## Fire_Equipment
Column1 | Entity_number | Description | Parent | Parent_Description | Category | Class | Suspended | Tag | Valid_Class
36 | 45459 | Extinguisher, Fire, SN#45459, Carbon Dioxide, Spare, Laboratory | TAB-SUSPENDED ENTITY | Suspended entities | Fire Prevention,Extinguisher | Fire Equipment | 33028 |  | http://www.toronto.ca/TWONTO#00350
37 | 45459 | Extinguisher, Fire, SN#45459, Carbon Dioxide, Spare, Laboratory | TAB-WA7-FEQ-2175S | Extinguisher, Fire - Laboratory/ Old Admin | Fire Prevention,Extinguisher | Fire Equipment | 33028 |  | http://www.toronto.ca/TWONTO#00350
76 | 46247 | Extinguisher, Fire, WA2, Buggy SN378306 | TAB-WA7-FEQ-0014 | Extinguisher, Fire - Vehicles | Fire Prevention,Extinguisher | Fire Equipment |  |  | http://www.toronto.ca/TWONTO#00350
96 | 52863 | Extinguisher, Fire, SN#52863, Dry, Hallway, Security Building | TAB-WA7-FEQ-2166S | Extinguisher, Fire - Security & D Buildings | Fire Prevention,Extinguisher | Fire Equipment | 41321 |  | http://www.toronto.ca/TWONTO#00350
97 | 52874 | Extinguisher, Fire, SN#52874, 26 Unit, Dry, Tunnel, Dewatering Centrifuge | TAB-SUSPENDED ENTITY | Suspended entities | Fire Prevention,Extinguisher | Fire Equipment | 32967 |  | http://www.toronto.ca/TWONTO#00350
98 | 133435 | Extinguisher, SN# 133435, Dry, 17.5 lbs, Ozone #4, Aeration | TAB-SUSPENDED ENTITY | Suspended entities | Fire Prevention,Extinguisher | Fire Equipment | 32987 |  | http://www.toronto.ca/TWONTO#00350
99 | 187309 | Extinguisher, Fire, SN#187309, Hyster 65 Forklift SN 329003, Dewatering Centrifuge | TAB-WA7-FEQ-2167S | Extinguisher, Fire - Dewatering | Fire Prevention,Extinguisher | Fire Equipment |  |  | http://www.toronto.ca/TWONTO#00350
100 | 254272 | Extinguisher, Fire, SN#254272, Ford Ranger Truck SN0420042 | TAB-WA7-FEQ-0014 | Extinguisher, Fire - Vehicles | Fire Prevention,Extinguisher | Fire Equipment | 32996 |  | http://www.toronto.ca/TWONTO#00350
101 | 254277 | Extinguisher, Fire, SN#254277, Vehicle, Ford XL350, Truck SN076004, Electrical Shop | TAB-WA7-FEQ-0014 | Extinguisher, Fire - Vehicles | Fire Prevention,Extinguisher | Fire Equipment |  |  | http://www.toronto.ca/TWONTO#00350
102 | 254924 | Extinguisher, Fire, SN#254924, Ford Ranger, Truck SN042007 | TAB-WA7-FEQ-0014 | Extinguisher, Fire - Vehicles | Fire Prevention,Extinguisher | Fire Equipment | 32997 |  | http://www.toronto.ca/TWONTO#00350
103 | 283714 | Extinguisher, Fire, WA2, Buggy SN378214 | TAB-WA7-FEQ-0014 | Extinguisher, Fire - Vehicles | Fire Prevention,Extinguisher | Fire Equipment |  |  | http://www.toronto.ca/TWONTO#00350
104 | 327049 | Extinguisher, Fire, 327049, WA6/4 Ford Ranger, Truck SN042006 | TAB-SUSPENDED ENTITY | Suspended entities | Fire Prevention,Extinguisher | Fire Equipment | 32994 |  | http://www.toronto.ca/TWONTO#00350
105 | 327855 | Extinguisher, Fire, SN#3ALHCYFE9LDX0956, Vehicle, FM2, Boom Truck, License #BC50807 | TAB-WA7-FEQ-0014 | Extinguisher, Fire - Vehicles | Fire Prevention,Extinguisher | Fire Equipment |  |  | http://www.toronto.ca/TWONTO#00350
106 | 358782 | Extinguisher, Fire, WA1, Buggy SN378257 | TAB-WA7-FEQ-0014 | Extinguisher, Fire - Vehicles | Fire Prevention,Extinguisher | Fire Equipment |  |  | http://www.toronto.ca/TWONTO#00350
107 | 384785 | Extinguisher, SN# 384785, Dry, 17 lbs, Ozone #3, Aeration | TAB-SUSPENDED ENTITY | Suspended entities | Fire Prevention,Extinguisher | Fire Equipment | 32988 |  | http://www.toronto.ca/TWONTO#00350
108 | 384785 | Extinguisher, SN# 384785, Dry, 17 lbs, Ozone #3, Aeration | TAB-WA7-FEQ-2148S | Extinguisher, Fire - Aeration | Fire Prevention,Extinguisher | Fire Equipment | 32988 |  | http://www.toronto.ca/TWONTO#00350
109 | 384790 | Extinguisher, Fire, SN# 384790, Dry, 32 lbs, Ozone #6, Aeration | TAB-SUSPENDED ENTITY | Suspended entities | Fire Prevention,Extinguisher | Fire Equipment | 32989 |  | http://www.toronto.ca/TWONTO#00350
110 | 384790 | Extinguisher, Fire, SN# 384790, Dry, 32 lbs, Ozone #6, Aeration | TAB-WA7-FEQ-2148S | Extinguisher, Fire - Aeration | Fire Prevention,Extinguisher | Fire Equipment | 32989 |  | http://www.toronto.ca/TWONTO#00350
111 | 461842 | Extinguisher, Fire, WA6, Buggy SN378320 | TAB-WA7-FEQ-0014 | Extinguisher, Fire - Vehicles | Fire Prevention,Extinguisher | Fire Equipment | 40177 |  | http://www.toronto.ca/TWONTO#00350
112 | 462396 | Extinguisher, Fire, WA7, Buggy SN378325 | TAB-WA7-FEQ-0014 | Extinguisher, Fire - Vehicles | Fire Prevention,Extinguisher | Fire Equipment |  |  | http://www.toronto.ca/TWONTO#00350
113 | 463723 | Extinguisher, Fire, WA7, Buggy SN378256 | TAB-WA7-FEQ-0014 | Extinguisher, Fire - Vehicles | Fire Prevention,Extinguisher | Fire Equipment |  |  | http://www.toronto.ca/TWONTO#00350
114 | 463928 | Extinguisher, Fire, WA5, Buggy SN378318 | TAB-WA7-FEQ-0014 | Extinguisher, Fire - Vehicles | Fire Prevention,Extinguisher | Fire Equipment |  |  | http://www.toronto.ca/TWONTO#00350
115 | 470110 | Extinguisher, Fire, SN# 470110, Dry, Maint. Shop, "N-W", 1/F, Outside Cage, Blower Building | TAB-SUSPENDED ENTITY | Suspended entities | Fire Prevention,Extinguisher | Fire Equipment | 33094 |  | http://www.toronto.ca/TWONTO#00350
116 | 626930 | Extinguisher, Fire, WA4, Buggy SN378163 | TAB-WA7-FEQ-0014 | Extinguisher, Fire - Vehicles | Fire Prevention,Extinguisher | Fire Equipment |  |  | http://www.toronto.ca/TWONTO#00350
117 | 685042 | Extinguisher, Fire, SN# 685042, Dry, 30 lbs, Aeration Tank #11, Areation | TAB-WA7-FEQ-2148S | Extinguisher, Fire - Aeration | Fire Prevention,Extinguisher | Fire Equipment | 32992 |  | http://www.toronto.ca/TWONTO#00350
118 | 703950 | Extinguisher, Fire, SN#703950, Blower Room Centre, Blower Building | TAB-SUSPENDED ENTITY | Suspended entities | Fire Prevention,Extinguisher | Fire Equipment | 33095 |  | http://www.toronto.ca/TWONTO#00350
119 | 703950 | Extinguisher, Fire, SN#703950, Blower Room Centre, Blower Building | TAB-WA7-FEQ-0012S | Extinguisher, Fire - Blower Building | Fire Prevention,Extinguisher | Fire Equipment | 33095 |  | http://www.toronto.ca/TWONTO#00350
120 | 705758 | Extinguisher, Fire, SN#705758, Dry, Pantry, AECOM Trailer | TAB-SUSPENDED ENTITY | Suspended entities | Fire Prevention,Extinguisher | Fire Equipment | 32993 |  | http://www.toronto.ca/TWONTO#00350
121 | 705758 | Extinguisher, Fire, SN#705758, Dry, Pantry, AECOM Trailer | TAB-WA7-FEQ-0004S | Extinguisher, Fires - AECOM Trailer & Meeting Rooms, OMU Office | Fire Prevention,Extinguisher | Fire Equipment | 32993 |  | http://www.toronto.ca/TWONTO#00350
134 | 52874 | Extinguisher, Fire, SN#52874, 26 Unit, Dry, Tunnel, Dewatering Centrifuge | TAB-WA7-FEQ-2167S | Extinguisher, Fire - Dewatering | Fire Prevention,Extinguisher | Fire Equipment | 32967 |  | http://www.toronto.ca/TWONTO#00350
136 | 66816 | Extinguisher, Fire, SN# 66816, Halon, Control Room, Blower Building | TAB-SUSPENDED ENTITY | Suspended entities | Fire Prevention,Extinguisher | Fire Equipment | 32968 |  | http://www.toronto.ca/TWONTO#00350
137 | 66816 | Extinguisher, Fire, SN# 66816, Halon, Control Room, Blower Building | TAB-WA7-FEQ-0012S | Extinguisher, Fire - Blower Building | Fire Prevention,Extinguisher | Fire Equipment | 32968 |  | http://www.toronto.ca/TWONTO#00350
138 | 67718 | Extinguisher, Fire, SN#67718, Ford Ranger, Truck SN042001 | TAB-SUSPENDED ENTITY | Suspended entities | Fire Prevention,Extinguisher | Fire Equipment | 32995 |  | http://www.toronto.ca/TWONTO#00350
139 | 67718 | Extinguisher, Fire, SN#67718, Ford Ranger, Truck SN042001 | TAB-WA7-FEQ-0014 | Extinguisher, Fire - Vehicles | Fire Prevention,Extinguisher | Fire Equipment | 32995 |  | http://www.toronto.ca/TWONTO#00350
141 | 133435 | Extinguisher, SN# 133435, Dry, 17.5 lbs, Ozone #4, Aeration | TAB-WA7-FEQ-2148S | Extinguisher, Fire - Aeration | Fire Prevention,Extinguisher | Fire Equipment | 32987 |  | http://www.toronto.ca/TWONTO#00350
142 | 190849 | Extinguisher, Fire, SN#190849, Carbon Dioxide, 58 lbs., Spare, Laboratory | TAB-SUSPENDED ENTITY | Suspended entities | Fire Prevention,Extinguisher | Fire Equipment | 33029 |  | http://www.toronto.ca/TWONTO#00350
143 | 190849 | Extinguisher, Fire, SN#190849, Carbon Dioxide, 58 lbs., Spare, Laboratory | TAB-WA7-FEQ-2175S | Extinguisher, Fire - Laboratory/ Old Admin | Fire Prevention,Extinguisher | Fire Equipment | 33029 |  | http://www.toronto.ca/TWONTO#00350
144 | 206442 | Extinguisher, Fire, SN#206442, Carbon Dioxide, Spare, Plantwide Spare | TAB-SUSPENDED ENTITY | Suspended entities | Fire Prevention,Extinguisher | Fire Equipment | 33030 |  | http://www.toronto.ca/TWONTO#00350
145 | 206442 | Extinguisher, Fire, SN#206442, Carbon Dioxide, Spare, Plantwide Spare | TAB-WA7-FEQ-2175S | Extinguisher, Fire - Laboratory/ Old Admin | Fire Prevention,Extinguisher | Fire Equipment | 33030 |  | http://www.toronto.ca/TWONTO#00350
146 | 254272 | Extinguisher, Fire, SN#254272, Ford Ranger Truck SN0420042 | TAB-SUSPENDED ENTITY | Suspended entities | Fire Prevention,Extinguisher | Fire Equipment | 32996 |  | http://www.toronto.ca/TWONTO#00350
147 | 254924 | Extinguisher, Fire, SN#254924, Ford Ranger, Truck SN042007 | TAB-SUSPENDED ENTITY | Suspended entities | Fire Prevention,Extinguisher | Fire Equipment | 32997 |  | http://www.toronto.ca/TWONTO#00350
148 | 327049 | Extinguisher, Fire, 327049, WA6/4 Ford Ranger, Truck SN042006 | TAB-WA7-FEQ-0014 | Extinguisher, Fire - Vehicles | Fire Prevention,Extinguisher | Fire Equipment | 32994 |  | http://www.toronto.ca/TWONTO#00350
149 | 331555 | Extinguisher, Fire, SN#331555, Caterpillar, Ford Lift PE1067, Z Bldg. | TAB-WA7-FEQ-2182S | Extinguisher, Fire - Z Building | Fire Prevention,Extinguisher | Fire Equipment |  |  | http://www.toronto.ca/TWONTO#00350
150 | 369883 | Extinguisher, Fire, SN#369883, Ford Windstar, Van, SN94007, Blower Bldg | TAB-WA7-FEQ-0014 | Extinguisher, Fire - Vehicles | Fire Prevention,Extinguisher | Fire Equipment |  |  | http://www.toronto.ca/TWONTO#00350
153 | 461836 | Extinguisher, Fire, WA1, Buggy SN378307 | TAB-WA7-FEQ-0014 | Extinguisher, Fire - Vehicles | Fire Prevention,Extinguisher | Fire Equipment |  |  | http://www.toronto.ca/TWONTO#00350
154 | 461842 | Extinguisher, Fire, WA6, Buggy SN378320 | TAB-SUSPENDED ENTITY | Suspended entities | Fire Prevention,Extinguisher | Fire Equipment | 40177 |  | http://www.toronto.ca/TWONTO#00350
155 | 461843 | Extinguisher, Fire, WA7, Buggy SN378322 | TAB-WA7-FEQ-0014 | Extinguisher, Fire - Vehicles | Fire Prevention,Extinguisher | Fire Equipment |  |  | http://www.toronto.ca/TWONTO#00350
156 | 462928 | Extinguisher, Fire, WA8, Buggy SN378295 | TAB-WA7-FEQ-0014 | Extinguisher, Fire - Vehicles | Fire Prevention,Extinguisher | Fire Equipment |  |  | http://www.toronto.ca/TWONTO#00350
157 | 464241 | Extinguisher, Fire, WA4, Buggy SN378308 | TAB-WA7-FEQ-0014 | Extinguisher, Fire - Vehicles | Fire Prevention,Extinguisher | Fire Equipment |  |  | http://www.toronto.ca/TWONTO#00350
158 | 470110 | Extinguisher, Fire, SN# 470110, Dry, Maint. Shop, "N-W", 1/F, Outside Cage, Blower Building | TAB-WA7-FEQ-0012S | Extinguisher, Fire - Blower Building | Fire Prevention,Extinguisher | Fire Equipment | 33094 |  | http://www.toronto.ca/TWONTO#00350
161 | 756606 | Extinguisher, Fire, SN#756606, Diesel Room west, Blower Building | TAB-WA7-FEQ-0012S | Extinguisher, Fire - Blower Building | Fire Prevention,Extinguisher | Fire Equipment | 33096 |  | http://www.toronto.ca/TWONTO#00350
162 | 772264 | Extinguisher, Fire, WA5, Buggy SN378319 | TAB-WA7-FEQ-0014 | Extinguisher, Fire - Vehicles | Fire Prevention,Extinguisher | Fire Equipment |  |  | http://www.toronto.ca/TWONTO#00350
163 | 772265 | Extinguisher, Fire, WA4, Buggy SN378176 | TAB-WA7-FEQ-0014 | Extinguisher, Fire - Vehicles | Fire Prevention,Extinguisher | Fire Equipment |  |  | http://www.toronto.ca/TWONTO#00350
164 | 858167 | Extinguisher, Fire, SN#858167, Carbon Dioxide, Computer Room, Heat Recovery | TAB-SUSPENDED ENTITY | Suspended entities | Fire Prevention,Extinguisher | Fire Equipment | 32956 |  | http://www.toronto.ca/TWONTO#00350
165 | 858167 | Extinguisher, Fire, SN#858167, Carbon Dioxide, Computer Room, Heat Recovery | TAB-WA7-FEQ-0013S | Extinguisher, Fire - Heat Recovery | Fire Prevention,Extinguisher | Fire Equipment | 32956 |  | http://www.toronto.ca/TWONTO#00350
166 | 884338 | Extinguisher, Fire, SN#884338, WA7, GM Truck, SN067003 | TAB-SUSPENDED ENTITY | Suspended entities | Fire Prevention,Extinguisher | Fire Equipment | 32998 |  | http://www.toronto.ca/TWONTO#00350
167 | 884338 | Extinguisher, Fire, SN#884338, WA7, GM Truck, SN067003 | TAB-WA7-FEQ-0014 | Extinguisher, Fire - Vehicles | Fire Prevention,Extinguisher | Fire Equipment | 32998 |  | http://www.toronto.ca/TWONTO#00350
168 | 884341 | Extinguisher, Fire, 884341, WA7, GM, Truck SN067003 | TAB-SUSPENDED ENTITY | Suspended entities | Fire Prevention,Extinguisher | Fire Equipment | 32999 |  | http://www.toronto.ca/TWONTO#00350
169 | 959553 | Extinguisher, Fire, SN#959553, Dry, Lunch Room, Laboratory | TAB-SUSPENDED ENTITY | Suspended entities | Fire Prevention,Extinguisher | Fire Equipment | 33031 |  | http://www.toronto.ca/TWONTO#00350
170 | 959553 | Extinguisher, Fire, SN#959553, Dry, Lunch Room, Laboratory | TAB-WA7-FEQ-2175S | Extinguisher, Fire - Laboratory/ Old Admin | Fire Prevention,Extinguisher | Fire Equipment | 33031 |  | http://www.toronto.ca/TWONTO#00350
171 | 994915 | Extinguisher, Fire, SN#994915, Dry, Spare, Laboratory | TAB-SUSPENDED ENTITY | Suspended entities | Fire Prevention,Extinguisher | Fire Equipment | 33032 |  | http://www.toronto.ca/TWONTO#00350
172 | 994915 | Extinguisher, Fire, SN#994915, Dry, Spare, Laboratory | TAB-WA7-FEQ-2175S | Extinguisher, Fire - Laboratory/ Old Admin | Fire Prevention,Extinguisher | Fire Equipment | 33032 |  | http://www.toronto.ca/TWONTO#00350
173 | 1211267 | Extinguisher, Fire, SN#1211267, 58 lbs., Carbon Dioxide, Spare, Plantwide | TAB-SUSPENDED ENTITY | Suspended entities | Fire Prevention,Extinguisher | Fire Equipment | 33033 |  | http://www.toronto.ca/TWONTO#00350
188 | 105385? | Extinguisher, Fire, SN#105385, Dry, 5th Floor, "C", Incinerator 3, 4, 5 | TAB-WA7-FEQ-2174S | Extinguisher, Fire - Incinerators,Silo , Biosolid Truck Loading & Auxiliary Building, Stack | Fire Prevention,Extinguisher | Fire Equipment | 32958 |  | http://www.toronto.ca/TWONTO#00350
195 | 34745S | Extinguisher, Fire, Dry, PCB Gate & Water Tower, | TAB-SUSPENDED ENTITY | Suspended entities | Fire Prevention,Extinguisher | Fire Equipment | 41323 |  | http://www.toronto.ca/TWONTO#00350
196 | 34745S | Extinguisher, Fire, Dry, PCB Gate & Water Tower, | TAB-WA7-FEQ-2166S | Extinguisher, Fire - Security & D Buildings | Fire Prevention,Extinguisher | Fire Equipment | 41323 |  | http://www.toronto.ca/TWONTO#00350
206 | 661758 | Extinguisher, Fire, SN#661758, Dry, Instrument Shop, 4th Floor, Heat Recovery | TAB-SUSPENDED ENTITY | Suspended entities | Fire Prevention,Extinguisher | Fire Equipment | 32955 |  | http://www.toronto.ca/TWONTO#00350
207 | 661758 | Extinguisher, Fire, SN#661758, Dry, Instrument Shop, 4th Floor, Heat Recovery | TAB-WA7-FEQ-0013S | Extinguisher, Fire - Heat Recovery | Fire Prevention,Extinguisher | Fire Equipment | 32955 |  | http://www.toronto.ca/TWONTO#00350
208 | 685042 | Extinguisher, Fire, SN# 685042, Dry, 30 lbs, Aeration Tank #11, Areation | TAB-SUSPENDED ENTITY | Suspended entities | Fire Prevention,Extinguisher | Fire Equipment | 32992 |  | http://www.toronto.ca/TWONTO#00350
209 | 756606 | Extinguisher, Fire, SN#756606, Diesel Room west, Blower Building | TAB-SUSPENDED ENTITY | Suspended entities | Fire Prevention,Extinguisher | Fire Equipment | 33096 |  | http://www.toronto.ca/TWONTO#00350
210 | 772176 | Extinguisher, Fire, WA7, Buggy SN378258 | TAB-WA7-FEQ-0014 | Extinguisher, Fire - Vehicles | Fire Prevention,Extinguisher | Fire Equipment |  |  | http://www.toronto.ca/TWONTO#00350
211 | 772471 | Extinguisher, Fire, WA8, Buggy SN378294 | TAB-WA7-FEQ-0014 | Extinguisher, Fire - Vehicles | Fire Prevention,Extinguisher | Fire Equipment |  |  | http://www.toronto.ca/TWONTO#00350
212 | 772472 | Extinguisher, Fire, WA6, Buggy SN378121 | TAB-WA7-FEQ-0014 | Extinguisher, Fire - Vehicles | Fire Prevention,Extinguisher | Fire Equipment |  |  | http://www.toronto.ca/TWONTO#00350
213 | 772473 | Extinguisher, Fire, WA7, Buggy SN378323 | TAB-WA7-FEQ-0014 | Extinguisher, Fire - Vehicles | Fire Prevention,Extinguisher | Fire Equipment |  |  | http://www.toronto.ca/TWONTO#00350
214 | 884341 | Extinguisher, Fire, 884341, WA7, GM, Truck SN067003 | TAB-WA7-FEQ-0014 | Extinguisher, Fire - Vehicles | Fire Prevention,Extinguisher | Fire Equipment | 32999 |  | http://www.toronto.ca/TWONTO#00350
215 | 957437 | Extinguisher, Fire, SN# 957437, Maint. Cage, Carbon Dioxide, Filter Gallery "S-C", 1/F, Blower Building | TAB-SUSPENDED ENTITY | Suspended entities | Fire Prevention,Extinguisher | Fire Equipment | 33097 |  | http://www.toronto.ca/TWONTO#00350
216 | 957437 | Extinguisher, Fire, SN# 957437, Maint. Cage, Carbon Dioxide, Filter Gallery "S-C", 1/F, Blower Building | TAB-WA7-FEQ-0012S | Extinguisher, Fire - Blower Building | Fire Prevention,Extinguisher | Fire Equipment | 33097 |  | http://www.toronto.ca/TWONTO#00350
217 | 1211267 | Extinguisher, Fire, SN#1211267, 58 lbs., Carbon Dioxide, Spare, Plantwide | TAB-WA7-FEQ-2175S | Extinguisher, Fire - Laboratory/ Old Admin | Fire Prevention,Extinguisher | Fire Equipment | 33033 |  | http://www.toronto.ca/TWONTO#00350
232 | 105385? | Extinguisher, Fire, SN#105385, Dry, 5th Floor, "C", Incinerator 3, 4, 5 | TAB-SUSPENDED ENTITY | Suspended entities | Fire Prevention,Extinguisher | Fire Equipment | 32958 |  | http://www.toronto.ca/TWONTO#00350
233 | 243350S | Extinguisher, Fire, SN#243350, Dry, Mechanical Room, Security Building | TAB-SUSPENDED ENTITY | Suspended entities | Fire Prevention,Extinguisher | Fire Equipment | 41328 |  | http://www.toronto.ca/TWONTO#00350
234 | 243350S | Extinguisher, Fire, SN#243350, Dry, Mechanical Room, Security Building | TAB-WA7-FEQ-2166S | Extinguisher, Fire - Security & D Buildings | Fire Prevention,Extinguisher | Fire Equipment | 41328 |  | http://www.toronto.ca/TWONTO#00350
264 | 418982S | Extinguisher, Fire, SN#418982, Dry, Screening Room, D Building | TAB-SUSPENDED ENTITY | Suspended entities | Fire Prevention,Extinguisher | Fire Equipment | 41329 |  | http://www.toronto.ca/TWONTO#00350
265 | 418982S | Extinguisher, Fire, SN#418982, Dry, Screening Room, D Building | TAB-WA7-FEQ-2166S | Extinguisher, Fire - Security & D Buildings | Fire Prevention,Extinguisher | Fire Equipment | 41329 |  | http://www.toronto.ca/TWONTO#00350
266 | 44141? | Extinguisher, Fire, SN#44141, Dry, 2nd Floor, Walkway, "N", New Biosolids | TAB-WA7-FEQ-2174S | Extinguisher, Fire - Incinerators,Silo , Biosolid Truck Loading & Auxiliary Building, Stack | Fire Prevention,Extinguisher | Fire Equipment | 32966 |  | http://www.toronto.ca/TWONTO#00350
267 | 542500S | Extinguisher, Fire, SN#542500, Dry, Control Room, D Building | TAB-SUSPENDED ENTITY | Suspended entities | Fire Prevention,Extinguisher | Fire Equipment | 41330 |  | http://www.toronto.ca/TWONTO#00350
268 | 62345S | Extinguisher, Fire, SN# 62345, Bsmt "N", D Building | TAB-SUSPENDED ENTITY | Suspended entities | Fire Prevention,Extinguisher | Fire Equipment | 41324 |  | http://www.toronto.ca/TWONTO#00350
269 | 709012S | Extinguisher, Fire, SN#709012, Carbon Dioxide, Ground Equipment, New P.S | TAB-WA7-FEQ-2169S | Extinguisher, Fires - P Bldg & New P.S. | Fire Prevention,Extinguisher | Fire Equipment | 41331 |  | http://www.toronto.ca/TWONTO#00350
270 | 738886S | Extinguisher, Fire, SN#738886, Dry, H.P. Sub-Basement, Z Building (Heat Treatment) | TAB-SUSPENDED ENTITY | Suspended entities | Fire Prevention,Extinguisher | Fire Equipment | 41333 |  | http://www.toronto.ca/TWONTO#00350
271 | 881948S | Extinguisher, Fire, SN# 881948, VFD Room, D Building | TAB-SUSPENDED ENTITY | Suspended entities | Fire Prevention,Extinguisher | Fire Equipment | 41334 |  | http://www.toronto.ca/TWONTO#00350
274 | 897712S | Extinguisher, Fire, SN# 897712, I.F.E., SE Entrance Door, D Building | TAB-SUSPENDED ENTITY | Suspended entities | Fire Prevention,Extinguisher | Fire Equipment | 41336 |  | http://www.toronto.ca/TWONTO#00350
275 | 897723S | Extinguisher, Fire, SN# 897723, I.F.E., Grit Rm. "N", D Building | TAB-SUSPENDED ENTITY | Suspended entities | Fire Prevention,Extinguisher | Fire Equipment | 41337 |  | http://www.toronto.ca/TWONTO#00350
276 | 943135S | Extinguisher, Fire, 943135, Control Rm., New Gas Control Bldg | TAB-SUSPENDED ENTITY | Suspended entities | Fire Prevention,Extinguisher | Fire Equipment | 41339 |  | http://www.toronto.ca/TWONTO#00350
277 | 98605E | Extinguisher, Fire, SN#98605, Blower Room Centre, Blower Building | TAB-SUSPENDED ENTITY | Suspended entities | Fire Prevention,Extinguisher | Fire Equipment | 32969 |  | http://www.toronto.ca/TWONTO#00350
1593 | 44141? | Extinguisher, Fire, SN#44141, Dry, 2nd Floor, Walkway, "N", New Biosolids | TAB-SUSPENDED ENTITY | Suspended entities | Fire Prevention,Extinguisher | Fire Equipment | 32966 |  | http://www.toronto.ca/TWONTO#00350
1594 | 542500S | Extinguisher, Fire, SN#542500, Dry, Control Room, D Building | TAB-WA7-FEQ-2166S | Extinguisher, Fire - Security & D Buildings | Fire Prevention,Extinguisher | Fire Equipment | 41330 |  | http://www.toronto.ca/TWONTO#00350
1595 | 62345S | Extinguisher, Fire, SN# 62345, Bsmt "N", D Building | TAB-WA7-FEQ-2166S | Extinguisher, Fire - Security & D Buildings | Fire Prevention,Extinguisher | Fire Equipment | 41324 |  | http://www.toronto.ca/TWONTO#00350
1596 | 63227S | Extinguisher, Fire, SN# 63227, Pump Gallery "C", D Building | TAB-SUSPENDED ENTITY | Suspended entities | Fire Prevention,Extinguisher | Fire Equipment | 41325 |  | http://www.toronto.ca/TWONTO#00350
1597 | 63227S | Extinguisher, Fire, SN# 63227, Pump Gallery "C", D Building | TAB-WA7-FEQ-2166S | Extinguisher, Fire - Security & D Buildings | Fire Prevention,Extinguisher | Fire Equipment | 41325 |  | http://www.toronto.ca/TWONTO#00350
1598 | 63228S | Extinguisher, Fire, SN# 63228, Bsmt "C", D Building | TAB-SUSPENDED ENTITY | Suspended entities | Fire Prevention,Extinguisher | Fire Equipment | 41326 |  | http://www.toronto.ca/TWONTO#00350
1599 | 63228S | Extinguisher, Fire, SN# 63228, Bsmt "C", D Building | TAB-WA7-FEQ-2166S | Extinguisher, Fire - Security & D Buildings | Fire Prevention,Extinguisher | Fire Equipment | 41326 |  | http://www.toronto.ca/TWONTO#00350
1600 | 63230S | Extinguisher, Fire, SN# 63230, Bsmt "S", D Building | TAB-SUSPENDED ENTITY | Suspended entities | Fire Prevention,Extinguisher | Fire Equipment | 41327 |  | http://www.toronto.ca/TWONTO#00350
1601 | 63230S | Extinguisher, Fire, SN# 63230, Bsmt "S", D Building | TAB-WA7-FEQ-2166S | Extinguisher, Fire - Security & D Buildings | Fire Prevention,Extinguisher | Fire Equipment | 41327 |  | http://www.toronto.ca/TWONTO#00350
1602 | 709012S | Extinguisher, Fire, SN#709012, Carbon Dioxide, Ground Equipment, New P.S | TAB-SUSPENDED ENTITY | Suspended entities | Fire Prevention,Extinguisher | Fire Equipment | 41331 |  | http://www.toronto.ca/TWONTO#00350
1603 | 709021S | Extinguisher, Fire, SN#709021, Carbon Dioxide, #1 Decant House, Dewatering Centrifuge | TAB-SUSPENDED ENTITY | Suspended entities | Fire Prevention,Extinguisher | Fire Equipment | 41332 |  | http://www.toronto.ca/TWONTO#00350
1604 | 709021S | Extinguisher, Fire, SN#709021, Carbon Dioxide, #1 Decant House, Dewatering Centrifuge | TAB-WA7-FEQ-2167S | Extinguisher, Fire - Dewatering | Fire Prevention,Extinguisher | Fire Equipment | 41332 |  | http://www.toronto.ca/TWONTO#00350
1605 | 738886S | Extinguisher, Fire, SN#738886, Dry, H.P. Sub-Basement, Z Building (Heat Treatment) | TAB-WA7-FEQ-2182S | Extinguisher, Fire - Z Building | Fire Prevention,Extinguisher | Fire Equipment | 41333 |  | http://www.toronto.ca/TWONTO#00350
1606 | 881948S | Extinguisher, Fire, SN# 881948, VFD Room, D Building | TAB-WA7-FEQ-2166S | Extinguisher, Fire - Security & D Buildings | Fire Prevention,Extinguisher | Fire Equipment | 41334 |  | http://www.toronto.ca/TWONTO#00350
1607 | 897662S | Extinguisher, Fire, SN# 897662, I.F.E., #16 Tank LID, D Building | TAB-SUSPENDED ENTITY | Suspended entities | Fire Prevention,Extinguisher | Fire Equipment | 41335 |  | http://www.toronto.ca/TWONTO#00350
1608 | 897662S | Extinguisher, Fire, SN# 897662, I.F.E., #16 Tank LID, D Building | TAB-WA7-FEQ-2166S | Extinguisher, Fire - Security & D Buildings | Fire Prevention,Extinguisher | Fire Equipment | 41335 |  | http://www.toronto.ca/TWONTO#00350
1609 | 897712S | Extinguisher, Fire, SN# 897712, I.F.E., SE Entrance Door, D Building | TAB-WA7-FEQ-2166S | Extinguisher, Fire - Security & D Buildings | Fire Prevention,Extinguisher | Fire Equipment | 41336 |  | http://www.toronto.ca/TWONTO#00350
1610 | 897723S | Extinguisher, Fire, SN# 897723, I.F.E., Grit Rm. "N", D Building | TAB-WA7-FEQ-2166S | Extinguisher, Fire - Security & D Buildings | Fire Prevention,Extinguisher | Fire Equipment | 41337 |  | http://www.toronto.ca/TWONTO#00350
1611 | 897726S | Extinguisher, Fire, SN# 897726, I.F.E., Screen Rm. "E", D Building | TAB-SUSPENDED ENTITY | Suspended entities | Fire Prevention,Extinguisher | Fire Equipment | 41338 |  | http://www.toronto.ca/TWONTO#00350
1612 | 897726S | Extinguisher, Fire, SN# 897726, I.F.E., Screen Rm. "E", D Building | TAB-WA7-FEQ-2166S | Extinguisher, Fire - Security & D Buildings | Fire Prevention,Extinguisher | Fire Equipment | 41338 |  | http://www.toronto.ca/TWONTO#00350
1613 | 943135S | Extinguisher, Fire, 943135, Control Rm., New Gas Control Bldg | TAB-WA7-FEQ-2178S | Extinguisher, Fire - Gas Control Building | Fire Prevention,Extinguisher | Fire Equipment | 41339 |  | http://www.toronto.ca/TWONTO#00350
1614 | 98605E | Extinguisher, Fire, SN#98605, Blower Room Centre, Blower Building | TAB-WA7-FEQ-0012S | Extinguisher, Fire - Blower Building | Fire Prevention,Extinguisher | Fire Equipment | 32969 |  | http://www.toronto.ca/TWONTO#00350
2508 | COL-BEB-FA-0001S | Fire Alarm System, Drywell | COL-BEB-MISC | Miscellaneous Equipment | Fire Prevention,Alarm | Fire Equipment | 42916 | FA | http://www.toronto.ca/TWONTO#00154
2955 | COL-PBG-FA-0001S | Fire Alarm | COL-PBG-MISC | Miscellaneous Equipment |  | Fire Equipment | 42963 | FA | http://www.toronto.ca/TWONTO#00154
2956 | COL-PBG-FA-0001S | Fire Alarm | COL-W-OBSOLETE | Col West Obsolete Entities |  | Fire Equipment | 42963 | FA | http://www.toronto.ca/TWONTO#00154
2957 | COL-PBG-FEQ-0001S | Fire Prevention, Extinguisher | COL-PBG | Brule Gardens Sewage Pumping Station | Fire Prevention,Extinguisher | Fire Equipment | 40913 | FEQ | http://www.toronto.ca/TWONTO#00350
3005 | COL-PBP-FEQ-0001S | Fire Prevention, Extinguisher | COL-PBP-MISC | Miscellaneous Equipment | Fire Prevention,Extinguisher | Fire Equipment | 41313 | FEQ | http://www.toronto.ca/TWONTO#00350
3006 | COL-PBP-FEQ-0001S | Fire Prevention, Extinguisher | COL-W-OBSOLETE | Col West Obsolete Entities | Fire Prevention,Extinguisher | Fire Equipment | 41313 | FEQ | http://www.toronto.ca/TWONTO#00350
3127 | COL-PCF-FA-0001AS | Heat Detector, Kiosk, Fire Alarm, FA-0001A | COL-PCF | Clark Pumping Station | Transmitter | Fire Equipment | 42990 | FA | http://www.toronto.ca/TWONTO#00362
3128 | COL-PCF-FA-0001AS | Heat Detector, Kiosk, Fire Alarm, FA-0001A | COL-PCF-MISC | Miscellaneous Equipment | Transmitter | Fire Equipment | 42990 | FA | http://www.toronto.ca/TWONTO#00362
3129 | COL-PCF-FA-0001S | Smoke Detector, Kiosk, Fire Alarm, FA-0001 | COL-PCF | Clark Pumping Station | Transmitter | Fire Equipment | 42989 | FA | http://www.toronto.ca/TWONTO#00362
3130 | COL-PCF-FA-0001S | Smoke Detector, Kiosk, Fire Alarm, FA-0001 | COL-W-OBSOLETE | Col West Obsolete Entities | Transmitter | Fire Equipment | 42989 | FA | http://www.toronto.ca/TWONTO#00362
3131 | COL-PCF-FA-0002AS | Heat Detector, Drywell ,Fire Alarm, FA-0002A | COL-PCF | Clark Pumping Station | Transmitter | Fire Equipment | 42992 | FA | http://www.toronto.ca/TWONTO#00362
3132 | COL-PCF-FA-0002AS | Heat Detector, Drywell ,Fire Alarm, FA-0002A | COL-PCF-MISC | Miscellaneous Equipment | Transmitter | Fire Equipment | 42992 | FA | http://www.toronto.ca/TWONTO#00362
3133 | COL-PCF-FA-0002AS | Heat Detector, Drywell ,Fire Alarm, FA-0002A | COL-W-OBSOLETE | Col West Obsolete Entities | Transmitter | Fire Equipment | 42992 | FA | http://www.toronto.ca/TWONTO#00362
3134 | COL-PCF-FA-0002S | Smoke Detector, Drywell ,Fire Alarm, FA-0002 | COL-PCF-MISC | Miscellaneous Equipment | Transmitter | Fire Equipment | 42991 | FA | http://www.toronto.ca/TWONTO#00362
3135 | COL-PCF-FEQ-0001S | Fire Prevention, Extinguisher | COL-PCF | Clark Pumping Station | Fire Prevention,Extinguisher | Fire Equipment | 40914 | FEQ | http://www.toronto.ca/TWONTO#00350
3136 | COL-PCF-FEQ-0001S | Fire Prevention, Extinguisher | COL-PCF-MISC | Miscellaneous Equipment | Fire Prevention,Extinguisher | Fire Equipment | 40914 | FEQ | http://www.toronto.ca/TWONTO#00350
3137 | COL-PCF-FEQ-0001S | Fire Prevention, Extinguisher | COL-W-OBSOLETE | Col West Obsolete Entities | Fire Prevention,Extinguisher | Fire Equipment | 40914 | FEQ | http://www.toronto.ca/TWONTO#00350
3270 | COL-PCU-FA-5331S | Fire Alarm System, Cumber PS | COL-PCU-AUX-ELEC | Electrical Equipment | Building Service,Fire Alarm | Fire Equipment | 42964 | FA | http://www.toronto.ca/TWONTO#00154
3271 | COL-PCU-FA-5331S | Fire Alarm System, Cumber PS | COL-PCU-MISC | Miscellaneous Equipment | Building Service,Fire Alarm | Fire Equipment | 42964 | FA | http://www.toronto.ca/TWONTO#00154
3273 | COL-PCU-FEQ-0001S | Fire Prevention, Extinguisher, Ground Floor, Cumber PS | COL-PCU | Cumber Pumping Station | Fire Prevention,Extinguisher | Fire Equipment | 41315 | FEQ | http://www.toronto.ca/TWONTO#00350
3274 | COL-PCU-FEQ-0001S | Fire Prevention, Extinguisher, Ground Floor, Cumber PS | COL-PCU-AUX-MECH | Mechanical Equipment | Fire Prevention,Extinguisher | Fire Equipment | 41315 | FEQ | http://www.toronto.ca/TWONTO#00350
3275 | COL-PCU-FEQ-0002S | Fire Prevention, Extinguisher, Elecrical Room, Cumber PS | COL-PCU-AUX-MECH | Mechanical Equipment | Fire Prevention,Extinguisher | Fire Equipment | 42197 | FEQ | http://www.toronto.ca/TWONTO#00350
3276 | COL-PCU-FEQ-0002S | Fire Prevention, Extinguisher, Elecrical Room, Cumber PS | COL-W-OBSOLETE | Col West Obsolete Entities | Fire Prevention,Extinguisher | Fire Equipment | 42197 | FEQ | http://www.toronto.ca/TWONTO#00350
3277 | COL-PCU-FEQ-0003S | Fire Prevention, Extinguisher, Old Motor Floor, Cumber PS | COL-PCU-MISC | Miscellaneous Equipment | Fire Prevention,Extinguisher | Fire Equipment | 42198 | FEQ | http://www.toronto.ca/TWONTO#00350
3278 | COL-PCU-FEQ-0004S | Fire Prevention, Extinguisher, Pump Floor, Cumber PS | COL-PCU-AUX-MECH | Mechanical Equipment | Fire Prevention,Extinguisher | Fire Equipment | 42681 | FEQ | http://www.toronto.ca/TWONTO#00350
3279 | COL-PCU-FEQ-0004S | Fire Prevention, Extinguisher, Pump Floor, Cumber PS | COL-PCU-MISC | Miscellaneous Equipment | Fire Prevention,Extinguisher | Fire Equipment | 42681 | FEQ | http://www.toronto.ca/TWONTO#00350
3280 | COL-PCU-FEQ-0004S | Fire Prevention, Extinguisher, Pump Floor, Cumber PS | COL-W-OBSOLETE | Col West Obsolete Entities | Fire Prevention,Extinguisher | Fire Equipment | 42681 | FEQ | http://www.toronto.ca/TWONTO#00350
3468 | COL-PEV-FA-0001S | Fire Alarm | COL-PEV-MISC | Miscellaneous Equipment |  | Fire Equipment | 42965 | FA | http://www.toronto.ca/TWONTO#00154
3726 | COL-PHB-FEQ-0002S | Fire Prevention, Extinguisher | COL-W-OBSOLETE | Col West Obsolete Entities | Fire Prevention,Extinguisher | Fire Equipment | 40917 | FEQ | http://www.toronto.ca/TWONTO#00350
3797 | COL-PHP-FA-0001S | Fire Alarm | COL-PHP-MISC | Miscellaneous Equipment |  | Fire Equipment | 42966 | FA | http://www.toronto.ca/TWONTO#00154
3885 | COL-PKG-FA-0001S | Fire Alarm | COL-PKG | Kingston Rd Pumping Station |  | Fire Equipment | 42967 | FA | http://www.toronto.ca/TWONTO#00154
3886 | COL-PKG-FA-0001S | Fire Alarm | COL-PKG-MISC | Miscellaneous Equipment |  | Fire Equipment | 42967 | FA | http://www.toronto.ca/TWONTO#00154
3887 | COL-PKG-FA-0001S | Fire Alarm | COL-W-OBSOLETE | Col West Obsolete Entities |  | Fire Equipment | 42967 | FA | http://www.toronto.ca/TWONTO#00154
3951 | COL-PKP-FA-0001 | Fire Alarm | COL-PKP-MISC | Miscellaneous Equipment |  | Fire Equipment |  | FA | http://www.toronto.ca/TWONTO#00154
3952 | COL-PKP-FA-0002S | Fire Alarm System, Wet Well | COL-PKP | Kennedy Park Sewage Pumping Station | Building Service,Fire Alarm | Fire Equipment | 42968 | FA | http://www.toronto.ca/TWONTO#00154
3953 | COL-PKP-FA-0002S | Fire Alarm System, Wet Well | COL-PKP-MISC | Miscellaneous Equipment | Building Service,Fire Alarm | Fire Equipment | 42968 | FA | http://www.toronto.ca/TWONTO#00154
3954 | COL-PKP-FA-0002S | Fire Alarm System, Wet Well | COL-W-OBSOLETE | Col West Obsolete Entities | Building Service,Fire Alarm | Fire Equipment | 42968 | FA | http://www.toronto.ca/TWONTO#00154
3955 | COL-PKP-FEQ-0001S | Fire Prevention, Extinguisher | COL-PKP | Kennedy Park Sewage Pumping Station | Fire Prevention,Extinguisher | Fire Equipment | 42690 | FEQ | http://www.toronto.ca/TWONTO#00350
3956 | COL-PKP-FEQ-0002S | Fire Prevention, Extinguisher | COL-PKP | Kennedy Park Sewage Pumping Station | Fire Prevention,Extinguisher | Fire Equipment | 42691 | FEQ | http://www.toronto.ca/TWONTO#00350
3957 | COL-PKP-FEQ-0002S | Fire Prevention, Extinguisher | COL-W-OBSOLETE | Col West Obsolete Entities | Fire Prevention,Extinguisher | Fire Equipment | 42691 | FEQ | http://www.toronto.ca/TWONTO#00350
4066 | COL-PLB-FA-0001S | Fire Alarm System | COL-PLB-SUSPENDED | Longbranch P.S.suspended entities | Fire Prevention,Extinguisher | Fire Equipment | 42969 | FA | http://www.toronto.ca/TWONTO#00154
4067 | COL-PLB-FA-0001S | Fire Alarm System | COL-W-OBSOLETE | Col West Obsolete Entities | Fire Prevention,Extinguisher | Fire Equipment | 42969 | FA | http://www.toronto.ca/TWONTO#00154
4068 | COL-PLB-FEQ-0001S | Fire Prevention, Extinguisher | COL-PLB-AUX-MECH | Mechanical Equipment | Fire Prevention,Extinguisher | Fire Equipment | 42692 | FEQ | http://www.toronto.ca/TWONTO#00350
4069 | COL-PLB-FEQ-0002S | Fire Prevention, Extinguisher | COL-PLB-AUX-MECH | Mechanical Equipment | Fire Prevention,Extinguisher | Fire Equipment | 42693 | FEQ | http://www.toronto.ca/TWONTO#00350
4070 | COL-PLB-FEQ-0003S | Fire Prevention, Extinguisher | COL-W-OBSOLETE | Col West Obsolete Entities | Fire Prevention,Extinguisher | Fire Equipment | 42694 | FEQ | http://www.toronto.ca/TWONTO#00350
4071 | COL-PLB-FEQ-0004S | Fire Prevention, Extinguisher | COL-W-OBSOLETE | Col West Obsolete Entities | Fire Prevention,Extinguisher | Fire Equipment | 42695 | FEQ | http://www.toronto.ca/TWONTO#00350
4377 | COL-PMM-FEQ-0001S | Fire Prevention, Extinguisher | COL-PMM | Mimico Pumping Station | Fire Prevention,Extinguisher | Fire Equipment | 42697 | FEQ | http://www.toronto.ca/TWONTO#00350
4378 | COL-PMM-FEQ-0002S | Fire Prevention, Extinguisher | COL-PMM-MISC | Miscellaneous Equipment | Fire Prevention,Extinguisher | Fire Equipment | 42698 | FEQ | http://www.toronto.ca/TWONTO#00350
4379 | COL-PMM-FEQ-0002S | Fire Prevention, Extinguisher | COL-W-OBSOLETE | Col West Obsolete Entities | Fire Prevention,Extinguisher | Fire Equipment | 42698 | FEQ | http://www.toronto.ca/TWONTO#00350
4662 | COL-PMT-FEQ-0001S | Fire Prevention, Extinguisher | COL-PMT-MISC | Miscellaneous Equipment | Fire Prevention,Extinguisher | Fire Equipment | 42699 | FEQ | http://www.toronto.ca/TWONTO#00350
4844 | COL-PNT-FEQ-0002S | Fire Prevention, Extinguisher | COL-PNT | New Toronto Pumping Station | Fire Prevention,Extinguisher | Fire Equipment | 42701 | FEQ | http://www.toronto.ca/TWONTO#00350
4845 | COL-PNT-FEQ-0002S | Fire Prevention, Extinguisher | COL-PNT-MISC | Miscellaneous Equipment | Fire Prevention,Extinguisher | Fire Equipment | 42701 | FEQ | http://www.toronto.ca/TWONTO#00350
4846 | COL-PNT-FEQ-0002S | Fire Prevention, Extinguisher | COL-W-OBSOLETE | Col West Obsolete Entities | Fire Prevention,Extinguisher | Fire Equipment | 42701 | FEQ | http://www.toronto.ca/TWONTO#00350
4954 | COL-POM-FA-0001S | Fire Alarm System Main Floor | COL-POM | Old Mill Sewage Pumping Station | Building Service,Fire Alarm | Fire Equipment | 42924 | FA | http://www.toronto.ca/TWONTO#00154
4955 | COL-POM-FA-0001S | Fire Alarm System Main Floor | COL-W-OBSOLETE | Col West Obsolete Entities | Building Service,Fire Alarm | Fire Equipment | 42924 | FA | http://www.toronto.ca/TWONTO#00154
4956 | COL-POM-FEQ-0001S | Fire Prevention, Extinguisher | COL-POM | Old Mill Sewage Pumping Station | Fire Prevention,Extinguisher | Fire Equipment | 42704 | FEQ | http://www.toronto.ca/TWONTO#00350
4957 | COL-POM-FEQ-0001S | Fire Prevention, Extinguisher | COL-POM-MISC | Miscellaneous Equipment | Fire Prevention,Extinguisher | Fire Equipment | 42704 | FEQ | http://www.toronto.ca/TWONTO#00350
4958 | COL-POM-FEQ-0002S | Fire Prevention, Extinguisher | COL-POM | Old Mill Sewage Pumping Station | Fire Prevention,Extinguisher | Fire Equipment | 43004 | FEQ | http://www.toronto.ca/TWONTO#00350
4959 | COL-POM-FEQ-0002S | Fire Prevention, Extinguisher | COL-POM-MISC | Miscellaneous Equipment | Fire Prevention,Extinguisher | Fire Equipment | 43004 | FEQ | http://www.toronto.ca/TWONTO#00350
5013 | COL-PPU-FEQ-0001S | Fire Prevention, Extinguisher | COL-PPU-MISC | Miscellaneous Equipment | Fire Prevention,Extinguisher | Fire Equipment | 42711 | FEQ | http://www.toronto.ca/TWONTO#00350
5014 | COL-PPU-FEQ-0001S | Fire Prevention, Extinguisher | COL-W-OBSOLETE | Col West Obsolete Entities | Fire Prevention,Extinguisher | Fire Equipment | 42711 | FEQ | http://www.toronto.ca/TWONTO#00350
5051 | COL-PQW-FEQ-0001S | Fire Prevention, Extinguisher | COL-PQW | Queensway Sewage Pumping Station | Fire Prevention,Extinguisher | Fire Equipment | 42712 | FEQ | http://www.toronto.ca/TWONTO#00350
5194 | COL-PRG-FEQ-0001S | Fire Prevention, Extinguisher | COL-W-OBSOLETE | Col West Obsolete Entities | Fire Prevention,Extinguisher | Fire Equipment | 40926 | FEQ | http://www.toronto.ca/TWONTO#00350
5321 | COL-PSD-FA-0001S | Fire Alarm | COL-PSD-MISC | Miscellaneous Equipment |  | Fire Equipment | 42928 | FA | http://www.toronto.ca/TWONTO#00154
5322 | COL-PSD-FEQ-0001S | Fire equipment | COL-PSD-MISC | Miscellaneous Equipment |  | Fire Equipment | 40963 | FEQ | http://www.toronto.ca/TWONTO#00260
5323 | COL-PSD-FEQ-0002S | Fire equipment | COL-PSD-MISC | Miscellaneous Equipment |  | Fire Equipment | 40964 | FEQ | http://www.toronto.ca/TWONTO#00260
5430 | COL-PSK-FA-0001S | Fire Alarm | COL-W-OBSOLETE | Col West Obsolete Entities |  | Fire Equipment | 42971 | FA | http://www.toronto.ca/TWONTO#00154
5431 | COL-PSK-FA-0002S | Fire Alarm | COL-W-OBSOLETE | Col West Obsolete Entities |  | Fire Equipment | 42929 | FA | http://www.toronto.ca/TWONTO#00154
5612 | COL-PSP-FA-0001S | Fire Alarm | COL-PSP-MISC | Miscellaneous Equipment |  | Fire Equipment | 42972 | FA | http://www.toronto.ca/TWONTO#00154
5760 | COL-PST-FA-0001S | Fire Alarm | COL-PST | Strachan Pumping Station |  | Fire Equipment | 42973 | FA | http://www.toronto.ca/TWONTO#00154
5761 | COL-PST-FA-0001S | Fire Alarm | COL-W-OBSOLETE | Col West Obsolete Entities |  | Fire Equipment | 42973 | FA | http://www.toronto.ca/TWONTO#00154
5762 | COL-PST-FEQ-0001S | Fire equipment | COL-W-OBSOLETE | Col West Obsolete Entities |  | Fire Equipment | 42718 | FEQ | http://www.toronto.ca/TWONTO#00260
5763 | COL-PST-FEQ-0002S | Fire equipment | COL-PST | Strachan Pumping Station |  | Fire Equipment | 42719 | FEQ | http://www.toronto.ca/TWONTO#00260
5764 | COL-PST-FEQ-0002S | Fire equipment | COL-PST-MISC | Miscellaneous Equipment |  | Fire Equipment | 42719 | FEQ | http://www.toronto.ca/TWONTO#00260
6122 | COL-PSW-FEQ-0001S | Fire Prevention, Extinguisher | COL-PSW | Swansea Pumping Station | Fire Prevention,Extinguisher | Fire Equipment | 42894 | FEQ | http://www.toronto.ca/TWONTO#00350
6123 | COL-PSW-FEQ-0001S | Fire Prevention, Extinguisher | COL-W-OBSOLETE | Col West Obsolete Entities | Fire Prevention,Extinguisher | Fire Equipment | 42894 | FEQ | http://www.toronto.ca/TWONTO#00350
6124 | COL-PSW-FEQ-0002S | Fire Prevention, Extinguisher | COL-PSW | Swansea Pumping Station | Fire Prevention,Extinguisher | Fire Equipment | 42895 | FEQ | http://www.toronto.ca/TWONTO#00350
6125 | COL-PSW-FEQ-0002S | Fire Prevention, Extinguisher | COL-W-OBSOLETE | Col West Obsolete Entities | Fire Prevention,Extinguisher | Fire Equipment | 42895 | FEQ | http://www.toronto.ca/TWONTO#00350
6309 | COL-PVM-FA-0001S | Fire Alarm | COL-PVM-MISC | Miscellaneous Equipment |  | Fire Equipment | 42976 | FA | http://www.toronto.ca/TWONTO#00154
6434 | COL-PWH-FEQ-0001S | Fire Prevention, Extinguisher | COL-PCP-MISC | Miscellaneous Equipment | Fire Prevention,Extinguisher | Fire Equipment | 40197 | FEQ | http://www.toronto.ca/TWONTO#00350
6435 | COL-PWH-FEQ-0001S | Fire Prevention, Extinguisher | COL-PWH | Wilson Heights pumping station | Fire Prevention,Extinguisher | Fire Equipment | 40197 | FEQ | http://www.toronto.ca/TWONTO#00350
6461 | COL-PWN-FA-0001S | Fire Alarm System, Electrical room | COL-PWN | Warren Park Pumping Station | Building Service,Fire Alarm | Fire Equipment | 42977 | FA | http://www.toronto.ca/TWONTO#00154
6462 | COL-PWN-FA-0001S | Fire Alarm System, Electrical room | COL-PWN-MISC | Miscellaneous Equipment | Building Service,Fire Alarm | Fire Equipment | 42977 | FA | http://www.toronto.ca/TWONTO#00154
6463 | COL-PWN-FEQ-0001S | Fire Prevention, Extinguisher | COL-PWN | Warren Park Pumping Station | Fire Prevention,Extinguisher | Fire Equipment | 42898 | FEQ | http://www.toronto.ca/TWONTO#00350
6464 | COL-PWN-FEQ-0001S | Fire Prevention, Extinguisher | COL-W-OBSOLETE | Col West Obsolete Entities | Fire Prevention,Extinguisher | Fire Equipment | 42898 | FEQ | http://www.toronto.ca/TWONTO#00350
6642 | COL-PWR-FEQ-0001S | Fire Prevention, Extinguisher, Control Room, West Rouge PS | COL-PWR-AUX-MECH | Mechanical Equipment | Fire Prevention,Extinguisher | Fire Equipment | 42900 | FEQ | http://www.toronto.ca/TWONTO#00350
6643 | COL-PWR-FEQ-0001S | Fire Prevention, Extinguisher, Control Room, West Rouge PS | COL-PWR-MISC | Miscellaneous Equipment | Fire Prevention,Extinguisher | Fire Equipment | 42900 | FEQ | http://www.toronto.ca/TWONTO#00350
6644 | COL-PWR-FEQ-0003S | Fire Prevention, Extinguisher. Mid Floor VFD Room, West Rouge PS | COL-PWR | West Rouge Pumping Station | Fire Prevention,Extinguisher | Fire Equipment | 42902 | FEQ | http://www.toronto.ca/TWONTO#00350
6645 | COL-PWR-FEQ-0003S | Fire Prevention, Extinguisher. Mid Floor VFD Room, West Rouge PS | COL-PWR-AUX-MECH | Mechanical Equipment | Fire Prevention,Extinguisher | Fire Equipment | 42902 | FEQ | http://www.toronto.ca/TWONTO#00350
6646 | COL-PWR-FEQ-0003S | Fire Prevention, Extinguisher. Mid Floor VFD Room, West Rouge PS | COL-PWR-MISC | Miscellaneous Equipment | Fire Prevention,Extinguisher | Fire Equipment | 42902 | FEQ | http://www.toronto.ca/TWONTO#00350
6647 | COL-PWR-FEQ-0003S | Fire Prevention, Extinguisher. Mid Floor VFD Room, West Rouge PS | COL-W-OBSOLETE | Col West Obsolete Entities | Fire Prevention,Extinguisher | Fire Equipment | 42902 | FEQ | http://www.toronto.ca/TWONTO#00350
6648 | COL-PWR-FEQ-0005S | Fire Prevention, Extinguisher, Wet Wells, West Rouge PS | COL-PWR | West Rouge Pumping Station | Fire Prevention,Extinguisher | Fire Equipment | 42904 | FEQ | http://www.toronto.ca/TWONTO#00350
6649 | COL-PWR-FEQ-0005S | Fire Prevention, Extinguisher, Wet Wells, West Rouge PS | COL-W-OBSOLETE | Col West Obsolete Entities | Fire Prevention,Extinguisher | Fire Equipment | 42904 | FEQ | http://www.toronto.ca/TWONTO#00350
7383 | COL-SMC-FEQ-0002S | Fire Prevention, Extinguisher | COL-SMC | Maclean Detention Tank-storm | Fire Prevention,Extinguisher | Fire Equipment | 46863 | FEQ | http://www.toronto.ca/TWONTO#00350
7384 | COL-SMC-FEQ-0002S | Fire Prevention, Extinguisher | COL-SMC-MISC | Miscellaneous Equipment | Fire Prevention,Extinguisher | Fire Equipment | 46863 | FEQ | http://www.toronto.ca/TWONTO#00350
7736 | COL-YKP-FEQ-0002S | Fire Prevention, Extinguisher, Truck #080046 (Ford F550) | COL-W-OBSOLETE | Col West Obsolete Entities | Fire Prevention,Extinguisher | Fire Equipment | 41241 | FEQ | http://www.toronto.ca/TWONTO#00350
7737 | COL-YKP-FEQ-0002S | Fire Prevention, Extinguisher, Truck #080046 (Ford F550) | COL-YKP | Kipling Yard | Fire Prevention,Extinguisher | Fire Equipment | 41241 | FEQ | http://www.toronto.ca/TWONTO#00350
7738 | COL-YKP-FEQ-0003S | Fire Prevention, Extinguisher, Truck #080079 (Ford F550) | COL-YKP | Kipling Yard | Fire Prevention,Extinguisher | Fire Equipment | 43619 | FEQ | http://www.toronto.ca/TWONTO#00350
7739 | COL-YKP-FEQ-0003S | Fire Prevention, Extinguisher, Truck #080079 (Ford F550) | COL-YKP-VEH-0003S | Vehicle, Truck #080079 (Ford F550) | Fire Prevention,Extinguisher | Fire Equipment | 43619 | FEQ | http://www.toronto.ca/TWONTO#00350
7740 | COL-YKP-FEQ-0004 | Fire Prevention, Extinguisher, Truck #064160 (F250) | COL-YKP-VEH-0004 | Vehicle, Truck #064160 (F250) | Fire Prevention,Extinguisher | Fire Equipment |  | FEQ | http://www.toronto.ca/TWONTO#00350
7741 | COL-YKP-FEQ-0005S | Fire Prevention, Extinguisher, Truck #067019 (RAM 2500) | COL-YKP | Kipling Yard | Fire Prevention,Extinguisher | Fire Equipment | 41048 | FEQ | http://www.toronto.ca/TWONTO#00350
7742 | COL-YKP-FEQ-0005S | Fire Prevention, Extinguisher, Truck #067019 (RAM 2500) | COL-YKP-VEH-0005S | Vehicle, Truck #067019 (RAM 2500) | Fire Prevention,Extinguisher | Fire Equipment | 41048 | FEQ | http://www.toronto.ca/TWONTO#00350
7743 | COL-YKP-FEQ-0006 | Fire Prevention, Extinguisher, Truck #112522 (FORD TRANSIT 250) | COL-YKP | Kipling Yard | Fire Prevention,Extinguisher | Fire Equipment |  | FEQ | http://www.toronto.ca/TWONTO#00350
7744 | COL-YKP-FEQ-0006 | Fire Prevention, Extinguisher, Truck #112522 (FORD TRANSIT 250) | COL-YKP-VEH-0006 | Vehicle, Truck #112522 (FORD TRANSIT 250) | Fire Prevention,Extinguisher | Fire Equipment |  | FEQ | http://www.toronto.ca/TWONTO#00350
7745 | COL-YKP-FEQ-0006S | Fire Prevention, Extinguisher, Truck #043191 (Sierra 1500) | COL-W-OBSOLETE | Col West Obsolete Entities | Fire Prevention,Extinguisher | Fire Equipment | 39966 | FEQ | http://www.toronto.ca/TWONTO#00350
7746 | COL-YKP-FEQ-0006S | Fire Prevention, Extinguisher, Truck #043191 (Sierra 1500) | COL-YKP | Kipling Yard | Fire Prevention,Extinguisher | Fire Equipment | 39966 | FEQ | http://www.toronto.ca/TWONTO#00350
7747 | COL-YKP-FEQ-0007S | Fire Prevention, Extinguisher, Truck #080055 (F550) | COL-YKP-VEH-0007S | Vehicle, Truck #080055 (F550) | Fire Prevention,Extinguisher | Fire Equipment | 41254 | FEQ | http://www.toronto.ca/TWONTO#00350
7748 | COL-YKP-FEQ-0009S | Fire Prevention, Extinguisher, Truck #080070 (F550 XL) | COL-W-OBSOLETE | Col West Obsolete Entities | Fire Prevention,Extinguisher | Fire Equipment | 41260 | FEQ | http://www.toronto.ca/TWONTO#00350
7749 | COL-YKP-FEQ-0010S | Fire Prevention, Extinguisher, Truck #064100 (RAM 2500) | COL-YKP-VEH-0010S | Vehicle, Truck #064100 (RAM 2500) | Fire Prevention,Extinguisher | Fire Equipment | 39335 | FEQ | http://www.toronto.ca/TWONTO#00350
7750 | COL-YKP-FEQ-0012S | Fire Prevention, Extinguisher, Truck #043194 (Sierra 1500) | COL-W-OBSOLETE | Col West Obsolete Entities | Fire Prevention,Extinguisher | Fire Equipment | 41251 | FEQ | http://www.toronto.ca/TWONTO#00350
7751 | COL-YKP-FEQ-0012S | Fire Prevention, Extinguisher, Truck #043194 (Sierra 1500) | COL-YKP | Kipling Yard | Fire Prevention,Extinguisher | Fire Equipment | 41251 | FEQ | http://www.toronto.ca/TWONTO#00350
7752 | COL-YKP-FEQ-0013S | Fire Prevention, Extinguisher, Truck #064118 (F250) | COL-YKP-VEH-0013S | Vehicle, Truck #064118 (F250) | Fire Prevention,Extinguisher | Fire Equipment | 41257 | FEQ | http://www.toronto.ca/TWONTO#00350
7753 | COL-YKP-FEQ-0014S | Fire Prevention, Extinguisher, Truck #080056 (F550) | COL-YKP | Kipling Yard | Fire Prevention,Extinguisher | Fire Equipment | 41244 | FEQ | http://www.toronto.ca/TWONTO#00350
7754 | COL-YKP-FEQ-0014S | Fire Prevention, Extinguisher, Truck #080056 (F550) | COL-YKP-VEH-0014S | Vehicle, Truck #080056 (F550) | Fire Prevention,Extinguisher | Fire Equipment | 41244 | FEQ | http://www.toronto.ca/TWONTO#00350
7755 | COL-YKP-FEQ-0015S | Fire Prevention, Extinguisher, Truck #080047 (F550) | COL-YKP-VEH-0015S | Vehicle, Truck #080047 (F550) | Fire Prevention,Extinguisher | Fire Equipment | 42979 | FEQ | http://www.toronto.ca/TWONTO#00350
7756 | COL-YKP-FEQ-0016S | Fire Prevention, Extinguisher, Truck #080071 (F550) | COL-YKP-VEH-0016S | Vehicle, Truck #080071 (F550) | Fire Prevention,Extinguisher | Fire Equipment | 41248 | FEQ | http://www.toronto.ca/TWONTO#00350
7757 | COL-YKP-FEQ-0018S | Fire Prevention, Extinguisher, Truck #095091 (Transit XL) | COL-YKP-VEH-0018S | Vehicle, Truck #095091 (Transit XL) | Fire Prevention,Extinguisher | Fire Equipment | 42723 | FEQ | http://www.toronto.ca/TWONTO#00350
7758 | COL-YKP-FEQ-0019 | Fire Prevention, Extinguisher, Truck #112521 (FORD TRANSIT 250) | COL-YKP | Kipling Yard | Fire Prevention,Extinguisher | Fire Equipment |  | FEQ | http://www.toronto.ca/TWONTO#00350
7759 | COL-YKP-FEQ-0019 | Fire Prevention, Extinguisher, Truck #112521 (FORD TRANSIT 250) | COL-YKP-VEH-0019 | Vehicle, Truck #112521 (FORD TRANSIT250) | Fire Prevention,Extinguisher | Fire Equipment |  | FEQ | http://www.toronto.ca/TWONTO#00350
7760 | COL-YKP-FEQ-0019(S) | Fire Prevention, Extinguisher, Truck #062084 (RAM 2500) | COL-W-OBSOLETE | Col West Obsolete Entities | Fire Prevention,Extinguisher | Fire Equipment | 39046 | FEQ | http://www.toronto.ca/TWONTO#00350
7761 | COL-YKP-FEQ-0020S | Fire Prevention, Extinguisher, Truck #080072 (F550 XL) | COL-YKP | Kipling Yard | Fire Prevention,Extinguisher | Fire Equipment | 44896 | FEQ | http://www.toronto.ca/TWONTO#00350
7762 | COL-YKP-FEQ-0021 | Fire Prevention, Extinguisher, Truck #112431 (Transit 250) | COL-YKP | Kipling Yard | Fire Prevention,Extinguisher | Fire Equipment |  | FEQ | http://www.toronto.ca/TWONTO#00350
7763 | COL-YKP-FEQ-0022 | Fire Prevention, Extinguisher, Truck #196001 (M2 106) | COL-YKP | Kipling Yard | Fire Prevention,Extinguisher | Fire Equipment |  | FEQ | http://www.toronto.ca/TWONTO#00350
7764 | COL-YKP-FEQ-0022 | Fire Prevention, Extinguisher, Truck #196001 (M2 106) | COL-YKP-VEH-0022 | Vehicle, Truck #196001 (M2 106) | Fire Prevention,Extinguisher | Fire Equipment |  | FEQ | http://www.toronto.ca/TWONTO#00350
7765 | COL-YKP-FEQ-0023S | Fire Prevention, Extinguisher, Truck #080040 (F550) | COL-W-OBSOLETE | Col West Obsolete Entities | Fire Prevention,Extinguisher | Fire Equipment | 39589 | FEQ | http://www.toronto.ca/TWONTO#00350
7766 | COL-YKP-FEQ-0023S | Fire Prevention, Extinguisher, Truck #080040 (F550) | COL-YKP-VEH-0023S | Vehicle, Truck #080040 (F550) | Fire Prevention,Extinguisher | Fire Equipment | 39589 | FEQ | http://www.toronto.ca/TWONTO#00350
7767 | COL-YKP-FEQ-0025S | Fire Prevention, Extinguisher, Truck #189018 (M2 106) | COL-YKP | Kipling Yard | Fire Prevention,Extinguisher | Fire Equipment | 40244 | FEQ | http://www.toronto.ca/TWONTO#00350
7768 | COL-YKP-FEQ-0025S | Fire Prevention, Extinguisher, Truck #189018 (M2 106) | COL-YKP-VEH-0025S | Vehicle, Truck #189018 (M2 106) | Fire Prevention,Extinguisher | Fire Equipment | 40244 | FEQ | http://www.toronto.ca/TWONTO#00350
7769 | COL-YKP-FEQ-0027 | Fire Prevention, Extinguisher, Truck #067060 (F250 4x4) | COL-YKP-VEH-0027 | Vehicle, Truck #067060 (F250 4x4) | Fire Prevention,Extinguisher | Fire Equipment |  | FEQ | http://www.toronto.ca/TWONTO#00350
7770 | COL-YKP-FEQ-0028S | Fire Prevention, Extinguisher, Truck #067038 (F250) | COL-W-OBSOLETE | Col West Obsolete Entities | Fire Prevention,Extinguisher | Fire Equipment | 44894 | FEQ | http://www.toronto.ca/TWONTO#00350
7771 | COL-YKP-FEQ-0028S | Fire Prevention, Extinguisher, Truck #067038 (F250) | COL-YKP | Kipling Yard | Fire Prevention,Extinguisher | Fire Equipment | 44894 | FEQ | http://www.toronto.ca/TWONTO#00350
7772 | COL-YKP-FEQ-0030 | Fire Prevention, Extinguisher, Truck #065124 (F250) | COL-YKP | Kipling Yard | Fire Prevention,Extinguisher | Fire Equipment |  | FEQ | http://www.toronto.ca/TWONTO#00350
7773 | COL-YKP-FEQ-0031 | Fire Prevention, Extinguisher, Truck #041264 (Escape) | COL-YKP | Kipling Yard | Fire Prevention,Extinguisher | Fire Equipment |  | FEQ | http://www.toronto.ca/TWONTO#00350
7774 | COL-YKP-FEQ-0031 | Fire Prevention, Extinguisher, Truck #041264 (Escape) | COL-YKP-VEH-0031 | Vehicle, Truck #041264 (Escape) | Fire Prevention,Extinguisher | Fire Equipment |  | FEQ | http://www.toronto.ca/TWONTO#00350
7775 | COL-YKP-FEQ-0032S | Fire Prevention, Extinguisher, Truck #883622 (RAM 1500) | COL-W-OBSOLETE | Col West Obsolete Entities | Fire Prevention,Extinguisher | Fire Equipment | 39967 | FEQ | http://www.toronto.ca/TWONTO#00350
7776 | COL-YKP-FEQ-0032S | Fire Prevention, Extinguisher, Truck #883622 (RAM 1500) | COL-YKP | Kipling Yard | Fire Prevention,Extinguisher | Fire Equipment | 39967 | FEQ | http://www.toronto.ca/TWONTO#00350
7777 | COL-YKP-FEQ-0032S | Fire Prevention, Extinguisher, Truck #883622 (RAM 1500) | COL-YKP-VEH-0032S | Vehicle, Truck #883622 (RAM 1500) | Fire Prevention,Extinguisher | Fire Equipment | 39967 | FEQ | http://www.toronto.ca/TWONTO#00350
7778 | COL-YKP-FEQ-0033S | Fire Prevention, Extinguisher, Truck #041188 (Escape) | COL-W-OBSOLETE | Col West Obsolete Entities | Fire Prevention,Extinguisher | Fire Equipment | 39318 | FEQ | http://www.toronto.ca/TWONTO#00350
7779 | COL-YKP-FEQ-0033S | Fire Prevention, Extinguisher, Truck #041188 (Escape) | COL-YKP-VEH-0033 | Vehicle, Truck #041188 (Escape) | Fire Prevention,Extinguisher | Fire Equipment | 39318 | FEQ | http://www.toronto.ca/TWONTO#00350
7780 | COL-YKP-FEQ-0034 | Fire Prevention, Extinguisher, Truck #041121 (Escape Hybrid) | COL-YKP | Kipling Yard | Fire Prevention,Extinguisher | Fire Equipment |  | FEQ | http://www.toronto.ca/TWONTO#00350
7781 | COL-YKP-FEQ-0035 | Fire Prevention, Extinguisher, Truck #041189 (Escape) | COL-YKP-VEH-0035 | Vehicle, Truck #041189 (Escape) | Fire Prevention,Extinguisher | Fire Equipment |  | FEQ | http://www.toronto.ca/TWONTO#00350
7782 | COL-YKP-FEQ-0036 | Fire Prevention, Extinguisher, Truck #041226 (Escape) | COL-YKP | Kipling Yard | Fire Prevention,Extinguisher | Fire Equipment |  | FEQ | http://www.toronto.ca/TWONTO#00350
7783 | COL-YKP-FEQ-0037 | Fire Prevention, Extinguisher, Truck #041227 (Escape) | COL-YKP | Kipling Yard | Fire Prevention,Extinguisher | Fire Equipment |  | FEQ | http://www.toronto.ca/TWONTO#00350
7784 | COL-YKP-FEQ-0038 | Fire Prevention, Extinguisher, Truck #041152 (Escape) | COL-YKP | Kipling Yard | Fire Prevention,Extinguisher | Fire Equipment |  | FEQ | http://www.toronto.ca/TWONTO#00350
7785 | COL-YKP-FEQ-0038 | Fire Prevention, Extinguisher, Truck #041152 (Escape) | COL-YKP-VEH-0038S | Vehicle, Truck #041152 (Escape) | Fire Prevention,Extinguisher | Fire Equipment |  | FEQ | http://www.toronto.ca/TWONTO#00350
7786 | COL-YKP-FEQ-0041 | Fire Prevention, Extinguisher, Truck # 076083 (Chevrolet Silverado 3500) | COL-YKP-VEH-0041 | Vehicle, Truck # 076083 (Chevrolet Silverado 3500) | Fire Prevention,Extinguisher | Fire Equipment |  | FEQ | http://www.toronto.ca/TWONTO#00350
7787 | COL-YKP-FEQ-0042 | Fire Prevention, Extinguisher, Truck # 076074 (Chevrolet Silverado 3500) | COL-YKP-VEH-0042 | Vehicle, Truck # 076074 (Chevrolet Silverado 3500) | Fire Prevention,Extinguisher | Fire Equipment |  | FEQ | http://www.toronto.ca/TWONTO#00350
7788 | COL-YKP-FEQ-050163 | Fire Prevention, Extinguisher, Truck # 050163 (2022 DODGE RAM 1500) | COL-YKP | Kipling Yard | Fire Prevention,Extinguisher | Fire Equipment |  | FEQ | http://www.toronto.ca/TWONTO#00350
7789 | COL-YKP-FEQ-050163 | Fire Prevention, Extinguisher, Truck # 050163 (2022 DODGE RAM 1500) | COL-YKP-VEH-050163 | Vehicle, Truck #050163 (2022 DODGE RAM 1500) | Fire Prevention,Extinguisher | Fire Equipment |  | FEQ | http://www.toronto.ca/TWONTO#00350
7790 | COL-YKP-FEQ-050163 | Fire Prevention, Extinguisher, Truck # 050163 (2022 DODGE RAM 1500) | COL-YKP-VEH-080121 | Vehicle, Truck #080121 (2012 FORD F550) | Fire Prevention,Extinguisher | Fire Equipment |  | FEQ | http://www.toronto.ca/TWONTO#00350
7791 | COL-YKP-FEQ-051025 | Fire Prevention, Extinguisher, Truck #051025 (2021 CHEVROLET COLORADO) | COL-YKP-VEH-051025 | Vehicle, Truck #051025 (2021 CHEVROLET COLORADO) | Fire Prevention,Extinguisher | Fire Equipment |  | FEQ | http://www.toronto.ca/TWONTO#00350
7879 | COL-YKP-FEQ-064161 | Fire Prevention, Extinguisher, Truck #064161 (F250) | COL-YKP-VEH-064161 | Vehicle, Truck #064161 (F250) | Fire Prevention,Extinguisher | Fire Equipment |  | FEQ | http://www.toronto.ca/TWONTO#00350
7880 | COL-YKP-FEQ-065208 | Fire Prevention, Extinguisher, Truck # 065208 (2023 FORD F250) | COL-YKP | Kipling Yard | Fire Prevention,Extinguisher | Fire Equipment |  | FEQ | http://www.toronto.ca/TWONTO#00350
7881 | COL-YKP-FEQ-065208 | Fire Prevention, Extinguisher, Truck # 065208 (2023 FORD F250) | COL-YKP-VEH-065208 | Vehicle, Truck # 065208 (2023 FORD F250) | Fire Prevention,Extinguisher | Fire Equipment |  | FEQ | http://www.toronto.ca/TWONTO#00350
7882 | COL-YKP-FEQ-067026S | Fire Prevention, Extinguisher, Truck #067026 (Dodge Ram 2500) | COL-YKP | Kipling Yard | Fire Prevention,Extinguisher | Fire Equipment | 46856 | FEQ | http://www.toronto.ca/TWONTO#00350
7883 | COL-YKP-FEQ-067144 | Fire Prevention, Extinguisher, Truck # 067144 (2023 DODGE RAM 2500) | COL-YKP-VEH-067144 | Vehicle, Truck # 067144 (2023 DODGE RAM 2500) | Fire Prevention,Extinguisher | Fire Equipment |  | FEQ | http://www.toronto.ca/TWONTO#00350
7884 | COL-YKP-FEQ-067149 | Fire Prevention, Extinguisher, Truck #067149 (Dodge Ram 2500) | COL-YKP | Kipling Yard | Fire Prevention,Extinguisher | Fire Equipment |  | FEQ | http://www.toronto.ca/TWONTO#00350
7885 | COL-YKP-FEQ-067150 | Fire Prevention, Extinguisher, Truck #067150 (Dodge Ram 2500) | COL-YKP-VEH-067150 | Vehicle, Truck #067150 (Dodge Ram 2500) | Fire Prevention,Extinguisher | Fire Equipment |  | FEQ | http://www.toronto.ca/TWONTO#00350
7886 | COL-YKP-FEQ-080108 | Fire Prevention, Extinguisher, Truck #080108 (2022 FORD F550) | COL-YKP-VEH-080108 | Vehicle, Truck #080108 (2022 FORD F550) | Fire Prevention,Extinguisher | Fire Equipment |  | FEQ | http://www.toronto.ca/TWONTO#00350
7887 | COL-YKP-FEQ-080109 | Fire Prevention, Extinguisher, Truck # 080109 (2022 FORD F550) | COL-YKP | Kipling Yard | Fire Prevention,Extinguisher | Fire Equipment |  | FEQ | http://www.toronto.ca/TWONTO#00350
7888 | COL-YKP-FEQ-080118 | Fire Prevention, Extinguisher, Truck #080118 (2022 FORD F550) | COL-YKP | Kipling Yard | Fire Prevention,Extinguisher | Fire Equipment |  | FEQ | http://www.toronto.ca/TWONTO#00350
7889 | COL-YKP-FEQ-080119 | Fire Prevention, Extinguisher, Truck #080119 (2022 FORD F550) | COL-YKP | Kipling Yard | Fire Prevention,Extinguisher | Fire Equipment |  | FEQ | http://www.toronto.ca/TWONTO#00350
7890 | COL-YKP-FEQ-080121 | Fire Prevention, Extinguisher, Truck #080121 (2012 FORD F550) | COL-YKP | Kipling Yard | Fire Prevention,Extinguisher | Fire Equipment |  | FEQ | http://www.toronto.ca/TWONTO#00350
7891 | COL-YKP-FEQ-080121 | Fire Prevention, Extinguisher, Truck #080121 (2012 FORD F550) | COL-YKP-VEH-080121 | Vehicle, Truck #080121 (2012 FORD F550) | Fire Prevention,Extinguisher | Fire Equipment |  | FEQ | http://www.toronto.ca/TWONTO#00350
7892 | COL-YKP-FEQ-080122 | Fire Prevention, Extinguisher, Truck # 080122 (2022 FORD F550) | COL-YKP | Kipling Yard | Fire Prevention,Extinguisher | Fire Equipment |  | FEQ | http://www.toronto.ca/TWONTO#00350
7893 | COL-YKP-FEQ-080122 | Fire Prevention, Extinguisher, Truck # 080122 (2022 FORD F550) | COL-YKP-FAK-080122 | First Aid Kit, Truck # 080122 (2022 FORD F550) | Fire Prevention,Extinguisher | Fire Equipment |  | FEQ | http://www.toronto.ca/TWONTO#00350
7894 | COL-YKP-FEQ-080123 | Fire Prevention, Extinguisher, Truck # 080123 (2022 FORD F550) | COL-YKP | Kipling Yard | Fire Prevention,Extinguisher | Fire Equipment |  | FEQ | http://www.toronto.ca/TWONTO#00350
7895 | COL-YKP-FEQ-112531 | Fire Prevention, Extinguisher, Truck #112531 (FORD TRANSIT 250) | COL-YKP-VEH-112531 | Vehicle, Truck #112531 (FORD TRANSIT 250) | Fire Prevention,Extinguisher | Fire Equipment |  | FEQ | http://www.toronto.ca/TWONTO#00350
7896 | COL-YKP-FEQ-189018 | Fire Prevention, Extinguisher, Truck # 189018 (2018 FREIGHTLNR M2 106) | COL-YKP | Kipling Yard | Fire Prevention,Extinguisher | Fire Equipment |  | FEQ | http://www.toronto.ca/TWONTO#00350
7897 | COL-YKP-FEQ-189018 | Fire Prevention, Extinguisher, Truck # 189018 (2018 FREIGHTLNR M2 106) | COL-YKP-VEH-189018 | Vehicle, Truck # 189018 (2018 FREIGHTLNR M2 106) | Fire Prevention,Extinguisher | Fire Equipment |  | FEQ | http://www.toronto.ca/TWONTO#00350
7898 | COL-YKP-FEQ-378300 | Fire Prevention, Extinguisher, Truck #378300 (POLARIS) | COL-YKP-VEH-378300 | Vehicle, Truck #378300 (POLARIS) | Fire Prevention,Extinguisher | Fire Equipment |  | FEQ | http://www.toronto.ca/TWONTO#00350
7899 | COL-YKP-FEQ-67134 | Fire Prevention, Extinguisher, Truck # 67134 (2023 CHEVROLET 2500HD STANDARD) | COL-YKP | Kipling Yard | Fire Prevention,Extinguisher | Fire Equipment |  | FEQ | http://www.toronto.ca/TWONTO#00350
7900 | COL-YKP-FEQ-67134 | Fire Prevention, Extinguisher, Truck # 67134 (2023 CHEVROLET 2500HD STANDARD) | COL-YKP-VEH-67134 | Vehicle, Truck # 67134 (2023 CHEVROLET 2500HD STANDARD) | Fire Prevention,Extinguisher | Fire Equipment |  | FEQ | http://www.toronto.ca/TWONTO#00350
8737 | F45459 | Extinguisher, Fire, Carbon Dioxide, 45459, Crane Rm Spares, Digester Gas Control Bldg | TAB-WA7-FEQ-0002S | Extinguisher, Fire - Spares, Digester Gas Control Bldg - Crane Spares Rm. | Fire Prevention,Extinguisher | Fire Equipment | 33026 |  | http://www.toronto.ca/TWONTO#00350
8738 | F797981 | Extinguisher, Fire, Dry, 797981, Crane Rm Spares, Digester Gas Control Bldg | TAB-SUSPENDED ENTITY | Suspended entities | Fire Prevention,Extinguisher | Fire Equipment | 33027 |  | http://www.toronto.ca/TWONTO#00350
8747 | FAC-YCM-SES-FA | Fire Alarm at YCM | FAC-YCM-SES | SAFETY & ENVIRONMENTAL SERVICES |  | Fire Equipment |  |  | http://www.toronto.ca/TWONTO#00154
8748 | FAC-YCM-SES-FEQ | Fire Extinguishers at YCM | FAC-YCM-SES | SAFETY & ENVIRONMENTAL SERVICES | Fire Prevention,Extinguisher,Dry Chemical | Fire Equipment |  |  | http://www.toronto.ca/TWONTO#00350
11208 | FCL-FEQ-FEQ-0001-SUS | Fire Extinguisher #1, Low Lift Building, Ground Floor, Gallery Near North East Stairs | FCL-SES | Safety and Environmental Services | Fire Prevention,Extinguisher | Fire Equipment | 46331 | FEQ | http://www.toronto.ca/TWONTO#00350
11209 | FCL-FEQ-FEQ-0001-SUS | Fire Extinguisher #1, Low Lift Building, Ground Floor, Gallery Near North East Stairs | FCL-SUSPENDED | Suspended entity | Fire Prevention,Extinguisher | Fire Equipment | 46331 | FEQ | http://www.toronto.ca/TWONTO#00350
11210 | FCL-FEQ-FEQ-0003-SUS | Fire Extinguisher #3, Low Lift Building, Ground Floor, Screen Room N/W Wall | FCL-SUSPENDED | Suspended entity | Fire Prevention,Extinguisher | Fire Equipment | 46333 | FEQ | http://www.toronto.ca/TWONTO#00350
11211 | FCL-FEQ-FEQ-0006-SUS | Fire Extinguisher #6, Low Lift PS Building, Welding Shop N/W | FCL-SES-FEQ-SUS | Portable Fire Extinguishers | Fire Prevention,Extinguisher | Fire Equipment | 46336 | FEQ | http://www.toronto.ca/TWONTO#00350
11212 | FCL-FEQ-FEQ-0006-SUS | Fire Extinguisher #6, Low Lift PS Building, Welding Shop N/W | FCL-SUSPENDED | Suspended entity | Fire Prevention,Extinguisher | Fire Equipment | 46336 | FEQ | http://www.toronto.ca/TWONTO#00350
11213 | FCL-FEQ-FEQ-0007-SUS | Fire Extinguisher #7, Low Lift Building, Switchgear Room, South Wall | FCL-SES-FEQ-SUS | Portable Fire Extinguishers | Fire Prevention,Extinguisher | Fire Equipment | 46337 | FEQ | http://www.toronto.ca/TWONTO#00350
11214 | FCL-FEQ-FEQ-0007-SUS | Fire Extinguisher #7, Low Lift Building, Switchgear Room, South Wall | FCL-SUSPENDED | Suspended entity | Fire Prevention,Extinguisher | Fire Equipment | 46337 | FEQ | http://www.toronto.ca/TWONTO#00350
11215 | FCL-FEQ-FEQ-0008-SUS | Fire Extinguisher #8, Low Lift PS Building, Store Room | FCL-SES-FEQ-SUS | Portable Fire Extinguishers | Fire Prevention,Extinguisher | Fire Equipment | 46338 | FEQ | http://www.toronto.ca/TWONTO#00350
11216 | FCL-FEQ-FEQ-0010-SUS | Fire Extinguisher #10, Low Lift Building, Basement B1, Pump Room S/W Wall | FCL-SES-FEQ-SUS | Portable Fire Extinguishers | Fire Prevention,Extinguisher | Fire Equipment | 46340 | FEQ | http://www.toronto.ca/TWONTO#00350
11217 | FCL-FEQ-FEQ-0010-SUS | Fire Extinguisher #10, Low Lift Building, Basement B1, Pump Room S/W Wall | FCL-SUSPENDED | Suspended entity | Fire Prevention,Extinguisher | Fire Equipment | 46340 | FEQ | http://www.toronto.ca/TWONTO#00350
11218 | FCL-FEQ-FEQ-0013-SUS | Fire Extinguisher #13, Dry Chemical Building, Oil Storage East Wall | FCL-SES-FEQ-SUS | Portable Fire Extinguishers | Fire Prevention,Extinguisher | Fire Equipment | 46343 | FEQ | http://www.toronto.ca/TWONTO#00350
11219 | FCL-FEQ-FEQ-0014-SUS | Fire Extinguisher #14, Unloading Door S/E Wall, Dry Chemical Building | FCL-SUSPENDED | Suspended entity | Fire Prevention,Extinguisher | Fire Equipment | 46344 | FEQ | http://www.toronto.ca/TWONTO#00350
11220 | FCL-FEQ-FEQ-0017-SUS | Fire Extinguisher #17, Low Lift PS Building, Lunchroom Wall | FCL-SES-FEQ-SUS | Portable Fire Extinguishers | Fire Prevention,Extinguisher | Fire Equipment | 46347 | FEQ | http://www.toronto.ca/TWONTO#00350
11221 | FCL-FEQ-FEQ-0019-SUS | Fire Extinguisher #19, Flocculation Tanks S/W Wall | FCL-SES-FEQ-SUS | Portable Fire Extinguishers | Fire Prevention,Extinguisher | Fire Equipment | 46349 | FEQ | http://www.toronto.ca/TWONTO#00350
11222 | FCL-FEQ-FEQ-0019-SUS | Fire Extinguisher #19, Flocculation Tanks S/W Wall | FCL-SUSPENDED | Suspended entity | Fire Prevention,Extinguisher | Fire Equipment | 46349 | FEQ | http://www.toronto.ca/TWONTO#00350
11223 | FCL-FEQ-FEQ-0020-SUS | Fire Extinguisher #20, Flocculation Tanks N/W Wall | FCL-SES-FEQ-SUS | Portable Fire Extinguishers | Fire Prevention,Extinguisher | Fire Equipment | 46350 | FEQ | http://www.toronto.ca/TWONTO#00350
11224 | FCL-FEQ-FEQ-0020-SUS | Fire Extinguisher #20, Flocculation Tanks N/W Wall | FCL-SUSPENDED | Suspended entity | Fire Prevention,Extinguisher | Fire Equipment | 46350 | FEQ | http://www.toronto.ca/TWONTO#00350
11225 | FCL-FEQ-FEQ-0021-SUS | Fire Extinguisher #21, Flocculation Tanks N/E Wall | FCL-SES-FEQ-SUS | Portable Fire Extinguishers | Fire Prevention,Extinguisher | Fire Equipment | 46351 | FEQ | http://www.toronto.ca/TWONTO#00350
11226 | FCL-FEQ-FEQ-0021-SUS | Fire Extinguisher #21, Flocculation Tanks N/E Wall | FCL-SUSPENDED | Suspended entity | Fire Prevention,Extinguisher | Fire Equipment | 46351 | FEQ | http://www.toronto.ca/TWONTO#00350
11227 | FCL-FEQ-FEQ-0023-SUS | Fire Extinguisher #23, Filter Gallery S/W Wall | FCL-SES-FEQ-SUS | Portable Fire Extinguishers | Fire Prevention,Extinguisher | Fire Equipment | 46353 | FEQ | http://www.toronto.ca/TWONTO#00350
11228 | FCL-FEQ-FEQ-0023-SUS | Fire Extinguisher #23, Filter Gallery S/W Wall | FCL-SUSPENDED | Suspended entity | Fire Prevention,Extinguisher | Fire Equipment | 46353 | FEQ | http://www.toronto.ca/TWONTO#00350
11229 | FCL-FEQ-FEQ-0024-SUS | Fire Extinguisher #24, Filter Gallery Rotunda | FCL-SES-FEQ-SUS | Portable Fire Extinguishers | Fire Prevention,Extinguisher | Fire Equipment | 46354 | FEQ | http://www.toronto.ca/TWONTO#00350
11230 | FCL-FEQ-FEQ-0024-SUS | Fire Extinguisher #24, Filter Gallery Rotunda | FCL-SUSPENDED | Suspended entity | Fire Prevention,Extinguisher | Fire Equipment | 46354 | FEQ | http://www.toronto.ca/TWONTO#00350
11231 | FCL-FEQ-FEQ-0025-SUS | Fire Extinguisher #25, Filter Gallery N/W Wall | FCL-SUSPENDED | Suspended entity | Fire Prevention,Extinguisher | Fire Equipment | 46355 | FEQ | http://www.toronto.ca/TWONTO#00350
11232 | FCL-FEQ-FEQ-0026-SUS | Fire Extinguisher #26, Surge Tank Building, Compressor Room N/W Wall | FCL-SUSPENDED | Suspended entity | Fire Prevention,Extinguisher | Fire Equipment | 46356 | FEQ | http://www.toronto.ca/TWONTO#00350
11233 | FCL-FEQ-FEQ-0028-SUS | Fire Extinguisher #28, High Lift Building, Pump Room Gallery South Wall | FCL-SES-FEQ-SUS | Portable Fire Extinguishers | Fire Prevention,Extinguisher | Fire Equipment | 46358 | FEQ | http://www.toronto.ca/TWONTO#00350
11234 | FCL-FEQ-FEQ-0028-SUS | Fire Extinguisher #28, High Lift Building, Pump Room Gallery South Wall | FCL-SUSPENDED | Suspended entity | Fire Prevention,Extinguisher | Fire Equipment | 46358 | FEQ | http://www.toronto.ca/TWONTO#00350
11235 | FCL-FEQ-FEQ-0029-SUS | Fire Extinguisher #29, High Lift Building, Pump Room Gallery S/E Wall | FCL-SUSPENDED | Suspended entity | Fire Prevention,Extinguisher | Fire Equipment | 46359 | FEQ | http://www.toronto.ca/TWONTO#00350
11236 | FCL-FEQ-FEQ-0032-SUS | Fire Extinguisher #32, Control Room Back Hall South Exit | FCL-SES-FEQ-SUS | Portable Fire Extinguishers | Fire Prevention,Extinguisher | Fire Equipment | 46362 | FEQ | http://www.toronto.ca/TWONTO#00350
11237 | FCL-FEQ-FEQ-0032-SUS | Fire Extinguisher #32, Control Room Back Hall South Exit | FCL-SUSPENDED | Suspended entity | Fire Prevention,Extinguisher | Fire Equipment | 46362 | FEQ | http://www.toronto.ca/TWONTO#00350
11238 | FCL-FEQ-FEQ-0035-SUS | Fire Extinguisher #35, Filter Gallery, South Corridor | FCL-SES-FEQ-SUS | Portable Fire Extinguishers | Fire Prevention,Extinguisher | Fire Equipment | 46365 | FEQ | http://www.toronto.ca/TWONTO#00350
11239 | FCL-FEQ-FEQ-0036-SUS | Fire Extinguisher #36, Admin Building, Basement B1, Cableway Corridor, Near Men's Washroom | FCL-SES-FEQ-SUS | Portable Fire Extinguishers | Fire Prevention,Extinguisher | Fire Equipment | 46366 | FEQ | http://www.toronto.ca/TWONTO#00350
11240 | FCL-FEQ-FEQ-0036-SUS | Fire Extinguisher #36, Admin Building, Basement B1, Cableway Corridor, Near Men's Washroom | FCL-SUSPENDED | Suspended entity | Fire Prevention,Extinguisher | Fire Equipment | 46366 | FEQ | http://www.toronto.ca/TWONTO#00350
11241 | FCL-FEQ-FEQ-0037-SUS | Fire Extinguisher #37, Admin Building, Basement B1, Cableway Corridor, Near Switchgear Room West Door | FCL-SES-FEQ-SUS | Portable Fire Extinguishers | Fire Prevention,Extinguisher | Fire Equipment | 46367 | FEQ | http://www.toronto.ca/TWONTO#00350
11242 | FCL-FEQ-FEQ-0038-SUS | Fire Extinguisher #38, Admin Building, Basement B1, Cableway Corridor to Gaseous Building | FCL-SES-FEQ-SUS | Portable Fire Extinguishers | Fire Prevention,Extinguisher | Fire Equipment | 46368 | FEQ | http://www.toronto.ca/TWONTO#00350
11243 | FCL-FEQ-FEQ-0038-SUS | Fire Extinguisher #38, Admin Building, Basement B1, Cableway Corridor to Gaseous Building | FCL-SUSPENDED | Suspended entity | Fire Prevention,Extinguisher | Fire Equipment | 46368 | FEQ | http://www.toronto.ca/TWONTO#00350
11244 | FCL-FEQ-FEQ-0039-SUS | Fire Extinguisher #39, Gaseous Building Basement Corridor, Near Switchgear Room North/East Door | FCL-SUSPENDED | Suspended entity | Fire Prevention,Extinguisher | Fire Equipment | 46369 | FEQ | http://www.toronto.ca/TWONTO#00350
11245 | FCL-FEQ-FEQ-0041-SUS | Fire Extinguisher #41, Admin Building Basement B1, West Corridor, Near Electric Shop | FCL-SES-FEQ-SUS | Portable Fire Extinguishers | Fire Prevention,Extinguisher | Fire Equipment | 46371 | FEQ | http://www.toronto.ca/TWONTO#00350
11246 | FCL-FEQ-FEQ-0041-SUS | Fire Extinguisher #41, Admin Building Basement B1, West Corridor, Near Electric Shop | FCL-SUSPENDED | Suspended entity | Fire Prevention,Extinguisher | Fire Equipment | 46371 | FEQ | http://www.toronto.ca/TWONTO#00350
11247 | FCL-FEQ-FEQ-0042-SUS | Fire Extinguisher #42, TW Basement B2, Near Elevator | FCL-SES-FEQ-SUS | Portable Fire Extinguishers | Fire Prevention,Extinguisher | Fire Equipment | 46372 | FEQ | http://www.toronto.ca/TWONTO#00350
11248 | FCL-FEQ-FEQ-0042-SUS | Fire Extinguisher #42, TW Basement B2, Near Elevator | FCL-SUSPENDED | Suspended entity | Fire Prevention,Extinguisher | Fire Equipment | 46372 | FEQ | http://www.toronto.ca/TWONTO#00350
11249 | FCL-FEQ-FEQ-0043-SUS | Fire Extinguisher #43, Venturi Room Corridor West, North Wall, TW Basement B2 | FCL-SUSPENDED | Suspended entity | Fire Prevention,Extinguisher | Fire Equipment | 46373 | FEQ | http://www.toronto.ca/TWONTO#00350
11250 | FCL-FEQ-FEQ-0044-SUS | Fire Extinguisher #44,TW Basement B2, Venturi Room Corridor East, South Wall | FCL-SUSPENDED | Suspended entity | Fire Prevention,Extinguisher | Fire Equipment | 46374 | FEQ | http://www.toronto.ca/TWONTO#00350
11251 | FCL-FEQ-FEQ-0046-SUS | Fire Extinguisher #46, Pump Room S/W Wall, High Lift PS Basement | FCL-SES-FEQ-SUS | Portable Fire Extinguishers | Fire Prevention,Extinguisher | Fire Equipment | 46376 | FEQ | http://www.toronto.ca/TWONTO#00350
11252 | FCL-FEQ-FEQ-0046-SUS | Fire Extinguisher #46, Pump Room S/W Wall, High Lift PS Basement | FCL-SUSPENDED | Suspended entity | Fire Prevention,Extinguisher | Fire Equipment | 46376 | FEQ | http://www.toronto.ca/TWONTO#00350
11253 | FCL-FEQ-FEQ-0047-SUS | Fire Extinguisher #47,Pipe Room West, High Lift PS Basement | FCL-SUSPENDED | Suspended entity | Fire Prevention,Extinguisher | Fire Equipment | 46377 | FEQ | http://www.toronto.ca/TWONTO#00350
11254 | FCL-FEQ-FEQ-0048-SUS | Fire Extinguisher #48, Compressor Room, High Lift, TW Basement B2 | FCL-SES-FEQ-SUS | Portable Fire Extinguishers | Fire Prevention,Extinguisher | Fire Equipment | 46378 | FEQ | http://www.toronto.ca/TWONTO#00350
11255 | FCL-FEQ-FEQ-0048-SUS | Fire Extinguisher #48, Compressor Room, High Lift, TW Basement B2 | FCL-SUSPENDED | Suspended entity | Fire Prevention,Extinguisher | Fire Equipment | 46378 | FEQ | http://www.toronto.ca/TWONTO#00350
11256 | FCL-FEQ-FEQ-0049-SUS | Fire Extinguisher #49, Gaseous Chemical Building, 1st Floor,Elevator Corridor, S/W Wall | FCL-SUSPENDED | Suspended entity | Fire Prevention,Extinguisher | Fire Equipment | 46379 | FEQ | http://www.toronto.ca/TWONTO#00350
11257 | FCL-FEQ-FEQ-0050-SUS | Fire Extinguisher #50, Gaseous Chemical Building, 2nd Floor, Elevator Corridor, S/E Wall | FCL-SES-FEQ-SUS | Portable Fire Extinguishers | Fire Prevention,Extinguisher | Fire Equipment | 46380 | FEQ | http://www.toronto.ca/TWONTO#00350
11258 | FCL-FEQ-FEQ-0051-SUS | Fire Extinguisher #51, Gaseous Chemical Building, 3rd Floor, Elevator Corridor South Wall | FCL-SES-FEQ-SUS | Portable Fire Extinguishers | Fire Prevention,Extinguisher | Fire Equipment | 46381 | FEQ | http://www.toronto.ca/TWONTO#00350
11259 | FCL-FEQ-FEQ-0051-SUS | Fire Extinguisher #51, Gaseous Chemical Building, 3rd Floor, Elevator Corridor South Wall | FCL-SUSPENDED | Suspended entity | Fire Prevention,Extinguisher | Fire Equipment | 46381 | FEQ | http://www.toronto.ca/TWONTO#00350
11260 | FCL-FEQ-FEQ-0052-SUS | Fire Extinguisher #52, Gaseous Chemical Building, 3rd Floor, Scrubber Room North Wall | FCL-SES-FEQ-SUS | Portable Fire Extinguishers | Fire Prevention,Extinguisher | Fire Equipment | 46382 | FEQ | http://www.toronto.ca/TWONTO#00350
11261 | FCL-FEQ-FEQ-0052-SUS | Fire Extinguisher #52, Gaseous Chemical Building, 3rd Floor, Scrubber Room North Wall | FCL-SUSPENDED | Suspended entity | Fire Prevention,Extinguisher | Fire Equipment | 46382 | FEQ | http://www.toronto.ca/TWONTO#00350
11262 | FCL-FEQ-FEQ-0053-SUS | Fire Extinguisher #53, 3rd Floor Computer Room Hallway, North Wall, Gaseous Chemical Building | FCL-SUSPENDED | Suspended entity | Fire Prevention,Extinguisher | Fire Equipment | 46383 | FEQ | http://www.toronto.ca/TWONTO#00350
11263 | FCL-FEQ-FEQ-0054-SUS | Fire Extinguisher #54, Gaseous Building, 3rd Floor, Cl & So2 Machine Room East Wall | FCL-SES-FEQ-SUS | Portable Fire Extinguishers | Fire Prevention,Extinguisher | Fire Equipment | 46384 | FEQ | http://www.toronto.ca/TWONTO#00350
11264 | FCL-FEQ-FEQ-0055-SUS | Fire Extinguisher #55, Cylinder Storage South West Entrance Corridor, Gaseous Chemical Building | FCL-SES-FEQ-SUS | Portable Fire Extinguishers | Fire Prevention,Extinguisher | Fire Equipment | 46385 | FEQ | http://www.toronto.ca/TWONTO#00350
11265 | FCL-FEQ-FEQ-0055-SUS | Fire Extinguisher #55, Cylinder Storage South West Entrance Corridor, Gaseous Chemical Building | FCL-SUSPENDED | Suspended entity | Fire Prevention,Extinguisher | Fire Equipment | 46385 | FEQ | http://www.toronto.ca/TWONTO#00350
11266 | FCL-FEQ-FEQ-0058-SUS | Fire Extinguisher #58, Filter Pipe Gallery, Middle | FCL-SES-FEQ-SUS | Portable Fire Extinguishers | Fire Prevention,Extinguisher | Fire Equipment | 46388 | FEQ | http://www.toronto.ca/TWONTO#00350
11267 | FCL-FEQ-FEQ-0058-SUS | Fire Extinguisher #58, Filter Pipe Gallery, Middle | FCL-SUSPENDED | Suspended entity | Fire Prevention,Extinguisher | Fire Equipment | 46388 | FEQ | http://www.toronto.ca/TWONTO#00350
11268 | FCL-FEQ-FEQ-0060-SUS | Fire Extinguisher #60, Store Room, Lower Level | FCL-SES-FEQ-SUS | Portable Fire Extinguishers | Fire Prevention,Extinguisher | Fire Equipment | 46390 | FEQ | http://www.toronto.ca/TWONTO#00350
11269 | FCL-FEQ-FEQ-0060-SUS | Fire Extinguisher #60, Store Room, Lower Level | FCL-SUSPENDED | Suspended entity | Fire Prevention,Extinguisher | Fire Equipment | 46390 | FEQ | http://www.toronto.ca/TWONTO#00350
11270 | FCL-FEQ-FEQ-0061-SUS | Fire Extinguisher #61, Store Room Shut Down | FCL-SUSPENDED | Suspended entity | Fire Prevention,Extinguisher | Fire Equipment | 46391 | FEQ | http://www.toronto.ca/TWONTO#00350
11271 | FCL-FEQ-FEQ-0062-SUS | Fire Extinguisher #62, RMF Centrifuge Building, Ground Floor, South Wall, Exit to Stairway | FCL-SES-FEQ-SUS | Portable Fire Extinguishers | Fire Prevention,Extinguisher | Fire Equipment | 46392 | FEQ | http://www.toronto.ca/TWONTO#00350
11272 | FCL-FEQ-FEQ-0062-SUS | Fire Extinguisher #62, RMF Centrifuge Building, Ground Floor, South Wall, Exit to Stairway | FCL-SUSPENDED | Suspended entity | Fire Prevention,Extinguisher | Fire Equipment | 46392 | FEQ | http://www.toronto.ca/TWONTO#00350
11273 | FCL-FEQ-FEQ-0065-SUS | Fire Extinguisher #65, Loading Area | FCL-SES-FEQ-SUS | Portable Fire Extinguishers | Fire Prevention,Extinguisher | Fire Equipment | 46395 | FEQ | http://www.toronto.ca/TWONTO#00350
11274 | FCL-FEQ-FEQ-0065-SUS | Fire Extinguisher #65, Loading Area | FCL-SUSPENDED | Suspended entity | Fire Prevention,Extinguisher | Fire Equipment | 46395 | FEQ | http://www.toronto.ca/TWONTO#00350
11275 | FCL-FEQ-FEQ-0067-SUS | Fire Extinguisher #67, Admin Building, 2nd Floor Office Corridor 217 | FCL-SES-FEQ-SUS | Portable Fire Extinguishers | Fire Prevention,Extinguisher | Fire Equipment | 46397 | FEQ | http://www.toronto.ca/TWONTO#00350
11276 | FCL-FEQ-FEQ-0068-SUS | Fire Extinguisher #68, Admin Building, 2nd Floor S/W of Kitchen | FCL-SES-FEQ-SUS | Portable Fire Extinguishers | Fire Prevention,Extinguisher | Fire Equipment | 46398 | FEQ | http://www.toronto.ca/TWONTO#00350
11277 | FCL-FEQ-FEQ-0068-SUS | Fire Extinguisher #68, Admin Building, 2nd Floor S/W of Kitchen | FCL-SUSPENDED | Suspended entity | Fire Prevention,Extinguisher | Fire Equipment | 46398 | FEQ | http://www.toronto.ca/TWONTO#00350
11278 | FCL-FEQ-FEQ-0069-SUS | Fire Extinguisher #69, Admin Building, 2nd Floor S/E of Kitchen | FCL-SES-FEQ-SUS | Portable Fire Extinguishers | Fire Prevention,Extinguisher | Fire Equipment | 46399 | FEQ | http://www.toronto.ca/TWONTO#00350
11279 | FCL-FEQ-FEQ-0069-SUS | Fire Extinguisher #69, Admin Building, 2nd Floor S/E of Kitchen | FCL-SUSPENDED | Suspended entity | Fire Prevention,Extinguisher | Fire Equipment | 46399 | FEQ | http://www.toronto.ca/TWONTO#00350
11280 | FCL-FEQ-FEQ-0070-SUS | Fire Extinguisher #70, Admin Building, 2nd Floor at Office Elevator | FCL-SES-FEQ-SUS | Portable Fire Extinguishers | Fire Prevention,Extinguisher | Fire Equipment | 46400 | FEQ | http://www.toronto.ca/TWONTO#00350
11281 | FCL-FEQ-FEQ-0071-SUS | Fire Extinguisher #71, Admin Building, 2nd Floor at Office Photocopier | FCL-SES-FEQ-SUS | Portable Fire Extinguishers | Fire Prevention,Extinguisher | Fire Equipment | 46401 | FEQ | http://www.toronto.ca/TWONTO#00350
11282 | FCL-FEQ-FEQ-0073-SUS | Fire Extinguisher #73, Admin Building, 1st Floor Main Entrance | FCL-SUSPENDED | Suspended entity | Fire Prevention,Extinguisher | Fire Equipment | 46403 | FEQ | http://www.toronto.ca/TWONTO#00350
11283 | FCL-FEQ-FEQ-0075-SUS | Fire Extinguisher #75, Admin Building, 1st Floor Lunch Room | FCL-SES-FEQ-SUS | Portable Fire Extinguishers | Fire Prevention,Extinguisher | Fire Equipment | 46405 | FEQ | http://www.toronto.ca/TWONTO#00350
11284 | FCL-FEQ-FEQ-0075-SUS | Fire Extinguisher #75, Admin Building, 1st Floor Lunch Room | FCL-SUSPENDED | Suspended entity | Fire Prevention,Extinguisher | Fire Equipment | 46405 | FEQ | http://www.toronto.ca/TWONTO#00350
11285 | FCL-FEQ-FEQ-0077-SUS | Fire Extinguisher #77, Admin Building, 2nd Floor Meeting Room | FCL-SES-FEQ-SUS | Portable Fire Extinguishers | Fire Prevention,Extinguisher | Fire Equipment | 46407 | FEQ | http://www.toronto.ca/TWONTO#00350
11286 | FCL-FEQ-FEQ-0077-SUS | Fire Extinguisher #77, Admin Building, 2nd Floor Meeting Room | FCL-SUSPENDED | Suspended entity | Fire Prevention,Extinguisher | Fire Equipment | 46407 | FEQ | http://www.toronto.ca/TWONTO#00350
11287 | FCL-FEQ-FEQ-0080-SUS | Fire Extinguisher #80, Admin Building, 2nd Floor Furnace Room | FCL-SES-FEQ-SUS | Portable Fire Extinguishers | Fire Prevention,Extinguisher | Fire Equipment | 46408 | FEQ | http://www.toronto.ca/TWONTO#00350
11288 | FCL-FEQ-FEQ-0091-SUS | Fire Extinguisher #91, Admin Building, Hydro Room | FCL-SES-FEQ-SUS | Portable Fire Extinguishers | Fire Prevention,Extinguisher | Fire Equipment | 46409 | FEQ | http://www.toronto.ca/TWONTO#00350
11289 | FCL-FEQ-FEQ-0091-SUS | Fire Extinguisher #91, Admin Building, Hydro Room | FCL-SUSPENDED | Suspended entity | Fire Prevention,Extinguisher | Fire Equipment | 46409 | FEQ | http://www.toronto.ca/TWONTO#00350
11290 | FCL-FEQ-FEQ-0093-SUS | Fire Extinguisher #93, RMF Building, Hallway Thickener No.1 East Wall | FCL-SES-FEQ-SUS | Portable Fire Extinguishers | Fire Prevention,Extinguisher | Fire Equipment | 46411 | FEQ | http://www.toronto.ca/TWONTO#00350
11291 | FCL-FEQ-FEQ-0093-SUS | Fire Extinguisher #93, RMF Building, Hallway Thickener No.1 East Wall | FCL-SUSPENDED | Suspended entity | Fire Prevention,Extinguisher | Fire Equipment | 46411 | FEQ | http://www.toronto.ca/TWONTO#00350
11292 | FCL-FEQ-FEQ-0095-SUS | Fire Extinguisher #95, RMF Building Hallway, Clarifier No.2 East Wall | FCL-SES-FEQ-SUS | Portable Fire Extinguishers | Fire Prevention,Extinguisher | Fire Equipment | 46413 | FEQ | http://www.toronto.ca/TWONTO#00350
11293 | FCL-FEQ-FEQ-0097-SUS | Fire Extinguisher #97, RMF Building Hallway, Clarifier No.1 East Wall | FCL-SUSPENDED | Suspended entity | Fire Prevention,Extinguisher | Fire Equipment | 46415 | FEQ | http://www.toronto.ca/TWONTO#00350
11294 | FCL-FEQ-FEQ-0098-SUS | Fire Extinguisher #98, TOW Motor | FCL-SES-FEQ-SUS | Portable Fire Extinguishers | Fire Prevention,Extinguisher | Fire Equipment | 46416 | FEQ | http://www.toronto.ca/TWONTO#00350
11295 | FCL-FEQ-FEQ-0098-SUS | Fire Extinguisher #98, TOW Motor | FCL-SUSPENDED | Suspended entity | Fire Prevention,Extinguisher | Fire Equipment | 46416 | FEQ | http://www.toronto.ca/TWONTO#00350
11296 | FCL-FEQ-FEQ-0100-SUS | Fire Extinguisher #100, Spare | FCL-SES-FEQ-SUS | Portable Fire Extinguishers | Fire Prevention,Extinguisher | Fire Equipment | 46418 | FEQ | http://www.toronto.ca/TWONTO#00350
11297 | FCL-FEQ-FEQ-0100-SUS | Fire Extinguisher #100, Spare | FCL-SUSPENDED | Suspended entity | Fire Prevention,Extinguisher | Fire Equipment | 46418 | FEQ | http://www.toronto.ca/TWONTO#00350
11298 | FCL-FEQ-FEQ-0101-SUS | Fire Extinguisher #101, Spare | FCL-SES-FEQ-SUS | Portable Fire Extinguishers | Fire Prevention,Extinguisher | Fire Equipment | 46419 | FEQ | http://www.toronto.ca/TWONTO#00350
11299 | FCL-FEQ-FEQ-0101-SUS | Fire Extinguisher #101, Spare | FCL-SUSPENDED | Suspended entity | Fire Prevention,Extinguisher | Fire Equipment | 46419 | FEQ | http://www.toronto.ca/TWONTO#00350
11300 | FCL-FEQ-FEQ-0102-SUS | Fire Extinguisher #102, Gaseous Chemical Building, Chlorine Tank Room Entrance | FCL-SUSPENDED | Suspended entity | Fire Prevention,Extinguisher | Fire Equipment | 46420 | FEQ | http://www.toronto.ca/TWONTO#00350
12801 | FCL-SES-FEQ-1-SUS | Sprinkler System 1 (B2 Basement) | FCL-SES-FA-0001A | Fire Alarm System, RL Clark Building |  | Fire Equipment | 46434 | FEQ | http://www.toronto.ca/TWONTO#00352
12802 | FCL-SES-FEQ-1-SUS | Sprinkler System 1 (B2 Basement) | FCL-SUSPENDED | Suspended entity |  | Fire Equipment | 46434 | FEQ | http://www.toronto.ca/TWONTO#00352
12803 | FCL-SES-FEQ-2-SUS | Sprinkler System 2 (1st Floor) | FCL-SES | Safety and Environmental Services |  | Fire Equipment | 46435 | FEQ | http://www.toronto.ca/TWONTO#00352
12804 | FCL-SES-FEQ-3 | Sprinkler System 3 | FCL-SES-FA-0001A | Fire Alarm System, RL Clark Building |  | Fire Equipment |  | FEQ | http://www.toronto.ca/TWONTO#00352
12805 | FCL-SES-FEQ-SUS | Portable Fire Extinguishers | FCL-SES-FP-0001 | Fire Protection System | Damper/Louver | Fire Equipment | 46424 |  | http://www.toronto.ca/TWONTO#00350
12809 | FCL-SES-HYDRANT | Fire Hydrants | FCL-SES | Safety and Environmental Services | Valve | Fire Equipment |  |  | http://www.toronto.ca/TWONTO#00260
13795 | COL-BEB-FA-0001S | Fire Alarm System, Drywell | COL-BEB | Edenbridge Blower Station | Fire Prevention,Alarm | Fire Equipment | 42916 | FA | http://www.toronto.ca/TWONTO#00154
13796 | COL-BEB-FA-0001S | Fire Alarm System, Drywell | COL-W-OBSOLETE | Col West Obsolete Entities | Fire Prevention,Alarm | Fire Equipment | 42916 | FA | http://www.toronto.ca/TWONTO#00154
14532 | FE-45883 | Extinguisher, Fire, SN# 45883, Halon, Control Room, Blower Building | TAB-SUSPENDED ENTITY | Suspended entities | Fire Prevention,Extinguisher | Fire Equipment | 32970 |  | http://www.toronto.ca/TWONTO#00350
14533 | FE-45883 | Extinguisher, Fire, SN# 45883, Halon, Control Room, Blower Building | TAB-WA7-FEQ-0012S | Extinguisher, Fire - Blower Building | Fire Prevention,Extinguisher | Fire Equipment | 32970 |  | http://www.toronto.ca/TWONTO#00350
14534 | FE-6856S | Extinguisher, Fire, SN#6856, Carbon Dioxide, 2nd Floor, Digestion Tank 5 - 8 | TAB-SUSPENDED ENTITY | Suspended entities | Fire Prevention,Extinguisher | Fire Equipment | 41340 |  | http://www.toronto.ca/TWONTO#00350
14989 | COL-PBG-FA-0001S | Fire Alarm | COL-PBG | Brule Gardens Sewage Pumping Station |  | Fire Equipment | 42963 | FA | http://www.toronto.ca/TWONTO#00154
14990 | COL-PBG-FEQ-0001S | Fire Prevention, Extinguisher | COL-PBG-MISC | Miscellaneous Equipment | Fire Prevention,Extinguisher | Fire Equipment | 40913 | FEQ | http://www.toronto.ca/TWONTO#00350
14991 | COL-PBG-FEQ-0001S | Fire Prevention, Extinguisher | COL-W-OBSOLETE | Col West Obsolete Entities | Fire Prevention,Extinguisher | Fire Equipment | 40913 | FEQ | http://www.toronto.ca/TWONTO#00350
15087 | COL-PBP-FEQ-0001S | Fire Prevention, Extinguisher | COL-PBP | Baby Point Sewage Pumping Station | Fire Prevention,Extinguisher | Fire Equipment | 41313 | FEQ | http://www.toronto.ca/TWONTO#00350
16029 | FHA-FEQ-ALR-0001-SUS | Fire Alarm Control System/Sprinkler | FHA-SES | Safety & Environmental Services | Fire Prevention,Hydrant | Fire Equipment | 43865 | ALR | http://www.toronto.ca/TWONTO#00154
16030 | FHA-FEQ-ALR-0001-SUS | Fire Alarm Control System/Sprinkler | FHA-SUSPENDED | Suspended Obsolete entity for storage purpose | Fire Prevention,Hydrant | Fire Equipment | 43865 | ALR | http://www.toronto.ca/TWONTO#00154
16031 | FHA-FEQ-ALR-0002-SUS | Fire Alarm Control System/Sprinkler | FHA-SUSPENDED | Suspended Obsolete entity for storage purpose | Fire Prevention,Hydrant | Fire Equipment | 43866 | ALR | http://www.toronto.ca/TWONTO#00154
16041 | FHA-FEQ-FEQ-0001 | Fire Hydrants, FHA | FHA-SES | Safety & Environmental Services | Fire Prevention,Hydrant | Fire Equipment |  | FEQ | http://www.toronto.ca/TWONTO#00260
16042 | FHA-FEQ-FEQ-0101 | Fire Extinguisher #101, Service Building, East Stair Way, Near Receiving Room | FHA-SES-FEQ | Portable Fire Extinguishers | Fire Prevention,Extinguisher | Fire Equipment | 43867 | FEQ | http://www.toronto.ca/TWONTO#00350
16043 | FHA-FEQ-FEQ-0102 | Fire Extinguisher #102, Service Building, WMS Room | FHA-SUSPENDED | Suspended Obsolete entity for storage purpose | Fire Prevention,Extinguisher | Fire Equipment | 43868 | FEQ | http://www.toronto.ca/TWONTO#00350
16044 | FHA-FEQ-FEQ-0103 | Fire Extinguisher #103, Service Building, Corridor Near WMS Room | FHA-SES-FEQ | Portable Fire Extinguishers | Fire Prevention,Extinguisher | Fire Equipment | 43869 | FEQ | http://www.toronto.ca/TWONTO#00350
16045 | FHA-FEQ-FEQ-0105 | Fire Extinguisher #105, RMF Facility, 3rd Floor, Mid Hallway, Centre East | FHA-SUSPENDED | Suspended Obsolete entity for storage purpose | Fire Prevention,Extinguisher | Fire Equipment | 43871 | FEQ | http://www.toronto.ca/TWONTO#00350
16046 | FHA-FEQ-FEQ-0106 | Fire Extinguisher #106, Filter Building, 2nd Floor, Chemical Feed Room, North | FHA-SES-FEQ | Portable Fire Extinguishers | Fire Prevention,Extinguisher | Fire Equipment | 43872 | FEQ | http://www.toronto.ca/TWONTO#00350
16047 | FHA-FEQ-FEQ-0107 | Fire Extinguisher #107, Filter Building, 2nd Floor, Chemical Feed Room, South | FHA-SUSPENDED | Suspended Obsolete entity for storage purpose | Fire Prevention,Extinguisher | Fire Equipment | 43873 | FEQ | http://www.toronto.ca/TWONTO#00350
16048 | FHA-FEQ-FSP-0402 | FHA-SES-FH-0002 - Fire Standpipe & Hose 2 | FHA-SES-FH | Fire Standpipe & Hose Cabinets | Fire Prevention,Hose | Fire Equipment |  | FSP | http://www.toronto.ca/TWONTO#00351
16049 | FHA-FEQ-FSP-0406 | FHA-SES-FH-0006 - Fire Standpipe & Hose 6 | FHA-SES-FH | Fire Standpipe & Hose Cabinets | Fire Prevention,Hose | Fire Equipment |  | FSP | http://www.toronto.ca/TWONTO#00351
16050 | FHA-FEQ-FSP-0407 | FHA-SES-FH-0007 - Fire Standpipe & Hose 7 | FHA-SES-FH | Fire Standpipe & Hose Cabinets | Fire Prevention,Hose | Fire Equipment |  | FSP | http://www.toronto.ca/TWONTO#00351
16051 | FHA-FEQ-FSP-0408 | FHA-SES-FH-0008 - Fire Standpipe & Hose 8 | FHA-SES-FH | Fire Standpipe & Hose Cabinets | Fire Prevention,Hose | Fire Equipment |  | FSP | http://www.toronto.ca/TWONTO#00351
16159 | COL-PCF-FA-0001AS | Heat Detector, Kiosk, Fire Alarm, FA-0001A | COL-W-OBSOLETE | Col West Obsolete Entities | Transmitter | Fire Equipment | 42990 | FA | http://www.toronto.ca/TWONTO#00362
16160 | COL-PCF-FA-0001S | Smoke Detector, Kiosk, Fire Alarm, FA-0001 | COL-PCF-MISC | Miscellaneous Equipment | Transmitter | Fire Equipment | 42989 | FA | http://www.toronto.ca/TWONTO#00362
16161 | COL-PCF-FA-0002S | Smoke Detector, Drywell ,Fire Alarm, FA-0002 | COL-PCF | Clark Pumping Station | Transmitter | Fire Equipment | 42991 | FA | http://www.toronto.ca/TWONTO#00362
16162 | COL-PCF-FA-0002S | Smoke Detector, Drywell ,Fire Alarm, FA-0002 | COL-W-OBSOLETE | Col West Obsolete Entities | Transmitter | Fire Equipment | 42991 | FA | http://www.toronto.ca/TWONTO#00362
17313 | FHA-SES-FE-0001 | Fire Hydrant - Red - 2 2-1/2" Hose Nozzle | FHA-SUSPENDED | Suspended Obsolete entity for storage purpose | Fire Prevention,Hydrant | Fire Equipment | 33754 | FE | http://www.toronto.ca/TWONTO#00432
17314 | FHA-SES-FE-0002 | Fire Hydrant - Red - 2 2-1/2" Hose Nozzle | FHA-SUSPENDED | Suspended Obsolete entity for storage purpose | Fire Prevention,Hydrant | Fire Equipment | 33755 | FE | http://www.toronto.ca/TWONTO#00432
17315 | FHA-SES-FE-0003 | Fire Hydrant - Red - 2 2-1/2" Hose Nozzle | FHA-SES-FE | Fire Hydrants | Fire Prevention,Hydrant | Fire Equipment | 33756 | FE | http://www.toronto.ca/TWONTO#00432
17316 | FHA-SES-FE-0004 | Fire Hydrant - Red - 2 2-1/2" Hose Nozzle | FHA-SUSPENDED | Suspended Obsolete entity for storage purpose | Fire Prevention,Hydrant | Fire Equipment | 33757 | FE | http://www.toronto.ca/TWONTO#00432
17317 | FHA-SES-FE-0005 | Fire Hydrant - Red - 2 2-1/2" Hose Nozzle | FHA-SUSPENDED | Suspended Obsolete entity for storage purpose | Fire Prevention,Hydrant | Fire Equipment | 33758 | FE | http://www.toronto.ca/TWONTO#00432
17318 | FHA-SES-FE-0006 | Fire Hydrant - Red - 2 2-1/2" Hose Nozzle | FHA-SES-FE | Fire Hydrants | Fire Prevention,Hydrant | Fire Equipment | 33759 | FE | http://www.toronto.ca/TWONTO#00432
17319 | FHA-SES-FEQ-0001 | Fire Extinguisher #1 AT-389706 | FHA-SES-FEQ | Portable Fire Extinguishers | Fire Prevention,Extinguisher | Fire Equipment | 43874 | FEQ | http://www.toronto.ca/TWONTO#00350
17320 | FHA-SES-FEQ-0001 | Fire Extinguisher #1 AT-389706 | FHA-SUSPENDED | Suspended Obsolete entity for storage purpose | Fire Prevention,Extinguisher | Fire Equipment | 43874 | FEQ | http://www.toronto.ca/TWONTO#00350
17321 | FHA-SES-FEQ-0002 | Fire Extinguisher #2 AT-389719 | FHA-SES-FEQ | Portable Fire Extinguishers | Fire Prevention,Extinguisher | Fire Equipment | 43875 | FEQ | http://www.toronto.ca/TWONTO#00350
17322 | FHA-SES-FEQ-0003 | Fire Extinguisher #3 A 34874370 | FHA-SES-FEQ | Portable Fire Extinguishers | Fire Prevention,Extinguisher | Fire Equipment | 43876 | FEQ | http://www.toronto.ca/TWONTO#00350
17323 | FHA-SES-FEQ-0004 | Fire Extinguisher #4 091493 | FHA-SUSPENDED | Suspended Obsolete entity for storage purpose | Fire Prevention,Extinguisher | Fire Equipment | 43877 | FEQ | http://www.toronto.ca/TWONTO#00350
17324 | FHA-SES-FEQ-0005 | Fire Extinguisher #5 AV-670955 | FHA-SES-FEQ | Portable Fire Extinguishers | Fire Prevention,Extinguisher | Fire Equipment | 43878 | FEQ | http://www.toronto.ca/TWONTO#00350
17325 | FHA-SES-FEQ-0006 | Fire Extinguisher #6 AV-670959 | FHA-SUSPENDED | Suspended Obsolete entity for storage purpose | Fire Prevention,Extinguisher | Fire Equipment | 43879 | FEQ | http://www.toronto.ca/TWONTO#00350
17326 | FHA-SES-FEQ-0007 | Fire Extinguisher #7 003339 | FHA-SES-FEQ | Portable Fire Extinguishers | Fire Prevention,Extinguisher | Fire Equipment | 43880 | FEQ | http://www.toronto.ca/TWONTO#00350
17327 | FHA-SES-FEQ-0008 | Fire Extinguisher #8 AV-670960 | FHA-SUSPENDED | Suspended Obsolete entity for storage purpose | Fire Prevention,Extinguisher | Fire Equipment | 43881 | FEQ | http://www.toronto.ca/TWONTO#00350
17328 | FHA-SES-FEQ-0009 | Fire Extinguisher #9 AV-670963 | FHA-SES-FEQ | Portable Fire Extinguishers | Fire Prevention,Extinguisher | Fire Equipment | 43882 | FEQ | http://www.toronto.ca/TWONTO#00350
17329 | FHA-SES-FEQ-0010 | Fire Extinguisher #10 285039 | FHA-SES-FEQ | Portable Fire Extinguishers | Fire Prevention,Extinguisher | Fire Equipment | 43883 | FEQ | http://www.toronto.ca/TWONTO#00350
17330 | FHA-SES-FEQ-0011 | Fire Extinguisher #11 AV-670946 | FHA-SUSPENDED | Suspended Obsolete entity for storage purpose | Fire Prevention,Extinguisher | Fire Equipment | 43884 | FEQ | http://www.toronto.ca/TWONTO#00350
17331 | FHA-SES-FEQ-0012 | Fire Extinguisher #12 AV-670972 | FHA-SES-FEQ | Portable Fire Extinguishers | Fire Prevention,Extinguisher | Fire Equipment | 43885 | FEQ | http://www.toronto.ca/TWONTO#00350
17332 | FHA-SES-FEQ-0013 | Fire Extinguisher #13 AV-670943 | FHA-SES-FEQ | Portable Fire Extinguishers | Fire Prevention,Extinguisher | Fire Equipment | 43886 | FEQ | http://www.toronto.ca/TWONTO#00350
17333 | FHA-SES-FEQ-0013 | Fire Extinguisher #13 AV-670943 | FHA-SUSPENDED | Suspended Obsolete entity for storage purpose | Fire Prevention,Extinguisher | Fire Equipment | 43886 | FEQ | http://www.toronto.ca/TWONTO#00350
17334 | FHA-SES-FEQ-0014 | Fire Extinguisher #14 AV-670973 | FHA-SES-FEQ | Portable Fire Extinguishers | Fire Prevention,Extinguisher | Fire Equipment | 43887 | FEQ | http://www.toronto.ca/TWONTO#00350
17335 | FHA-SES-FEQ-0015 | Fire Extinguisher #15 A 35420313 | FHA-SUSPENDED | Suspended Obsolete entity for storage purpose | Fire Prevention,Extinguisher | Fire Equipment | 43888 | FEQ | http://www.toronto.ca/TWONTO#00350
17336 | FHA-SES-FEQ-0016 | Fire Extinguisher #16 A 3542012 | FHA-SES-FEQ | Portable Fire Extinguishers | Fire Prevention,Extinguisher | Fire Equipment | 43889 | FEQ | http://www.toronto.ca/TWONTO#00350
17337 | FHA-SES-FEQ-0017 | Fire Extinguisher #17 Sr # 35420307 | FHA-SES-FEQ | Portable Fire Extinguishers | Fire Prevention,Extinguisher | Fire Equipment | 43890 | FEQ | http://www.toronto.ca/TWONTO#00350
17338 | FHA-SES-FEQ-0018 | Fire Extinguisher #18 35420308 | FHA-SES-FEQ | Portable Fire Extinguishers | Fire Prevention,Extinguisher | Fire Equipment | 43891 | FEQ | http://www.toronto.ca/TWONTO#00350
17339 | FHA-SES-FEQ-0019 | Fire Extinguisher #19 A354220285 | FHA-SES-FEQ | Portable Fire Extinguishers | Fire Prevention,Extinguisher | Fire Equipment | 43892 | FEQ | http://www.toronto.ca/TWONTO#00350
17340 | FHA-SES-FEQ-0020 | Fire Extinguisher #20 91865 | FHA-SES-FEQ | Portable Fire Extinguishers | Fire Prevention,Extinguisher | Fire Equipment | 43893 | FEQ | http://www.toronto.ca/TWONTO#00350
17341 | FHA-SES-FEQ-0022 | Fire Extinguisher #22 BY-39814 | FHA-SES-FEQ | Portable Fire Extinguishers | Fire Prevention,Extinguisher | Fire Equipment | 43895 | FEQ | http://www.toronto.ca/TWONTO#00350
17342 | FHA-SES-FEQ-0022 | Fire Extinguisher #22 BY-39814 | FHA-SUSPENDED | Suspended Obsolete entity for storage purpose | Fire Prevention,Extinguisher | Fire Equipment | 43895 | FEQ | http://www.toronto.ca/TWONTO#00350
17343 | FHA-SES-FEQ-0023 | Fire Extinguisher #23 A35420292 | FHA-SES-FEQ | Portable Fire Extinguishers | Fire Prevention,Extinguisher | Fire Equipment | 43896 | FEQ | http://www.toronto.ca/TWONTO#00350
17344 | FHA-SES-FEQ-0025 | Fire Extinguisher #25 A32979937 | FHA-SUSPENDED | Suspended Obsolete entity for storage purpose | Fire Prevention,Extinguisher | Fire Equipment | 43898 | FEQ | http://www.toronto.ca/TWONTO#00350
17345 | FHA-SES-FEQ-0026 | Fire Extinguisher #26 A35420245 | FHA-SUSPENDED | Suspended Obsolete entity for storage purpose | Fire Prevention,Extinguisher | Fire Equipment | 43899 | FEQ | http://www.toronto.ca/TWONTO#00350
17346 | FHA-SES-FEQ-0027 | Fire Extinguisher #27 A35420328 | FHA-SES-FEQ | Portable Fire Extinguishers | Fire Prevention,Extinguisher | Fire Equipment | 43900 | FEQ | http://www.toronto.ca/TWONTO#00350
17347 | FHA-SES-FEQ-0028 | Fire Extinguisher #28 A34874341 | FHA-SUSPENDED | Suspended Obsolete entity for storage purpose | Fire Prevention,Extinguisher | Fire Equipment | 43901 | FEQ | http://www.toronto.ca/TWONTO#00350
17348 | FHA-SES-FEQ-0029 | Fire Extinguisher #29 A35420301 | FHA-SUSPENDED | Suspended Obsolete entity for storage purpose | Fire Prevention,Extinguisher | Fire Equipment | 43902 | FEQ | http://www.toronto.ca/TWONTO#00350
17349 | FHA-SES-FEQ-0030 | Fire Extinguisher #30 A35420297 | FHA-SES-FEQ | Portable Fire Extinguishers | Fire Prevention,Extinguisher | Fire Equipment | 43903 | FEQ | http://www.toronto.ca/TWONTO#00350
17350 | FHA-SES-FEQ-0030 | Fire Extinguisher #30 A35420297 | FHA-SUSPENDED | Suspended Obsolete entity for storage purpose | Fire Prevention,Extinguisher | Fire Equipment | 43903 | FEQ | http://www.toronto.ca/TWONTO#00350
17351 | FHA-SES-FEQ-0031 | Fire Extinguisher #31 A35420267 | FHA-SES-FEQ | Portable Fire Extinguishers | Fire Prevention,Extinguisher | Fire Equipment | 43904 | FEQ | http://www.toronto.ca/TWONTO#00350
17352 | FHA-SES-FEQ-0032 | Fire Extinguisher #32 A35420311 | FHA-SES-FEQ | Portable Fire Extinguishers | Fire Prevention,Extinguisher | Fire Equipment | 43905 | FEQ | http://www.toronto.ca/TWONTO#00350
17353 | FHA-SES-FEQ-0032 | Fire Extinguisher #32 A35420311 | FHA-SUSPENDED | Suspended Obsolete entity for storage purpose | Fire Prevention,Extinguisher | Fire Equipment | 43905 | FEQ | http://www.toronto.ca/TWONTO#00350
17354 | FHA-SES-FEQ-0033 | Fire Extinguisher #33 A35420289 | FHA-SUSPENDED | Suspended Obsolete entity for storage purpose | Fire Prevention,Extinguisher | Fire Equipment | 43906 | FEQ | http://www.toronto.ca/TWONTO#00350
17355 | FHA-SES-FEQ-0034 | Fire Extinguisher #34 A35420275 | FHA-SUSPENDED | Suspended Obsolete entity for storage purpose | Fire Prevention,Extinguisher | Fire Equipment | 43907 | FEQ | http://www.toronto.ca/TWONTO#00350
17356 | FHA-SES-FEQ-0036 | Fire Extinguisher #36 A35420305 | FHA-SUSPENDED | Suspended Obsolete entity for storage purpose | Fire Prevention,Extinguisher | Fire Equipment | 43909 | FEQ | http://www.toronto.ca/TWONTO#00350
17357 | FHA-SES-FEQ-0037 | Fire Extinguisher #37 A35420322 | FHA-SES-FEQ | Portable Fire Extinguishers | Fire Prevention,Extinguisher | Fire Equipment | 43910 | FEQ | http://www.toronto.ca/TWONTO#00350
17358 | FHA-SES-FEQ-0037 | Fire Extinguisher #37 A35420322 | FHA-SUSPENDED | Suspended Obsolete entity for storage purpose | Fire Prevention,Extinguisher | Fire Equipment | 43910 | FEQ | http://www.toronto.ca/TWONTO#00350
17359 | FHA-SES-FEQ-0038 | Fire Extinguisher #38 A35420284 | FHA-SES-FEQ | Portable Fire Extinguishers | Fire Prevention,Extinguisher | Fire Equipment | 43911 | FEQ | http://www.toronto.ca/TWONTO#00350
17360 | FHA-SES-FEQ-0039 | Fire Extinguisher #39 19823 | FHA-SES-FEQ | Portable Fire Extinguishers | Fire Prevention,Extinguisher | Fire Equipment | 43912 | FEQ | http://www.toronto.ca/TWONTO#00350
17361 | FHA-SES-FEQ-0040 | Fire Extinguisher #40 X-830319 | FHA-SES-FEQ | Portable Fire Extinguishers | Fire Prevention,Extinguisher | Fire Equipment | 43913 | FEQ | http://www.toronto.ca/TWONTO#00350
17362 | FHA-SES-FEQ-0040 | Fire Extinguisher #40 X-830319 | FHA-SUSPENDED | Suspended Obsolete entity for storage purpose | Fire Prevention,Extinguisher | Fire Equipment | 43913 | FEQ | http://www.toronto.ca/TWONTO#00350
17363 | FHA-SES-FEQ-0041 | Fire Extinguisher #41 19712 | FHA-SES-FEQ | Portable Fire Extinguishers | Fire Prevention,Extinguisher | Fire Equipment | 43914 | FEQ | http://www.toronto.ca/TWONTO#00350
17364 | FHA-SES-FEQ-0041 | Fire Extinguisher #41 19712 | FHA-SUSPENDED | Suspended Obsolete entity for storage purpose | Fire Prevention,Extinguisher | Fire Equipment | 43914 | FEQ | http://www.toronto.ca/TWONTO#00350
17365 | FHA-SES-FEQ-0042 | Fire Extinguisher #42 AV-670971 | FHA-SES-FEQ | Portable Fire Extinguishers | Fire Prevention,Extinguisher | Fire Equipment | 43915 | FEQ | http://www.toronto.ca/TWONTO#00350
17366 | FHA-SES-FEQ-0042 | Fire Extinguisher #42 AV-670971 | FHA-SUSPENDED | Suspended Obsolete entity for storage purpose | Fire Prevention,Extinguisher | Fire Equipment | 43915 | FEQ | http://www.toronto.ca/TWONTO#00350
17367 | FHA-SES-FEQ-0043 | Fire Extinguisher #43 22791 | FHA-SES-FEQ | Portable Fire Extinguishers | Fire Prevention,Extinguisher | Fire Equipment | 43916 | FEQ | http://www.toronto.ca/TWONTO#00350
17368 | FHA-SES-FEQ-0044 | Fire Extinguisher #44 22800 | FHA-SUSPENDED | Suspended Obsolete entity for storage purpose | Fire Prevention,Extinguisher | Fire Equipment | 43917 | FEQ | http://www.toronto.ca/TWONTO#00350
17369 | FHA-SES-FEQ-0045 | Fire Extinguisher #45 VV-755083 | FHA-SUSPENDED | Suspended Obsolete entity for storage purpose | Fire Prevention,Extinguisher | Fire Equipment | 43918 | FEQ | http://www.toronto.ca/TWONTO#00350
17370 | FHA-SES-FEQ-0046 | Fire Extinguisher #46 22801 | FHA-SUSPENDED | Suspended Obsolete entity for storage purpose | Fire Prevention,Extinguisher | Fire Equipment | 43919 | FEQ | http://www.toronto.ca/TWONTO#00350
17371 | FHA-SES-FEQ-0047 | Fire Extinguisher #47 22785 | FHA-SUSPENDED | Suspended Obsolete entity for storage purpose | Fire Prevention,Extinguisher | Fire Equipment | 43920 | FEQ | http://www.toronto.ca/TWONTO#00350
17372 | FHA-SES-FEQ-0049 | Fire Extinguisher #49 22782 | FHA-SUSPENDED | Suspended Obsolete entity for storage purpose | Fire Prevention,Extinguisher | Fire Equipment | 43922 | FEQ | http://www.toronto.ca/TWONTO#00350
17373 | FHA-SES-FEQ-0051 | Fire Extinguisher #51 22795 | FHA-SES-FEQ | Portable Fire Extinguishers | Fire Prevention,Extinguisher | Fire Equipment | 43924 | FEQ | http://www.toronto.ca/TWONTO#00350
17374 | FHA-SES-FEQ-0052 | Fire Extinguisher #52 0091491 | FHA-SUSPENDED | Suspended Obsolete entity for storage purpose | Fire Prevention,Extinguisher | Fire Equipment | 43925 | FEQ | http://www.toronto.ca/TWONTO#00350
17375 | FHA-SES-FEQ-0053 | Fire Extinguisher # 043618 | FHA-SUSPENDED | Suspended Obsolete entity for storage purpose | Fire Prevention,Extinguisher | Fire Equipment | 43926 | FEQ | http://www.toronto.ca/TWONTO#00350
17376 | FHA-SES-FEQ-0054 | Fire Extinguisher #54 ZE-69220 | FHA-SUSPENDED | Suspended Obsolete entity for storage purpose | Fire Prevention,Extinguisher | Fire Equipment | 43927 | FEQ | http://www.toronto.ca/TWONTO#00350
17377 | FHA-SES-FEQ-0055 | Fire Extinguisher #55 A35420295 | FHA-SUSPENDED | Suspended Obsolete entity for storage purpose | Fire Prevention,Extinguisher | Fire Equipment | 43928 | FEQ | http://www.toronto.ca/TWONTO#00350
17378 | FHA-SES-FEQ-0057 | Fire Extinguisher #57 A35420300 | FHA-SES-FEQ | Portable Fire Extinguishers | Fire Prevention,Extinguisher | Fire Equipment | 43930 | FEQ | http://www.toronto.ca/TWONTO#00350
17379 | FHA-SES-FEQ-0057 | Fire Extinguisher #57 A35420300 | FHA-SUSPENDED | Suspended Obsolete entity for storage purpose | Fire Prevention,Extinguisher | Fire Equipment | 43930 | FEQ | http://www.toronto.ca/TWONTO#00350
17380 | FHA-SES-FEQ-0058 | Fire Extinguisher #58 A35420298 | FHA-SES-FEQ | Portable Fire Extinguishers | Fire Prevention,Extinguisher | Fire Equipment | 43931 | FEQ | http://www.toronto.ca/TWONTO#00350
17381 | FHA-SES-FEQ-0059 | Fire Extinguisher #59 A35420334 | FHA-SUSPENDED | Suspended Obsolete entity for storage purpose | Fire Prevention,Extinguisher | Fire Equipment | 43932 | FEQ | http://www.toronto.ca/TWONTO#00350
17382 | FHA-SES-FEQ-0060 | Fire Extinguisher #60 A35420247 | FHA-SES-FEQ | Portable Fire Extinguishers | Fire Prevention,Extinguisher | Fire Equipment | 43933 | FEQ | http://www.toronto.ca/TWONTO#00350
17383 | FHA-SES-FEQ-0060 | Fire Extinguisher #60 A35420247 | FHA-SUSPENDED | Suspended Obsolete entity for storage purpose | Fire Prevention,Extinguisher | Fire Equipment | 43933 | FEQ | http://www.toronto.ca/TWONTO#00350
17384 | FHA-SES-FEQ-0061 | Fire Extinguisher #61 A35420336 | FHA-SES-FEQ | Portable Fire Extinguishers | Fire Prevention,Extinguisher | Fire Equipment | 43934 | FEQ | http://www.toronto.ca/TWONTO#00350
17385 | FHA-SES-FEQ-0063 | Fire Extinguisher #63 A35420291 | FHA-SES-FEQ | Portable Fire Extinguishers | Fire Prevention,Extinguisher | Fire Equipment | 43936 | FEQ | http://www.toronto.ca/TWONTO#00350
17386 | FHA-SES-FEQ-0063 | Fire Extinguisher #63 A35420291 | FHA-SUSPENDED | Suspended Obsolete entity for storage purpose | Fire Prevention,Extinguisher | Fire Equipment | 43936 | FEQ | http://www.toronto.ca/TWONTO#00350
17387 | FHA-SES-FEQ-0064 | Fire Extinguisher #64 A35420327 | FHA-SES-FEQ | Portable Fire Extinguishers | Fire Prevention,Extinguisher | Fire Equipment | 43937 | FEQ | http://www.toronto.ca/TWONTO#00350
17388 | FHA-SES-FEQ-0064 | Fire Extinguisher #64 A35420327 | FHA-SUSPENDED | Suspended Obsolete entity for storage purpose | Fire Prevention,Extinguisher | Fire Equipment | 43937 | FEQ | http://www.toronto.ca/TWONTO#00350
17389 | FHA-SES-FEQ-0065 | Fire Extinguisher #65 A35420290 | FHA-SUSPENDED | Suspended Obsolete entity for storage purpose | Fire Prevention,Extinguisher | Fire Equipment | 43938 | FEQ | http://www.toronto.ca/TWONTO#00350
17390 | FHA-SES-FEQ-0066 | Fire Extinguisher #66 A35420324 | FHA-SES-FEQ | Portable Fire Extinguishers | Fire Prevention,Extinguisher | Fire Equipment | 43939 | FEQ | http://www.toronto.ca/TWONTO#00350
17391 | FHA-SES-FEQ-0067 | Fire Extinguisher #67 ZK-363882 | FHA-SES-FEQ | Portable Fire Extinguishers | Fire Prevention,Extinguisher | Fire Equipment | 43940 | FEQ | http://www.toronto.ca/TWONTO#00350
17392 | FHA-SES-FEQ-0070 | Fire Extinguisher #70 A35420309 | FHA-SES-FEQ | Portable Fire Extinguishers | Fire Prevention,Extinguisher | Fire Equipment | 43943 | FEQ | http://www.toronto.ca/TWONTO#00350
17393 | FHA-SES-FEQ-0071 | Fire Extinguisher #71 A35420337 | FHA-SUSPENDED | Suspended Obsolete entity for storage purpose | Fire Prevention,Extinguisher | Fire Equipment | 43944 | FEQ | http://www.toronto.ca/TWONTO#00350
17394 | FHA-SES-FEQ-0072 | Fire Extinguisher #72 A35420277 | FHA-SES-FEQ | Portable Fire Extinguishers | Fire Prevention,Extinguisher | Fire Equipment | 43945 | FEQ | http://www.toronto.ca/TWONTO#00350
17395 | FHA-SES-FEQ-0073 | Fire Extinguisher #73 A35420270 | FHA-SUSPENDED | Suspended Obsolete entity for storage purpose | Fire Prevention,Extinguisher | Fire Equipment | 43946 | FEQ | http://www.toronto.ca/TWONTO#00350
17396 | FHA-SES-FEQ-0074 | Fire Extinguisher #74 A35420255 | FHA-SES-FEQ | Portable Fire Extinguishers | Fire Prevention,Extinguisher | Fire Equipment | 43947 | FEQ | http://www.toronto.ca/TWONTO#00350
17397 | FHA-SES-FEQ-0075 | Fire Extinguisher #75 A 34718546 | FHA-SUSPENDED | Suspended Obsolete entity for storage purpose | Fire Prevention,Extinguisher | Fire Equipment | 43948 | FEQ | http://www.toronto.ca/TWONTO#00350
17398 | FHA-SES-FEQ-0076 | Fire Extinguisher #76 A35420323 | FHA-SUSPENDED | Suspended Obsolete entity for storage purpose | Fire Prevention,Extinguisher | Fire Equipment | 43949 | FEQ | http://www.toronto.ca/TWONTO#00350
17399 | FHA-SES-FEQ-0077 | Fire Extinguisher #77 A35420302 | FHA-SES-FEQ | Portable Fire Extinguishers | Fire Prevention,Extinguisher | Fire Equipment | 43950 | FEQ | http://www.toronto.ca/TWONTO#00350
17400 | FHA-SES-FEQ-0077 | Fire Extinguisher #77 A35420302 | FHA-SUSPENDED | Suspended Obsolete entity for storage purpose | Fire Prevention,Extinguisher | Fire Equipment | 43950 | FEQ | http://www.toronto.ca/TWONTO#00350
17401 | FHA-SES-FEQ-0078 | Fire Extinguisher #78 A34718550 | FHA-SES-FEQ | Portable Fire Extinguishers | Fire Prevention,Extinguisher | Fire Equipment | 43951 | FEQ | http://www.toronto.ca/TWONTO#00350
17402 | FHA-SES-FEQ-0080 | Fire Extinguisher #80 A35420280 | FHA-SES-FEQ | Portable Fire Extinguishers | Fire Prevention,Extinguisher | Fire Equipment | 43953 | FEQ | http://www.toronto.ca/TWONTO#00350
17403 | FHA-SES-FEQ-0081 | Fire Extinguisher #81 3389256 | FHA-SES-FEQ | Portable Fire Extinguishers | Fire Prevention,Extinguisher | Fire Equipment | 43954 | FEQ | http://www.toronto.ca/TWONTO#00350
17404 | FHA-SES-FEQ-0082 | Fire Extinguisher #82 A35420250 | FHA-SES-FEQ | Portable Fire Extinguishers | Fire Prevention,Extinguisher | Fire Equipment | 43955 | FEQ | http://www.toronto.ca/TWONTO#00350
17405 | FHA-SES-FEQ-0082 | Fire Extinguisher #82 A35420250 | FHA-SUSPENDED | Suspended Obsolete entity for storage purpose | Fire Prevention,Extinguisher | Fire Equipment | 43955 | FEQ | http://www.toronto.ca/TWONTO#00350
17406 | FHA-SES-FEQ-0083 | Fire Extinguisher #83 A35420244 | FHA-SES-FEQ | Portable Fire Extinguishers | Fire Prevention,Extinguisher | Fire Equipment | 43957 | FEQ | http://www.toronto.ca/TWONTO#00350
17407 | FHA-SES-FEQ-0086 | Fire Extinguisher #86 54885 | FHA-SUSPENDED | Suspended Obsolete entity for storage purpose | Fire Prevention,Extinguisher | Fire Equipment | 43960 | FEQ | http://www.toronto.ca/TWONTO#00350
17408 | FHA-SES-FEQ-0087 | Fire Extinguisher #87 ZV-129455 | FHA-SES-FEQ | Portable Fire Extinguishers | Fire Prevention,Extinguisher | Fire Equipment | 43961 | FEQ | http://www.toronto.ca/TWONTO#00350
17409 | FHA-SES-FEQ-0088 | Fire Extinguisher #88 ZK-302246 | FHA-SES-FEQ | Portable Fire Extinguishers | Fire Prevention,Extinguisher | Fire Equipment | 43962 | FEQ | http://www.toronto.ca/TWONTO#00350
17410 | FHA-SES-FEQ-0091 | Fire Extinguisher #91 A33892756 | FHA-SES-FEQ | Portable Fire Extinguishers | Fire Prevention,Extinguisher | Fire Equipment | 43965 | FEQ | http://www.toronto.ca/TWONTO#00350
17411 | FHA-SES-FEQ-0092 | Fire Extinguisher #92 A34874332 | FHA-SES-FEQ | Portable Fire Extinguishers | Fire Prevention,Extinguisher | Fire Equipment | 43966 | FEQ | http://www.toronto.ca/TWONTO#00350
17412 | FHA-SES-FEQ-0092 | Fire Extinguisher #92 A34874332 | FHA-SUSPENDED | Suspended Obsolete entity for storage purpose | Fire Prevention,Extinguisher | Fire Equipment | 43966 | FEQ | http://www.toronto.ca/TWONTO#00350
17413 | FHA-SES-FEQ-0093 | Fire Extinguisher #93 | FHA-SUSPENDED | Suspended Obsolete entity for storage purpose | Fire Prevention,Extinguisher | Fire Equipment | 43967 | FEQ | http://www.toronto.ca/TWONTO#00350
17414 | FHA-SES-FEQ-0094 | Fire Extinguisher #94 A35420318 | FHA-SES-FEQ | Portable Fire Extinguishers | Fire Prevention,Extinguisher | Fire Equipment | 43968 | FEQ | http://www.toronto.ca/TWONTO#00350
17415 | FHA-SES-FEQ-0095 | Fire Extinguisher #95 A35420299 | FHA-SES-FEQ | Portable Fire Extinguishers | Fire Prevention,Extinguisher | Fire Equipment | 43969 | FEQ | http://www.toronto.ca/TWONTO#00350
17416 | FHA-SES-FEQ-0096 | Fire Extinguisher #96 A35420335 | FHA-SUSPENDED | Suspended Obsolete entity for storage purpose | Fire Prevention,Extinguisher | Fire Equipment | 43970 | FEQ | http://www.toronto.ca/TWONTO#00350
17417 | FHA-SES-FEQ-0098 | Fire Extinguisher #98 A35420338 | FHA-SES-FEQ | Portable Fire Extinguishers | Fire Prevention,Extinguisher | Fire Equipment | 43972 | FEQ | http://www.toronto.ca/TWONTO#00350
17418 | FHA-SES-FEQ-0099 | Fire Extinguisher #99 A35420263 | FHA-SUSPENDED | Suspended Obsolete entity for storage purpose | Fire Prevention,Extinguisher | Fire Equipment | 43973 | FEQ | http://www.toronto.ca/TWONTO#00350
17419 | FHA-SES-FEQ-0101 | Fire Extinguisher #101 A35420264 | FHA-SES-FEQ | Portable Fire Extinguishers | Fire Prevention,Extinguisher | Fire Equipment | 43975 | FEQ | http://www.toronto.ca/TWONTO#00350
17420 | FHA-SES-FEQ-0101 | Fire Extinguisher #101 A35420264 | FHA-SUSPENDED | Suspended Obsolete entity for storage purpose | Fire Prevention,Extinguisher | Fire Equipment | 43975 | FEQ | http://www.toronto.ca/TWONTO#00350
17421 | FHA-SES-FEQ-0102 | Fire Extinguisher #102 A35420306 | FHA-SES-FEQ | Portable Fire Extinguishers | Fire Prevention,Extinguisher | Fire Equipment | 43976 | FEQ | http://www.toronto.ca/TWONTO#00350
17422 | FHA-SES-FEQ-0103 | Fire Extinguisher #103 A35420252 | FHA-SUSPENDED | Suspended Obsolete entity for storage purpose | Fire Prevention,Extinguisher | Fire Equipment | 43977 | FEQ | http://www.toronto.ca/TWONTO#00350
17423 | FHA-SES-FEQ-0104 | Fire Extinguisher #104 A35420246 | FHA-SES-FEQ | Portable Fire Extinguishers | Fire Prevention,Extinguisher | Fire Equipment | 43978 | FEQ | http://www.toronto.ca/TWONTO#00350
17424 | FHA-SES-FEQ-0105 | Fire Extinguisher #105 A35420269 | FHA-SUSPENDED | Suspended Obsolete entity for storage purpose | Fire Prevention,Extinguisher | Fire Equipment | 43979 | FEQ | http://www.toronto.ca/TWONTO#00350
17425 | FHA-SES-FEQ-0106 | Fire Extinguisher #106 A35420296 | FHA-SES-FEQ | Portable Fire Extinguishers | Fire Prevention,Extinguisher | Fire Equipment | 43980 | FEQ | http://www.toronto.ca/TWONTO#00350
17426 | FHA-SES-FEQ-0106 | Fire Extinguisher #106 A35420296 | FHA-SUSPENDED | Suspended Obsolete entity for storage purpose | Fire Prevention,Extinguisher | Fire Equipment | 43980 | FEQ | http://www.toronto.ca/TWONTO#00350
17427 | FHA-SES-FEQ-0107 | Fire Extinguisher #107 YB-844724 | FHA-SUSPENDED | Suspended Obsolete entity for storage purpose | Fire Prevention,Extinguisher | Fire Equipment | 43981 | FEQ | http://www.toronto.ca/TWONTO#00350
17428 | FHA-SES-FEQ-1 | Fire Sprinkler System | FHA-SUSPENDED | Suspended Obsolete entity for storage purpose |  | Fire Equipment | 43982 | FEQ | http://www.toronto.ca/TWONTO#00352
17573 | COL-PCU-FA-5331S | Fire Alarm System, Cumber PS | COL-PCU | Cumber Pumping Station | Building Service,Fire Alarm | Fire Equipment | 42964 | FA | http://www.toronto.ca/TWONTO#00154
17574 | COL-PCU-FA-5331S | Fire Alarm System, Cumber PS | COL-W-OBSOLETE | Col West Obsolete Entities | Building Service,Fire Alarm | Fire Equipment | 42964 | FA | http://www.toronto.ca/TWONTO#00154
17577 | COL-PCU-FEQ-0001S | Fire Prevention, Extinguisher, Ground Floor, Cumber PS | COL-PCU-MISC | Miscellaneous Equipment | Fire Prevention,Extinguisher | Fire Equipment | 41315 | FEQ | http://www.toronto.ca/TWONTO#00350
17578 | COL-PCU-FEQ-0001S | Fire Prevention, Extinguisher, Ground Floor, Cumber PS | COL-W-OBSOLETE | Col West Obsolete Entities | Fire Prevention,Extinguisher | Fire Equipment | 41315 | FEQ | http://www.toronto.ca/TWONTO#00350
17579 | COL-PCU-FEQ-0002S | Fire Prevention, Extinguisher, Elecrical Room, Cumber PS | COL-PCU | Cumber Pumping Station | Fire Prevention,Extinguisher | Fire Equipment | 42197 | FEQ | http://www.toronto.ca/TWONTO#00350
17580 | COL-PCU-FEQ-0002S | Fire Prevention, Extinguisher, Elecrical Room, Cumber PS | COL-PCU-MISC | Miscellaneous Equipment | Fire Prevention,Extinguisher | Fire Equipment | 42197 | FEQ | http://www.toronto.ca/TWONTO#00350
17581 | COL-PCU-FEQ-0003S | Fire Prevention, Extinguisher, Old Motor Floor, Cumber PS | COL-PCU | Cumber Pumping Station | Fire Prevention,Extinguisher | Fire Equipment | 42198 | FEQ | http://www.toronto.ca/TWONTO#00350
17582 | COL-PCU-FEQ-0003S | Fire Prevention, Extinguisher, Old Motor Floor, Cumber PS | COL-PCU-AUX-MECH | Mechanical Equipment | Fire Prevention,Extinguisher | Fire Equipment | 42198 | FEQ | http://www.toronto.ca/TWONTO#00350
17583 | COL-PCU-FEQ-0003S | Fire Prevention, Extinguisher, Old Motor Floor, Cumber PS | COL-W-OBSOLETE | Col West Obsolete Entities | Fire Prevention,Extinguisher | Fire Equipment | 42198 | FEQ | http://www.toronto.ca/TWONTO#00350
17584 | COL-PCU-FEQ-0004S | Fire Prevention, Extinguisher, Pump Floor, Cumber PS | COL-PCU | Cumber Pumping Station | Fire Prevention,Extinguisher | Fire Equipment | 42681 | FEQ | http://www.toronto.ca/TWONTO#00350
18345 | COL-PEV-FA-0001S | Fire Alarm | COL-PEV | Ellis Sewage Pumping Station |  | Fire Equipment | 42965 | FA | http://www.toronto.ca/TWONTO#00154
18346 | COL-PEV-FA-0001S | Fire Alarm | COL-W-OBSOLETE | Col West Obsolete Entities |  | Fire Equipment | 42965 | FA | http://www.toronto.ca/TWONTO#00154
18438 | COL-PFB-FA-0001 | Fire Alarm | COL-PFB-MISC | Miscellaneous Equipment |  | Fire Equipment |  | FA | http://www.toronto.ca/TWONTO#00154
19859 | COL-PHB-FEQ-0002S | Fire Prevention, Extinguisher | COL-PHB | Humber Sewage Pumping Station | Fire Prevention,Extinguisher | Fire Equipment | 40917 | FEQ | http://www.toronto.ca/TWONTO#00350
19860 | COL-PHB-FEQ-0002S | Fire Prevention, Extinguisher | COL-PHB-MISC | Miscellaneous Equipment | Fire Prevention,Extinguisher | Fire Equipment | 40917 | FEQ | http://www.toronto.ca/TWONTO#00350
20040 | COL-PHP-FA-0001S | Fire Alarm | COL-PHP | High Park Sewage Pumping Station |  | Fire Equipment | 42966 | FA | http://www.toronto.ca/TWONTO#00154
20041 | COL-PHP-FA-0001S | Fire Alarm | COL-W-OBSOLETE | Col West Obsolete Entities |  | Fire Equipment | 42966 | FA | http://www.toronto.ca/TWONTO#00154
20360 | COL-PKP-FEQ-0001S | Fire Prevention, Extinguisher | COL-PKP-MISC | Miscellaneous Equipment | Fire Prevention,Extinguisher | Fire Equipment | 42690 | FEQ | http://www.toronto.ca/TWONTO#00350
20361 | COL-PKP-FEQ-0001S | Fire Prevention, Extinguisher | COL-W-OBSOLETE | Col West Obsolete Entities | Fire Prevention,Extinguisher | Fire Equipment | 42690 | FEQ | http://www.toronto.ca/TWONTO#00350
20362 | COL-PKP-FEQ-0002S | Fire Prevention, Extinguisher | COL-PKP-MISC | Miscellaneous Equipment | Fire Prevention,Extinguisher | Fire Equipment | 42691 | FEQ | http://www.toronto.ca/TWONTO#00350
20755 | COL-PLB-FA-0001S | Fire Alarm System | COL-PLB-AUX-MECH | Mechanical Equipment | Fire Prevention,Extinguisher | Fire Equipment | 42969 | FA | http://www.toronto.ca/TWONTO#00154
20756 | COL-PLB-FEQ-0001S | Fire Prevention, Extinguisher | COL-PLB | Long Branch Pumping Station | Fire Prevention,Extinguisher | Fire Equipment | 42692 | FEQ | http://www.toronto.ca/TWONTO#00350
20757 | COL-PLB-FEQ-0001S | Fire Prevention, Extinguisher | COL-W-OBSOLETE | Col West Obsolete Entities | Fire Prevention,Extinguisher | Fire Equipment | 42692 | FEQ | http://www.toronto.ca/TWONTO#00350
20758 | COL-PLB-FEQ-0002S | Fire Prevention, Extinguisher | COL-PLB | Long Branch Pumping Station | Fire Prevention,Extinguisher | Fire Equipment | 42693 | FEQ | http://www.toronto.ca/TWONTO#00350
20759 | COL-PLB-FEQ-0002S | Fire Prevention, Extinguisher | COL-W-OBSOLETE | Col West Obsolete Entities | Fire Prevention,Extinguisher | Fire Equipment | 42693 | FEQ | http://www.toronto.ca/TWONTO#00350
20760 | COL-PLB-FEQ-0003S | Fire Prevention, Extinguisher | COL-PLB-AUX-MECH | Mechanical Equipment | Fire Prevention,Extinguisher | Fire Equipment | 42694 | FEQ | http://www.toronto.ca/TWONTO#00350
20761 | COL-PLB-FEQ-0004S | Fire Prevention, Extinguisher | COL-PLB-AUX-MECH | Mechanical Equipment | Fire Prevention,Extinguisher | Fire Equipment | 42695 | FEQ | http://www.toronto.ca/TWONTO#00350
22003 | COL-PMD-FA-0001 | Fire Alarm | COL-PMD-MISC | Miscellaneous Equipment |  | Fire Equipment |  | FA | http://www.toronto.ca/TWONTO#00154
22526 | COL-PMM-FEQ-0001S | Fire Prevention, Extinguisher | COL-PMM-MISC | Miscellaneous Equipment | Fire Prevention,Extinguisher | Fire Equipment | 42697 | FEQ | http://www.toronto.ca/TWONTO#00350
22527 | COL-PMM-FEQ-0001S | Fire Prevention, Extinguisher | COL-W-OBSOLETE | Col West Obsolete Entities | Fire Prevention,Extinguisher | Fire Equipment | 42697 | FEQ | http://www.toronto.ca/TWONTO#00350
22528 | COL-PMM-FEQ-0002S | Fire Prevention, Extinguisher | COL-PMM | Mimico Pumping Station | Fire Prevention,Extinguisher | Fire Equipment | 42698 | FEQ | http://www.toronto.ca/TWONTO#00350
22713 | COL-PMT-FEQ-0001S | Fire Prevention, Extinguisher | COL-W-OBSOLETE | Col West Obsolete Entities | Fire Prevention,Extinguisher | Fire Equipment | 42699 | FEQ | http://www.toronto.ca/TWONTO#00350
22849 | FHO-FEQ-FA-0101 | Control Panel, Fire Alarm System, Admin Building, Controm Room | FHO-SES-FEQ-1000 | Fire Equipment, Built In | Fire Prevention,Alarm | Fire Equipment |  | FA | http://www.toronto.ca/TWONTO#00154
22850 | FHO-FEQ-FA-1602 | Control Panel, Fire Alarm System, Standby Power Building, S2, Generator Room, S/W | FHO-SES-FEQ-1000 | Fire Equipment, Built In |  | Fire Equipment |  | FA | http://www.toronto.ca/TWONTO#00154
22857 | FHO-FEQ-HS-0101 | Pull Station, Admin. Building, S5, Electrical Room Basement, By Entrance to Staircase | FHO-SES-FEQ-1000 | Fire Equipment, Built In |  | Fire Equipment |  | HS | http://www.toronto.ca/TWONTO#00624
22858 | FHO-FEQ-HS-0103 | Pull Station, Admin. Building, S2, By Entrance to West Staircase | FHO-SES-FEQ-1000 | Fire Equipment, Built In |  | Fire Equipment |  | HS | http://www.toronto.ca/TWONTO#00624
22859 | FHO-FEQ-HS-0107 | Pull Station, Admin. Building, L1, Control Room, North Office Exit | FHO-SES-FEQ-1000 | Fire Equipment, Built In |  | Fire Equipment |  | HS | http://www.toronto.ca/TWONTO#00624
22860 | FHO-FEQ-HS-0108 | Pull Station, Admin. Building, L1, Control Room, North Office Exit | FHO-SES-FEQ-1000 | Fire Equipment, Built In |  | Fire Equipment |  | HS | http://www.toronto.ca/TWONTO#00624
22861 | FHO-FEQ-HS-0109 | Pull Station, Admin. Building, L2, West End of Corridor, By West Staircase Entrance | FHO-SES-FEQ-1000 | Fire Equipment, Built In |  | Fire Equipment |  | HS | http://www.toronto.ca/TWONTO#00624
22862 | FHO-FEQ-HS-0111 | Pull Station, Admin. Building, L2, East Wing, By North Staircase Entry | FHO-SES-FEQ-1000 | Fire Equipment, Built In |  | Fire Equipment |  | HS | http://www.toronto.ca/TWONTO#00624
22863 | FHO-FEQ-HS-0112 | Pull Station, Admin. Building, L2, East Wing, By Freight Elevator Mach. Room Stairs | FHO-SES-FEQ-1000 | Fire Equipment, Built In |  | Fire Equipment |  | HS | http://www.toronto.ca/TWONTO#00624
22864 | FHO-FEQ-HS-0113 | Pull Station, Flocculation Building, S2, North Pipe Gallery, By North Plant Entrance | FHO-SES-FEQ-1000 | Fire Equipment, Built In |  | Fire Equipment |  | HS | http://www.toronto.ca/TWONTO#00624
22865 | FHO-FEQ-HS-0201 | Pull Station, Chemical Building, S4, Beside Entrance to S4 West Ventilation Room | FHO-SES-FEQ-1000 | Fire Equipment, Built In |  | Fire Equipment |  | HS | http://www.toronto.ca/TWONTO#00624
22866 | FHO-FEQ-HS-0202 | Pull Station, Chemical Building, S4, Beside Entrance to South Staircase | FHO-SES-FEQ-1000 | Fire Equipment, Built In |  | Fire Equipment |  | HS | http://www.toronto.ca/TWONTO#00624
22867 | FHO-FEQ-HS-0205 | Pull Station, Chemical Building, S2, Vestibule 3, By Entrance to Standby Power Building | FHO-SES-FEQ-1000 | Fire Equipment, Built In |  | Fire Equipment |  | HS | http://www.toronto.ca/TWONTO#00624
22868 | FHO-FEQ-HS-0207 | Pull Station, Chemical Building, L1, Chemical Building Corridor, West Wall, Entry to North Staircase | FHO-SES-FEQ-1000 | Fire Equipment, Built In |  | Fire Equipment |  | HS | http://www.toronto.ca/TWONTO#00624
22869 | FHO-FEQ-HS-0208 | Pull Station, Chemical Building, L2, South Penthouse, East Wall | FHO-SES-FEQ-1000 | Fire Equipment, Built In |  | Fire Equipment |  | HS | http://www.toronto.ca/TWONTO#00624
22870 | FHO-FEQ-HS-0209 | Pull Station, Chemical Building, L2, North Penthouse, North Wall | FHO-SES-FEQ-1000 | Fire Equipment, Built In |  | Fire Equipment |  | HS | http://www.toronto.ca/TWONTO#00624
22871 | FHO-FEQ-HS-0403 | Pull Station, TWPS, S5, Treated Water Pump Room Basment, By Entrance to North Staircase | FHO-SES-FEQ-1000 | Fire Equipment, Built In |  | Fire Equipment |  | HS | http://www.toronto.ca/TWONTO#00624
22872 | FHO-FEQ-HS-0404 | Pull Station, TWPS, S4, South Pipe Gallery, By Elevator | FHO-SES-FEQ-1000 | Fire Equipment, Built In |  | Fire Equipment |  | HS | http://www.toronto.ca/TWONTO#00624
22873 | FHO-FEQ-HS-0405 | Pull Station, TWPS, S4, Connecting Room Between East And West Ventilation Equipment Rooms | FHO-SES-FEQ-1000 | Fire Equipment, Built In |  | Fire Equipment |  | HS | http://www.toronto.ca/TWONTO#00624
22874 | FHO-FEQ-HS-0406 | Pull Station, TWPS, S2, By Entrance to South Staircase | FHO-SES-FEQ-1000 | Fire Equipment, Built In |  | Fire Equipment |  | HS | http://www.toronto.ca/TWONTO#00624
22875 | FHO-FEQ-HS-0503 | Pull Station, RW Pumping Station, S10, Raw Water Pump Room Basment, N/W | FHO-SES-FEQ-1000 | Fire Equipment, Built In |  | Fire Equipment |  | HS | http://www.toronto.ca/TWONTO#00624
22876 | FHO-FEQ-HS-0505 | Pull Station, RW Pumping Station, S9, Raw Water Pump Room, South End | FHO-SES-FEQ-1000 | Fire Equipment, Built In |  | Fire Equipment |  | HS | http://www.toronto.ca/TWONTO#00624
22877 | FHO-FEQ-HS-0507 | Pull Station, RW Pumping Station, S8, Ventilation Equipment Room, South End | FHO-SES-FEQ-1000 | Fire Equipment, Built In |  | Fire Equipment |  | HS | http://www.toronto.ca/TWONTO#00624
22878 | FHO-FEQ-HS-0508 | Pull Station, RW Pumping Station, S8, Ventilation Equipment Room, North End | FHO-SES-FEQ-1000 | Fire Equipment, Built In |  | Fire Equipment |  | HS | http://www.toronto.ca/TWONTO#00624
22879 | FHO-FEQ-HS-0509 | Pull Station, Raw Water Pumping Station, S7, Storage Room, South End | FHO-SES-FEQ-1000 | Fire Equipment, Built In |  | Fire Equipment |  | HS | http://www.toronto.ca/TWONTO#00624
22880 | FHO-FEQ-HS-0511 | Pull Station, Raw Water Pumping Station, S6, Ring Header Room, South End | FHO-SES-FEQ-1000 | Fire Equipment, Built In |  | Fire Equipment |  | HS | http://www.toronto.ca/TWONTO#00624
22881 | FHO-FEQ-HS-0901 | Pull Station, Filter Building, L1, Filter Operating Gallery, South End, By Exit Door | FHO-SES-FEQ-1000 | Fire Equipment, Built In |  | Fire Equipment |  | HS | http://www.toronto.ca/TWONTO#00624
22882 | FHO-FEQ-HS-1001 | Pull Station, Treated Water Suction Gallery, S2, N. Mixer Gal., By Entrance to S. Mixer Gal. | FHO-SES-FEQ-1000 | Fire Equipment, Built In |  | Fire Equipment |  | HS | http://www.toronto.ca/TWONTO#00624
22883 | FHO-FEQ-HS-1101 | Pull Station, Clairifier Building, S4, Beside Staircase | FHO-SES-FEQ-1000 | Fire Equipment, Built In |  | Fire Equipment |  | HS | http://www.toronto.ca/TWONTO#00624
22884 | FHO-FEQ-HS-1102 | Pull Station, Clairifier Building, S2, Beside Exit to the Parking Lot | FHO-SES-FEQ-1000 | Fire Equipment, Built In |  | Fire Equipment |  | HS | http://www.toronto.ca/TWONTO#00624
22885 | FHO-FEQ-HS-1502 | Pull Station, Ozone Building, S3, Filter 9-13 Pipe Gallery, West Wall, By TWPS Entrance | FHO-SES-FEQ-1000 | Fire Equipment, Built In |  | Fire Equipment |  | HS | http://www.toronto.ca/TWONTO#00624
22886 | FHO-FEQ-HS-1505 | Pull Station, Ozone Building, S2, North Hallway, West Wall, By TWPS Entrance | FHO-SES-FEQ-1000 | Fire Equipment, Built In |  | Fire Equipment |  | HS | http://www.toronto.ca/TWONTO#00624
22887 | FHO-FEQ-HS-1506 | Pull Station, Ozone Building, S2, North Vestibule (1), By North Ozone Building Entrance | FHO-SES-FEQ-1000 | Fire Equipment, Built In |  | Fire Equipment |  | HS | http://www.toronto.ca/TWONTO#00624
22888 | FHO-FEQ-HS-1509 | Pull Station, Ozone Building, S1, Observation Platform No.1, S/W Staircase Entrance | FHO-SES-FEQ-1000 | Fire Equipment, Built In |  | Fire Equipment |  | HS | http://www.toronto.ca/TWONTO#00624
22889 | FHO-FEQ-HS-1510 | Pull Station, Ozone Building, L1, S/W Staircase, By South Roof Entrance | FHO-SES-FEQ-1000 | Fire Equipment, Built In |  | Fire Equipment |  | HS | http://www.toronto.ca/TWONTO#00624
22890 | FHO-FEQ-HS-1512 | Pull Station, Ozone Building, L1, North Hallway, By TWPS Entrance | FHO-SES-FEQ-1000 | Fire Equipment, Built In |  | Fire Equipment |  | HS | http://www.toronto.ca/TWONTO#00624
22891 | FHO-FEQ-HS-1515 | Pull Station, Ozone Building, S2, South Pipe Gallery, S/E Corner, In Vestibule 2 | FHO-SES-FEQ-1000 | Fire Equipment, Built In |  | Fire Equipment |  | HS | http://www.toronto.ca/TWONTO#00624
22892 | FHO-FEQ-HS-1520 | Pull Station, Ozone Building, S2, Ozone Pipe Gallery No.2, North End | FHO-SES-FEQ-1000 | Fire Equipment, Built In |  | Fire Equipment |  | HS | http://www.toronto.ca/TWONTO#00624
22893 | FHO-FEQ-HS-1603 | Pull Station, Standby Power Building, S2, Generator Room, South Wall | FHO-SES-FEQ-1000 | Fire Equipment, Built In |  | Fire Equipment |  | HS | http://www.toronto.ca/TWONTO#00624
22894 | FHO-FEQ-HS-1604 | Pull Station, Standby Power Building, S2, Generator Room, S/W Corner | FHO-SES-FEQ-1000 | Fire Equipment, Built In |  | Fire Equipment |  | HS | http://www.toronto.ca/TWONTO#00624
22895 | FHO-FEQ-HS-1606 | Pull Station, Standby Power Building, S2, Generator Rm, North Vestibule (2), Staircase Entry | FHO-SES-FEQ-1000 | Fire Equipment, Built In |  | Fire Equipment |  | HS | http://www.toronto.ca/TWONTO#00624
22896 | FHO-FEQ-HS-1608 | Pull Station, Standby Power Building, S1, South Vestibule (5) | FHO-SES-FEQ-1000 | Fire Equipment, Built In |  | Fire Equipment |  | HS | http://www.toronto.ca/TWONTO#00624
22897 | FHO-FEQ-HS-1609 | Pull Station, Standby Power Building, S1, North Vestibule (4), By Entry to North Staircase | FHO-SES-FEQ-1000 | Fire Equipment, Built In |  | Fire Equipment |  | HS | http://www.toronto.ca/TWONTO#00624
22898 | FHO-FEQ-HYD-0012 | Fire Hydrant, Main Entrance, E/E Curb West | FHO-SES-FEQ-1000 | Fire Equipment, Built In | Fire Prevention,Hydrant | Fire Equipment |  | HYD | http://www.toronto.ca/TWONTO#00432
23554 | COL-PNT-FEQ-0001S | Fire Prevention, Extinguisher | COL-PNT | New Toronto Pumping Station | Fire Prevention,Extinguisher | Fire Equipment | 42700 | FEQ | http://www.toronto.ca/TWONTO#00350
23555 | COL-PNT-FEQ-0001S | Fire Prevention, Extinguisher | COL-PNT-MISC | Miscellaneous Equipment | Fire Prevention,Extinguisher | Fire Equipment | 42700 | FEQ | http://www.toronto.ca/TWONTO#00350
23556 | COL-PNT-FEQ-0001S | Fire Prevention, Extinguisher | COL-W-OBSOLETE | Col West Obsolete Entities | Fire Prevention,Extinguisher | Fire Equipment | 42700 | FEQ | http://www.toronto.ca/TWONTO#00350
23557 | COL-PNT-FEQ-0003S | Fire Prevention, Extinguisher | COL-PNT | New Toronto Pumping Station | Fire Prevention,Extinguisher | Fire Equipment | 42702 | FEQ | http://www.toronto.ca/TWONTO#00350
23558 | COL-PNT-FEQ-0003S | Fire Prevention, Extinguisher | COL-PNT-MISC | Miscellaneous Equipment | Fire Prevention,Extinguisher | Fire Equipment | 42702 | FEQ | http://www.toronto.ca/TWONTO#00350
23559 | COL-PNT-FEQ-0003S | Fire Prevention, Extinguisher | COL-W-OBSOLETE | Col West Obsolete Entities | Fire Prevention,Extinguisher | Fire Equipment | 42702 | FEQ | http://www.toronto.ca/TWONTO#00350
23560 | COL-PNT-FEQ-0004S | Fire Prevention, Extinguisher | COL-PNT-MISC | Miscellaneous Equipment | Fire Prevention,Extinguisher | Fire Equipment | 42703 | FEQ | http://www.toronto.ca/TWONTO#00350
23561 | COL-PNT-FEQ-0004S | Fire Prevention, Extinguisher | COL-W-OBSOLETE | Col West Obsolete Entities | Fire Prevention,Extinguisher | Fire Equipment | 42703 | FEQ | http://www.toronto.ca/TWONTO#00350
23670 | COL-POM-FA-0001S | Fire Alarm System Main Floor | COL-POM-MISC | Miscellaneous Equipment | Building Service,Fire Alarm | Fire Equipment | 42924 | FA | http://www.toronto.ca/TWONTO#00154
23671 | COL-POM-FEQ-0001S | Fire Prevention, Extinguisher | COL-W-OBSOLETE | Col West Obsolete Entities | Fire Prevention,Extinguisher | Fire Equipment | 42704 | FEQ | http://www.toronto.ca/TWONTO#00350
23672 | COL-POM-FEQ-0002S | Fire Prevention, Extinguisher | COL-W-OBSOLETE | Col West Obsolete Entities | Fire Prevention,Extinguisher | Fire Equipment | 43004 | FEQ | http://www.toronto.ca/TWONTO#00350
23853 | COL-PQW-FEQ-0001S | Fire Prevention, Extinguisher | COL-PQW-MISC | Miscellaneous Equipment | Fire Prevention,Extinguisher | Fire Equipment | 42712 | FEQ | http://www.toronto.ca/TWONTO#00350
23854 | COL-PQW-FEQ-0001S | Fire Prevention, Extinguisher | COL-W-OBSOLETE | Col West Obsolete Entities | Fire Prevention,Extinguisher | Fire Equipment | 42712 | FEQ | http://www.toronto.ca/TWONTO#00350
24080 | COL-PRG-FEQ-0001S | Fire Prevention, Extinguisher | COL-PRG-MISC | Miscellaneous Equipment | Fire Prevention,Extinguisher | Fire Equipment | 40926 | FEQ | http://www.toronto.ca/TWONTO#00350
24097 | COL-PRR-FA-0001S | Fire Alarm | COL-PRR | Riverside Sewage Pumping Station |  | Fire Equipment | 42926 | FA | http://www.toronto.ca/TWONTO#00154
24098 | COL-PRR-FA-0001S | Fire Alarm | COL-PRR-MISC | Miscellaneous Equipment |  | Fire Equipment | 42926 | FA | http://www.toronto.ca/TWONTO#00154
24099 | COL-PRR-FA-0001S | Fire Alarm | COL-W-OBSOLETE | Col West Obsolete Entities |  | Fire Equipment | 42926 | FA | http://www.toronto.ca/TWONTO#00154
24640 | COL-PSD-FA-0001S | Fire Alarm | COL-PSD | Spadina Sewage Pumping Station |  | Fire Equipment | 42928 | FA | http://www.toronto.ca/TWONTO#00154
24641 | COL-PSD-FA-0001S | Fire Alarm | COL-W-OBSOLETE | Col West Obsolete Entities |  | Fire Equipment | 42928 | FA | http://www.toronto.ca/TWONTO#00154
24642 | COL-PSD-FEQ-0001S | Fire equipment | COL-PSD | Spadina Sewage Pumping Station |  | Fire Equipment | 40963 | FEQ | http://www.toronto.ca/TWONTO#00260
24643 | COL-PSD-FEQ-0001S | Fire equipment | COL-W-OBSOLETE | Col West Obsolete Entities |  | Fire Equipment | 40963 | FEQ | http://www.toronto.ca/TWONTO#00260
24644 | COL-PSD-FEQ-0002S | Fire equipment | COL-PSD | Spadina Sewage Pumping Station |  | Fire Equipment | 40964 | FEQ | http://www.toronto.ca/TWONTO#00260
24645 | COL-PSD-FEQ-0002S | Fire equipment | COL-W-OBSOLETE | Col West Obsolete Entities |  | Fire Equipment | 40964 | FEQ | http://www.toronto.ca/TWONTO#00260
25043 | COL-PSK-FA-0001S | Fire Alarm | COL-PSK | Skydome Sewage Pumping Station |  | Fire Equipment | 42971 | FA | http://www.toronto.ca/TWONTO#00154
25044 | COL-PSK-FA-0001S | Fire Alarm | COL-PSK-MISC | Miscellaneous Equipment |  | Fire Equipment | 42971 | FA | http://www.toronto.ca/TWONTO#00154
25045 | COL-PSK-FA-0001S | Fire Alarm | COL-PSK-P-0200 | Pump |  | Fire Equipment | 42971 | FA | http://www.toronto.ca/TWONTO#00154
25046 | COL-PSK-FA-0002S | Fire Alarm | COL-PSK-MISC | Miscellaneous Equipment |  | Fire Equipment | 42929 | FA | http://www.toronto.ca/TWONTO#00154
25608 | FHO-SES-FEQ | Portable Fire Extinguishers | FHO-SES | Safety & Environmental Services | Fire Prevention,Extinguisher | Fire Equipment |  |  | http://www.toronto.ca/TWONTO#00350
25609 | FHO-SES-FEQ-0001-SUS | Fire Extinguisher, #1, Raw Water Pumping Station, S10.5, Staircase, West Wall | FHO-SUSPENDED | Suspended Entity List | Fire Prevention,Extinguisher | Fire Equipment | 44473 | FEQ | http://www.toronto.ca/TWONTO#00350
25610 | FHO-SES-FEQ-0002-SUS | Fire Extinguisher, #2, Raw Water Pumping Station, S10, RW Pump Room Basement, By Elevator | FHO-SES-FEQ | Portable Fire Extinguishers | Fire Prevention,Extinguisher | Fire Equipment | 44474 | FEQ | http://www.toronto.ca/TWONTO#00350
25611 | FHO-SES-FEQ-0003-SUS | Fire Extinguisher, #3, Raw Water Pumping Station, S10, RW Pump Room Basement, By North Stairs | FHO-SES-FEQ | Portable Fire Extinguishers | Fire Prevention,Extinguisher | Fire Equipment | 44475 | FEQ | http://www.toronto.ca/TWONTO#00350
25612 | FHO-SES-FEQ-0004-SUS | Fire Extinguisher, #4, Raw Water Pumping Station, S9, RW Pump Room, West of Elevator | FHO-SUSPENDED | Suspended Entity List | Fire Prevention,Extinguisher | Fire Equipment | 44476 | FEQ | http://www.toronto.ca/TWONTO#00350
25613 | FHO-SES-FEQ-0006-SUS | Fire Extinguisher, #6, Raw Water Pumping Station, S9, RW Pump Room, N/E side of RW Caisson | FHO-SUSPENDED | Suspended Entity List | Fire Prevention,Extinguisher | Fire Equipment | 44478 | FEQ | http://www.toronto.ca/TWONTO#00350
25614 | FHO-SES-FEQ-0007-SUS | Fire Extinguisher, #7, Raw Water Pumping Station, S9, RW Pump Room, East of Elevator | FHO-SUSPENDED | Suspended Entity List | Fire Prevention,Extinguisher | Fire Equipment | 44479 | FEQ | http://www.toronto.ca/TWONTO#00350
25615 | FHO-SES-FEQ-0008-SUS | Fire Extinguisher, #8, Raw Water Pumping Station, S8, Vent. Equipment Floor, West of Elevator | FHO-SUSPENDED | Suspended Entity List | Fire Prevention,Extinguisher | Fire Equipment | 44480 | FEQ | http://www.toronto.ca/TWONTO#00350
25616 | FHO-SES-FEQ-0009-SUS | Fire Extinguisher, #9, Raw Water Pumping Station, S8, Vent. Equip. Floor, West of N Staircase | FHO-SUSPENDED | Suspended Entity List | Fire Prevention,Extinguisher | Fire Equipment | 44481 | FEQ | http://www.toronto.ca/TWONTO#00350
25617 | FHO-SES-FEQ-0010-SUS | Fire Extinguisher, #10, Raw Water Pumping Station, S8, Vent. Equip. Floor, East of N Staircase | FHO-SES-FEQ | Portable Fire Extinguishers | Fire Prevention,Extinguisher | Fire Equipment | 44482 | FEQ | http://www.toronto.ca/TWONTO#00350
25618 | FHO-SES-FEQ-0011-SUS | Fire Extinguisher, #11, Raw Water Pumping Station, S8, Vent. Equipment Floor, East of Elevator | FHO-SUSPENDED | Suspended Entity List | Fire Prevention,Extinguisher | Fire Equipment | 44483 | FEQ | http://www.toronto.ca/TWONTO#00350
25619 | FHO-SES-FEQ-0012-SUS | Fire Extinguisher, #12, Raw Water Pumping Station, S7, Storage Floor, By North Staircase | FHO-SES-FEQ | Portable Fire Extinguishers | Fire Prevention,Extinguisher | Fire Equipment | 44485 | FEQ | http://www.toronto.ca/TWONTO#00350
25620 | FHO-SES-FEQ-0013-SUS | Fire Extinguisher, #13, Raw Water Pumping Station, S7, Storage Floor, By South Staircase | FHO-SUSPENDED | Suspended Entity List | Fire Prevention,Extinguisher | Fire Equipment | 44486 | FEQ | http://www.toronto.ca/TWONTO#00350
25621 | FHO-SES-FEQ-0014-SUS | Fire Extinguisher, #14, Raw Water Pumping Station, S7, Storage Floor, By Electrical Room | FHO-SUSPENDED | Suspended Entity List | Fire Prevention,Extinguisher | Fire Equipment | 44487 | FEQ | http://www.toronto.ca/TWONTO#00350
25622 | FHO-SES-FEQ-0015-SUS | Fire Extinguisher, #15, Raw Water Pumping Station, S6, Ring Header, By Elevator | FHO-SES-FEQ | Portable Fire Extinguishers | Fire Prevention,Extinguisher | Fire Equipment | 44488 | FEQ | http://www.toronto.ca/TWONTO#00350
25623 | FHO-SES-FEQ-0016-SUS | Fire Extinguisher, #16, Raw Water Pumping Station, S6, Ring Header, By North Staircase | FHO-SES-FEQ | Portable Fire Extinguishers | Fire Prevention,Extinguisher | Fire Equipment | 44489 | FEQ | http://www.toronto.ca/TWONTO#00350
25624 | FHO-SES-FEQ-0017-SUS | Fire Extinguisher, #17, Admin. Building, S5, Cable Tray Room, East End | FHO-SES-FEQ | Portable Fire Extinguishers | Fire Prevention,Extinguisher | Fire Equipment | 44490 | FEQ | http://www.toronto.ca/TWONTO#00350
25625 | FHO-SES-FEQ-0018-SUS | Fire Extinguisher, #18, Admin. Building, S5, Waste Water Air Blower Room, North Wall | FHO-SES-FEQ | Portable Fire Extinguishers | Fire Prevention,Extinguisher | Fire Equipment | 44491 | FEQ | http://www.toronto.ca/TWONTO#00350
25626 | FHO-SES-FEQ-0020-SUS | Fire Extinguisher, #20, Admin. Building, S5, Cable Tray Room, West End | FHO-SUSPENDED | Suspended Entity List | Fire Prevention,Extinguisher | Fire Equipment | 44493 | FEQ | http://www.toronto.ca/TWONTO#00350
25627 | FHO-SES-FEQ-0021-SUS | Fire Extinguisher, #21, Admin. Building, S5, Cable Tray Room, North Wall | FHO-SUSPENDED | Suspended Entity List | Fire Prevention,Extinguisher | Fire Equipment | 44494 | FEQ | http://www.toronto.ca/TWONTO#00350
25628 | FHO-SES-FEQ-0022-SUS | Fire Extinguisher, #22, TW Pumping Station, S5, TW Pump Room Basement, By North Staircase | FHO-SES-FEQ | Portable Fire Extinguishers | Fire Prevention,Extinguisher | Fire Equipment | 44495 | FEQ | http://www.toronto.ca/TWONTO#00350
25629 | FHO-SES-FEQ-0023-SUS | Fire Extinguisher, #23, TW Pumping Station, S5, TW Pump Room Basement, South Wall, West End | FHO-SES-FEQ | Portable Fire Extinguishers | Fire Prevention,Extinguisher | Fire Equipment | 44496 | FEQ | http://www.toronto.ca/TWONTO#00350
25630 | FHO-SES-FEQ-0023-SUS | Fire Extinguisher, #23, TW Pumping Station, S5, TW Pump Room Basement, South Wall, West End | FHO-SUSPENDED | Suspended Entity List | Fire Prevention,Extinguisher | Fire Equipment | 44496 | FEQ | http://www.toronto.ca/TWONTO#00350
25631 | FHO-SES-FEQ-0024-SUS | Fire Extinguisher, #24, TW Pumping Station, S5, TW Pump Room Basement, South Wall, East End | FHO-SUSPENDED | Suspended Entity List | Fire Prevention,Extinguisher | Fire Equipment | 44497 | FEQ | http://www.toronto.ca/TWONTO#00350
25632 | FHO-SES-FEQ-0025-SUS | Fire Extinguisher, #25, TW Pumping Station, S5, WW Transfer Pump Room, By Elevator | FHO-SES-FEQ | Portable Fire Extinguishers | Fire Prevention,Extinguisher | Fire Equipment | 44498 | FEQ | http://www.toronto.ca/TWONTO#00350
25633 | FHO-SES-FEQ-0026-SUS | Fire Extinguisher, #26, TW Pumping Station, S5, WW Transfer Pump Room, By Pumps | FHO-SES-FEQ | Portable Fire Extinguishers | Fire Prevention,Extinguisher | Fire Equipment | 44499 | FEQ | http://www.toronto.ca/TWONTO#00350
25634 | FHO-SES-FEQ-0027-SUS | Fire Extinguisher, #27, Chemical Building, S4, Hydro Meter Room, South Wall | FHO-SUSPENDED | Suspended Entity List | Fire Prevention,Extinguisher | Fire Equipment | 44500 | FEQ | http://www.toronto.ca/TWONTO#00350
25635 | FHO-SES-FEQ-0028-SUS | Fire Extinguisher, #28, Chemical Building, S4, Chemical Gallery, Switch Gear Room Entrance | FHO-SUSPENDED | Suspended Entity List | Fire Prevention,Extinguisher | Fire Equipment | 44501 | FEQ | http://www.toronto.ca/TWONTO#00350
25636 | FHO-SES-FEQ-0029-SUS | Fire Extinguisher, #29, Chemical Building, S4, By North Entrance to Ammonia Storage Room | FHO-SUSPENDED | Suspended Entity List | Fire Prevention,Extinguisher | Fire Equipment | 44502 | FEQ | http://www.toronto.ca/TWONTO#00350
25637 | FHO-SES-FEQ-0030-SUS | Fire Extinguisher, #30, Chemical Building, S4, By South Entrance to Ammonia Storage Room | FHO-SUSPENDED | Suspended Entity List | Fire Prevention,Extinguisher | Fire Equipment | 44503 | FEQ | http://www.toronto.ca/TWONTO#00350
25638 | FHO-SES-FEQ-0031-SUS | Fire Extinguisher, #31, Chemical Building, S4, By East Entrance to Generator Room | FHO-SUSPENDED | Suspended Entity List | Fire Prevention,Extinguisher | Fire Equipment | 44504 | FEQ | http://www.toronto.ca/TWONTO#00350
25639 | FHO-SES-FEQ-0032-SUS | Fire Extinguisher, #32, Chemical Building, S4, By Chemical Building Ramp and SCBA Cabinet #1 | FHO-SUSPENDED | Suspended Entity List | Fire Prevention,Extinguisher | Fire Equipment | 44505 | FEQ | http://www.toronto.ca/TWONTO#00350
25640 | FHO-SES-FEQ-0033-SUS | Fire Extinguisher, #33, Admin. Building, S4, Admin. Building Basment, By Elevator | FHO-SES-FEQ | Portable Fire Extinguishers | Fire Prevention,Extinguisher | Fire Equipment | 44506 | FEQ | http://www.toronto.ca/TWONTO#00350
25641 | FHO-SES-FEQ-0034-SUS | Fire Extinguisher, #34, Admin. Building, S4, MCC Room, South Wall by Centre Exit | FHO-SES-FEQ | Portable Fire Extinguishers | Fire Prevention,Extinguisher | Fire Equipment | 44507 | FEQ | http://www.toronto.ca/TWONTO#00350
25642 | FHO-SES-FEQ-0035-SUS | Fire Extinguisher, #35, Admin. Building, S4, MCC Room, North End | FHO-SUSPENDED | Suspended Entity List | Fire Prevention,Extinguisher | Fire Equipment | 44508 | FEQ | http://www.toronto.ca/TWONTO#00350
25643 | FHO-SES-FEQ-0036-SUS | Fire Extinguisher, #36, Admin. Building, S4, MCC Room, South Wall by S/E Exit | FHO-SES-FEQ | Portable Fire Extinguishers | Fire Prevention,Extinguisher | Fire Equipment | 44509 | FEQ | http://www.toronto.ca/TWONTO#00350
25644 | FHO-SES-FEQ-0037-SUS | Fire Extinguisher, #37, TW Pumping Station, S4, West Vent. Equipment Room, West Wall | FHO-SUSPENDED | Suspended Entity List | Fire Prevention,Extinguisher | Fire Equipment | 44510 | FEQ | http://www.toronto.ca/TWONTO#00350
25645 | FHO-SES-FEQ-0038-SUS | Fire Extinguisher, #38, TW Pumping Station, S4, West Vent. Equipment Room, East Wall | FHO-SES-FEQ | Portable Fire Extinguishers | Fire Prevention,Extinguisher | Fire Equipment | 44511 | FEQ | http://www.toronto.ca/TWONTO#00350
25646 | FHO-SES-FEQ-0039-SUS | Fire Extinguisher, #39, TW Pumping Station, S4, East Vent. Equipment Room, West Wall | FHO-SUSPENDED | Suspended Entity List | Fire Prevention,Extinguisher | Fire Equipment | 44512 | FEQ | http://www.toronto.ca/TWONTO#00350
25647 | FHO-SES-FEQ-0040-SUS | Fire Extinguisher, #40, TW Pumping Station, S4, East Vent. Equipment Room, East Wall | FHO-SUSPENDED | Suspended Entity List | Fire Prevention,Extinguisher | Fire Equipment | 44513 | FEQ | http://www.toronto.ca/TWONTO#00350
25648 | FHO-SES-FEQ-0041-SUS | Fire Extinguisher, #41, TW Pumping Station, S4, South Pipe Gallery, By Elevator | FHO-SES-FEQ | Portable Fire Extinguishers | Fire Prevention,Extinguisher | Fire Equipment | 44514 | FEQ | http://www.toronto.ca/TWONTO#00350
25649 | FHO-SES-FEQ-0041-SUS | Fire Extinguisher, #41, TW Pumping Station, S4, South Pipe Gallery, By Elevator | FHO-SUSPENDED | Suspended Entity List | Fire Prevention,Extinguisher | Fire Equipment | 44514 | FEQ | http://www.toronto.ca/TWONTO#00350
25650 | FHO-SES-FEQ-0042-SUS | Fire Extinguisher, #42, Admin. Building, S4, South Pipe Gallery, S/W Corner | FHO-SUSPENDED | Suspended Entity List | Fire Prevention,Extinguisher | Fire Equipment | 44515 | FEQ | http://www.toronto.ca/TWONTO#00350
25651 | FHO-SES-FEQ-0044-SUS | Fire Extinguisher, #44, TW Pumping Station, S3, TW Pump Room, S/W Corner | FHO-SES-FEQ | Portable Fire Extinguishers | Fire Prevention,Extinguisher | Fire Equipment | 44517 | FEQ | http://www.toronto.ca/TWONTO#00350
25652 | FHO-SES-FEQ-0046-SUS | Fire Extinguisher, #46, TW Pumping Station, S3, TW Pump Room, N/E Corner | FHO-SUSPENDED | Suspended Entity List | Fire Prevention,Extinguisher | Fire Equipment | 44519 | FEQ | http://www.toronto.ca/TWONTO#00350
25653 | FHO-SES-FEQ-0047-SUS | Fire Extinguisher, #47, TW Pumping Station, S3, TW Pump Room, S/E Corner | FHO-SES-FEQ | Portable Fire Extinguishers | Fire Prevention,Extinguisher | Fire Equipment | 44520 | FEQ | http://www.toronto.ca/TWONTO#00350
25654 | FHO-SES-FEQ-0048-SUS | Fire Extinguisher, #48, TW Pumping Station, S3, Compressor Room, S/E Corner | FHO-SES-FEQ | Portable Fire Extinguishers | Fire Prevention,Extinguisher | Fire Equipment | 44521 | FEQ | http://www.toronto.ca/TWONTO#00350
25655 | FHO-SES-FEQ-0048-SUS | Fire Extinguisher, #48, TW Pumping Station, S3, Compressor Room, S/E Corner | FHO-SUSPENDED | Suspended Entity List | Fire Prevention,Extinguisher | Fire Equipment | 44521 | FEQ | http://www.toronto.ca/TWONTO#00350
25656 | FHO-SES-FEQ-0048A-SUS | Fire Extinguisher, #48A, TW Pumping Station, S3, Valve Chamber Hall, North Wall | FHO-SUSPENDED | Suspended Entity List | Fire Prevention,Extinguisher | Fire Equipment | 44522 | FEQ | http://www.toronto.ca/TWONTO#00350
25657 | FHO-SES-FEQ-0049-SUS | Fire Extinguisher, #49, Flocculation Building, S2, North Pipe Gallery, By North Plant Entrance | FHO-SES-FEQ | Portable Fire Extinguishers | Fire Prevention,Extinguisher | Fire Equipment | 44523 | FEQ | http://www.toronto.ca/TWONTO#00350
25658 | FHO-SES-FEQ-0050-SUS | Fire Extinguisher, #50, Admin. Building, S2, Loading bay, By Flammable Storage Room | FHO-SES-FEQ | Portable Fire Extinguishers | Fire Prevention,Extinguisher | Fire Equipment | 44524 | FEQ | http://www.toronto.ca/TWONTO#00350
25659 | FHO-SES-FEQ-0050-SUS | Fire Extinguisher, #50, Admin. Building, S2, Loading bay, By Flammable Storage Room | FHO-SUSPENDED | Suspended Entity List | Fire Prevention,Extinguisher | Fire Equipment | 44524 | FEQ | http://www.toronto.ca/TWONTO#00350
25660 | FHO-SES-FEQ-0052 | Fire Stand Pipe & Hose Cabinet, #52, Admin. Building, S2, Machine Shop, S/E Corner | FHO-SES-FEQ | Portable Fire Extinguishers | Fire Prevention,Extinguisher | Fire Equipment |  | FEQ | http://www.toronto.ca/TWONTO#00351
25661 | FHO-SES-FEQ-0053-SUS | Fire Extinguisher, #53, Admin. Building, S2, Machine Shop, Welding Shop | FHO-SUSPENDED | Suspended Entity List | Fire Prevention,Extinguisher | Fire Equipment | 44525 | FEQ | http://www.toronto.ca/TWONTO#00350
25662 | FHO-SES-FEQ-0053A-SUS | Fire Extinguisher, #53A, Admin. Building, S2, Training Centre, East Entrance | FHO-SES-FEQ | Portable Fire Extinguishers | Fire Prevention,Extinguisher | Fire Equipment | 44526 | FEQ | http://www.toronto.ca/TWONTO#00350
25663 | FHO-SES-FEQ-0054-SUS | Fire Extinguisher, #54, Chemical Building, S2, Fan Room, West Wall | FHO-SES-FEQ | Portable Fire Extinguishers | Fire Prevention,Extinguisher | Fire Equipment | 44527 | FEQ | http://www.toronto.ca/TWONTO#00350
25664 | FHO-SES-FEQ-0055-SUS | Fire Extinguisher, #55, Chemical Building, S2, Chemical Storage Room, South Entrance | FHO-SUSPENDED | Suspended Entity List | Fire Prevention,Extinguisher | Fire Equipment | 44528 | FEQ | http://www.toronto.ca/TWONTO#00350
25665 | FHO-SES-FEQ-0056-SUS | Fire Extinguisher, #56, Chemical Building, S2, Chemical Storage Room, North Wall | FHO-SES-FEQ | Portable Fire Extinguishers | Fire Prevention,Extinguisher | Fire Equipment | 44529 | FEQ | http://www.toronto.ca/TWONTO#00350
25666 | FHO-SES-FEQ-0056-SUS | Fire Extinguisher, #56, Chemical Building, S2, Chemical Storage Room, North Wall | FHO-SUSPENDED | Suspended Entity List | Fire Prevention,Extinguisher | Fire Equipment | 44529 | FEQ | http://www.toronto.ca/TWONTO#00350
25667 | FHO-SES-FEQ-0057-SUS | Fire Extinguisher, #57, TW Pumping Station, S2, By Entrance to North Staircase | FHO-SES-FEQ | Portable Fire Extinguishers | Fire Prevention,Extinguisher | Fire Equipment | 44530 | FEQ | http://www.toronto.ca/TWONTO#00350
25668 | FHO-SES-FEQ-0058-SUS | Fire Extinguisher, #58, TW Mixer Gallery, S2, North Mixer Gallery, By BW Pumps | FHO-SES-FEQ | Portable Fire Extinguishers | Fire Prevention,Extinguisher | Fire Equipment | 44531 | FEQ | http://www.toronto.ca/TWONTO#00350
25708 | COL-PSM-FA-0001S | Fire Alarm | COL-PSM | Simcoe St Sewage Pumping Station |  | Fire Equipment | 42931 | FA | http://www.toronto.ca/TWONTO#00154
25709 | COL-PSM-FA-0001S | Fire Alarm | COL-PSM-MISC | Miscellaneous Equipment |  | Fire Equipment | 42931 | FA | http://www.toronto.ca/TWONTO#00154
25710 | COL-PSM-FA-0001S | Fire Alarm | COL-W-OBSOLETE | Col West Obsolete Entities |  | Fire Equipment | 42931 | FA | http://www.toronto.ca/TWONTO#00154
25731 | FHO-SES-FEQ-0059-SUS | Fire Extinguisher, #59, TW Mixer Gallery, S2, North Mixer Gallery, By SO2 Injectors | FHO-SES-FEQ | Portable Fire Extinguishers | Fire Prevention,Extinguisher | Fire Equipment | 44532 | FEQ | http://www.toronto.ca/TWONTO#00350
25732 | FHO-SES-FEQ-0060-SUS | Fire Extinguisher, #60, TW Mixer Gallery, S2, South Mixer Gallery, N/W Corner | FHO-SES-FEQ | Portable Fire Extinguishers | Fire Prevention,Extinguisher | Fire Equipment | 44533 | FEQ | http://www.toronto.ca/TWONTO#00350
25733 | FHO-SES-FEQ-0063-SUS | Fire Extinguisher, #63, Filter Building, S2, Filter Pipe Gallery Upper Level, South Wall | FHO-SES-FEQ | Portable Fire Extinguishers | Fire Prevention,Extinguisher | Fire Equipment | 44536 | FEQ | http://www.toronto.ca/TWONTO#00350
25734 | FHO-SES-FEQ-0065-SUS | Fire Extinguisher, #65, Filter Building, L1, Filter Operating Gallery, N/E Corner | FHO-SES-FEQ | Portable Fire Extinguishers | Fire Prevention,Extinguisher | Fire Equipment | 44537 | FEQ | http://www.toronto.ca/TWONTO#00350
25735 | FHO-SES-FEQ-0066-SUS | Fire Extinguisher, #66, Filter Building, L1, Filter Operating Gallery, N/W Corner | FHO-SUSPENDED | Suspended Entity List | Fire Prevention,Extinguisher | Fire Equipment | 44538 | FEQ | http://www.toronto.ca/TWONTO#00350
25736 | FHO-SES-FEQ-0067-SUS | Fire Extinguisher, #67, Flocculation Building, L1, Flocc. Operating Gallery, South Wall | FHO-SUSPENDED | Suspended Entity List | Fire Prevention,Extinguisher | Fire Equipment | 44539 | FEQ | http://www.toronto.ca/TWONTO#00350
25737 | FHO-SES-FEQ-0068-SUS | Fire Extinguisher, #68, Flocculation Building, L1, Flocc. Operating Gallery, North Wall | FHO-SUSPENDED | Suspended Entity List | Fire Prevention,Extinguisher | Fire Equipment | 44540 | FEQ | http://www.toronto.ca/TWONTO#00350
25738 | FHO-SES-FEQ-0069-SUS | Fire Extinguisher, #69, Admin. Building, L1, Control Room, By Entrance to Control Room Kitchen | FHO-SES-FEQ | Portable Fire Extinguishers | Fire Prevention,Extinguisher | Fire Equipment | 44541 | FEQ | http://www.toronto.ca/TWONTO#00350
25739 | FHO-SES-FEQ-0070-SUS | Fire Extinguisher, #70, Admin. Building, L1, Control Room, North Office Exit | FHO-SUSPENDED | Suspended Entity List | Fire Prevention,Extinguisher | Fire Equipment | 44542 | FEQ | http://www.toronto.ca/TWONTO#00350
25740 | FHO-SES-FEQ-0071-SUS | Fire Extinguisher, #71, Chemical Building, L1, Operator Lab, By Entrance | FHO-SUSPENDED | Suspended Entity List | Fire Prevention,Extinguisher | Fire Equipment | 44543 | FEQ | http://www.toronto.ca/TWONTO#00350
25741 | FHO-SES-FEQ-0072-SUS | Fire Extinguisher, #72, Chemical Building, L1, Chemical Machine Room, South Entrance | FHO-SES-FEQ | Portable Fire Extinguishers | Fire Prevention,Extinguisher | Fire Equipment | 44544 | FEQ | http://www.toronto.ca/TWONTO#00350
25742 | FHO-SES-FEQ-0073-SUS | Fire Extinguisher, #73, Chemical Building, L1, Chemical Hallway, West Wall | FHO-SES-FEQ | Portable Fire Extinguishers | Fire Prevention,Extinguisher | Fire Equipment | 44545 | FEQ | http://www.toronto.ca/TWONTO#00350
25743 | FHO-SES-FEQ-0074-SUS | Fire Extinguisher, #74, Chemical Building, L2, South Penthouse, By South Entrance | FHO-SES-FEQ | Portable Fire Extinguishers | Fire Prevention,Extinguisher | Fire Equipment | 44546 | FEQ | http://www.toronto.ca/TWONTO#00350
25744 | FHO-SES-FEQ-0075-SUS | Fire Extinguisher, #75, Chemical Building, L2, North Penthouse, By North Entrance | FHO-SES-FEQ | Portable Fire Extinguishers | Fire Prevention,Extinguisher | Fire Equipment | 44547 | FEQ | http://www.toronto.ca/TWONTO#00350
25745 | FHO-SES-FEQ-0076-SUS | Fire Extinguisher, #76, Clarifier Building, S4, Clarifier Basement, By Entrance | FHO-SES-FEQ | Portable Fire Extinguishers | Fire Prevention,Extinguisher | Fire Equipment | 44548 | FEQ | http://www.toronto.ca/TWONTO#00350
25746 | FHO-SES-FEQ-0077-SUS | Fire Extinguisher, #77, Clarifier Building, S4, Clarifier Tunnel, North Wall | FHO-SUSPENDED | Suspended Entity List | Fire Prevention,Extinguisher | Fire Equipment | 44549 | FEQ | http://www.toronto.ca/TWONTO#00350
25747 | FHO-SES-FEQ-0078-SUS | Fire Extinguisher, #78, Clarifier Building, S4, Clarifier Basement, By Staircase | FHO-SUSPENDED | Suspended Entity List | Fire Prevention,Extinguisher | Fire Equipment | 44550 | FEQ | http://www.toronto.ca/TWONTO#00350
25748 | FHO-SES-FEQ-0080-SUS | Fire Extinguisher, #80, Clarifier Building, L1, Upper Level, S/E Wall | FHO-SES-FEQ | Portable Fire Extinguishers | Fire Prevention,Extinguisher | Fire Equipment | 44552 | FEQ | http://www.toronto.ca/TWONTO#00350
25749 | FHO-SES-FEQ-0082 | Fire Stand Pipe & Hose Cabinet, #82, Admin. Building, S4, Admin. Basement, By S/W Staircase | FHO-SES-FEQ | Portable Fire Extinguishers | Fire Prevention,Extinguisher | Fire Equipment |  | FEQ | http://www.toronto.ca/TWONTO#00351
25750 | FHO-SES-FEQ-0083 | Fire Stand Pipe & Hose Cabinet, #83, Admin. Building, S1, AHU Room, By Elevator | FHO-SES-FEQ | Portable Fire Extinguishers | Fire Prevention,Extinguisher | Fire Equipment |  | FEQ | http://www.toronto.ca/TWONTO#00351
25751 | FHO-SES-FEQ-0085 | Fire Stand Pipe & Hose Cabinet, #85, Admin. Building, L1, By West Entrance to Board Room | FHO-SES-FEQ | Portable Fire Extinguishers | Fire Prevention,Extinguisher | Fire Equipment |  | FEQ | http://www.toronto.ca/TWONTO#00351
25752 | FHO-SES-FEQ-0089-SUS | Fire Extinguisher, #89, Admin. Building, L2, Cooling Tower Room, South Wall, By Exit | FHO-SES-FEQ | Portable Fire Extinguishers | Fire Prevention,Extinguisher | Fire Equipment | 44553 | FEQ | http://www.toronto.ca/TWONTO#00350
25753 | FHO-SES-FEQ-0090-SUS | Fire Extinguisher, #90, Admin Building, 2nd floor, HVAC Room roof access | FHO-SES-FEQ | Portable Fire Extinguishers | Fire Prevention,Extinguisher | Fire Equipment | 44554 | FEQ | http://www.toronto.ca/TWONTO#00350
25754 | FHO-SES-FEQ-0091-SUS | Fire Extinguisher, #91, Surge Building, S2, Compressor Room, West Wall | FHO-SUSPENDED | Suspended Entity List | Fire Prevention,Extinguisher | Fire Equipment | 44555 | FEQ | http://www.toronto.ca/TWONTO#00350
25755 | FHO-SES-FEQ-0092-SUS | Fire Extinguisher, #92, Surge Building, S4, Tank Floor, West Wall | FHO-SES-FEQ | Portable Fire Extinguishers | Fire Prevention,Extinguisher | Fire Equipment | 44556 | FEQ | http://www.toronto.ca/TWONTO#00350
25756 | FHO-SES-FEQ-0093-SUS | Fire Extinguisher, #93, Surge Building, S4, Tank Floor, By Entrance | FHO-SES-FEQ | Portable Fire Extinguishers | Fire Prevention,Extinguisher | Fire Equipment | 44557 | FEQ | http://www.toronto.ca/TWONTO#00350
25757 | FHO-SES-FEQ-0094-SUS | Fire Extinguisher, #94, Surge Building, S5, Pipe Gallery Floor | FHO-SES-FEQ | Portable Fire Extinguishers | Fire Prevention,Extinguisher | Fire Equipment | 44558 | FEQ | http://www.toronto.ca/TWONTO#00350
25758 | FHO-SES-FEQ-0095-SUS | Fire Extinguisher, #95, TW Pumping Station, S2, Breezeway East Entrance | FHO-SES-FEQ | Portable Fire Extinguishers | Fire Prevention,Extinguisher | Fire Equipment | 44559 | FEQ | http://www.toronto.ca/TWONTO#00350
25759 | FHO-SES-FEQ-0097-SUS | Fire Extinguisher, #97, Chemical Building, S4, Generator Room, East Wall | FHO-SES-FEQ | Portable Fire Extinguishers | Fire Prevention,Extinguisher | Fire Equipment | 44560 | FEQ | http://www.toronto.ca/TWONTO#00350
25760 | FHO-SES-FEQ-0100-SUS | Fire Extinguisher, #100, Admin. Building, L1, Control Room, By North Exit | FHO-SES-FEQ | Portable Fire Extinguishers | Fire Prevention,Extinguisher | Fire Equipment | 44561 | FEQ | http://www.toronto.ca/TWONTO#00350
25761 | FHO-SES-FEQ-0101-SUS | Fire Extinguisher, #101, Admin. Building, L1, Control Room, West Wall | FHO-SES-FEQ | Portable Fire Extinguishers | Fire Prevention,Extinguisher | Fire Equipment | 44562 | FEQ | http://www.toronto.ca/TWONTO#00350
25762 | FHO-SES-FEQ-0102-SUS | Fire Extinguisher, #102, Admin. Building, L1, Boardroom, N/E Wall | FHO-SUSPENDED | Suspended Entity List | Fire Prevention,Extinguisher | Fire Equipment | 44563 | FEQ | http://www.toronto.ca/TWONTO#00350
25763 | FHO-SES-FEQ-0104-SU | Fire Extinguisher #104 : 2nd floor hallway east exit | FHO-OBSOLETE | Removed From Service | Fire Prevention,Extinguisher | Fire Equipment | 34170 | FEQ | http://www.toronto.ca/TWONTO#00350
25764 | FHO-SES-FEQ-0106-SUS | Fire Extinguisher, #106, TW Mixing Gallery, S2, South Mixing Gallery, South End | FHO-SES-FEQ | Portable Fire Extinguishers | Fire Prevention,Extinguisher | Fire Equipment | 44564 | FEQ | http://www.toronto.ca/TWONTO#00350
25765 | FHO-SES-FEQ-0107-SUS | Fire Extinguisher, #107, TW Pumping Station, S2, Storage Area, West Gate | FHO-SUSPENDED | Suspended Entity List | Fire Prevention,Extinguisher | Fire Equipment | 44565 | FEQ | http://www.toronto.ca/TWONTO#00350
25766 | FHO-SES-FEQ-0108-SUS | Fire Extinguisher, #108, TW Pumping Station, S2, Lunch Room, West Exit | FHO-SUSPENDED | Suspended Entity List | Fire Prevention,Extinguisher | Fire Equipment | 44566 | FEQ | http://www.toronto.ca/TWONTO#00350
25767 | FHO-SES-FEQ-0109-SUS | Fire Extinguisher, #109, Admin. Building, L2, East Wing, East End of the Corridor | FHO-SUSPENDED | Suspended Entity List | Fire Prevention,Extinguisher | Fire Equipment | 44567 | FEQ | http://www.toronto.ca/TWONTO#00350
25768 | FHO-SES-FEQ-0111 | Fire Stand Pipe & Hose Cabinet, #111, Ozone Building, L1, Electrical Room, North Wall | FHO-SES-FEQ | Portable Fire Extinguishers | Fire Prevention,Extinguisher | Fire Equipment |  | FEQ | http://www.toronto.ca/TWONTO#00351
25769 | FHO-SES-FEQ-0112-SUS | Fire Extinguisher, #112, Ozone Building, L1, Filter Operating Gallery, By Filt. 9 | FHO-SES-FEQ | Portable Fire Extinguishers | Fire Prevention,Extinguisher | Fire Equipment | 44569 | FEQ | http://www.toronto.ca/TWONTO#00350
25770 | FHO-SES-FEQ-0113-SUS | Fire Extinguisher, #113, Ozone Building, L1, Filter Operating Gallery, By Filt. 13 | FHO-SES-FEQ | Portable Fire Extinguishers | Fire Prevention,Extinguisher | Fire Equipment | 44570 | FEQ | http://www.toronto.ca/TWONTO#00350
25771 | FHO-SES-FEQ-0113-SUS | Fire Extinguisher, #113, Ozone Building, L1, Filter Operating Gallery, By Filt. 13 | FHO-SUSPENDED | Suspended Entity List | Fire Prevention,Extinguisher | Fire Equipment | 44570 | FEQ | http://www.toronto.ca/TWONTO#00350
25772 | FHO-SES-FEQ-0114-SUS | Fire Extinguisher, #114, Ozone Building, L1, North Hallway (#4), By West Entrance | FHO-SUSPENDED | Suspended Entity List | Fire Prevention,Extinguisher | Fire Equipment | 44571 | FEQ | http://www.toronto.ca/TWONTO#00350
25773 | FHO-SES-FEQ-0115 | Fire Stand Pipe & Hose Cabinet, #115, Ozone Bldg., L1, North Hallway (#4), By West Entrance | FHO-SES-FEQ | Portable Fire Extinguishers | Fire Prevention,Extinguisher | Fire Equipment |  | FEQ | http://www.toronto.ca/TWONTO#00351
25774 | FHO-SES-FEQ-0116-SUS | Fire Extinguisher, #116, Ozone Building, L1, Mechancical Room #1, N/W Corner | FHO-SES-FEQ | Portable Fire Extinguishers | Fire Prevention,Extinguisher | Fire Equipment | 44572 | FEQ | http://www.toronto.ca/TWONTO#00350
25775 | FHO-SES-FEQ-0118-SUS | Fire Extinguisher, #118, Ozone Building, L1, North Hallway (#4), N/W Stairway Entrance | FHO-SUSPENDED | Suspended Entity List | Fire Prevention,Extinguisher | Fire Equipment | 44573 | FEQ | http://www.toronto.ca/TWONTO#00350
25776 | FHO-SES-FEQ-0118A-SUS | Fire Extinguisher#0118A: Ozone Building northeast stairway to Roof near door 2-45 | FHO-SES-FEQ | Portable Fire Extinguishers | Fire Prevention,Extinguisher | Fire Equipment | 37751 | FEQ | http://www.toronto.ca/TWONTO#00350
25777 | FHO-SES-FEQ-0119-SUS | Fire Extinguisher, #119, Ozone Building, L1, Ozone Equipment Room, North Wall | FHO-SUSPENDED | Suspended Entity List | Fire Prevention,Extinguisher | Fire Equipment | 44574 | FEQ | http://www.toronto.ca/TWONTO#00350
25778 | FHO-SES-FEQ-0121-SUS | Fire Extinguisher, #121, Ozone Building, L1, Ozone Equipment Room, West Wall | FHO-SES-FEQ | Portable Fire Extinguishers | Fire Prevention,Extinguisher | Fire Equipment | 44576 | FEQ | http://www.toronto.ca/TWONTO#00350
25779 | FHO-SES-FEQ-0122-SUS | Fire Extinguisher, #122, Ozone Building, L1, Ozone Equipment Room, South Wall | FHO-SUSPENDED | Suspended Entity List | Fire Prevention,Extinguisher | Fire Equipment | 44577 | FEQ | http://www.toronto.ca/TWONTO#00350
25780 | FHO-SES-FEQ-0123-SUS | Fire Extinguisher, #123, Ozone Building, L1, Mechanical Room No.2, North Wall | FHO-SES-FEQ | Portable Fire Extinguishers | Fire Prevention,Extinguisher | Fire Equipment | 44578 | FEQ | http://www.toronto.ca/TWONTO#00350
25781 | FHO-SES-FEQ-0124-SUS | Fire Extinguisher, #124, Hose Cabinet, Ozone Building, L1, South Halway (#3), South Wall | FHO-SES-FEQ | Portable Fire Extinguishers | Fire Prevention,Extinguisher | Fire Equipment | 44579 | FEQ | http://www.toronto.ca/TWONTO#00350
25782 | FHO-SES-FEQ-0125-SUS | Fire Extinguisher, #125, Ozone Building, S2, Filter Pipe Gallery, West Platform | FHO-SUSPENDED | Suspended Entity List | Fire Prevention,Extinguisher | Fire Equipment | 44580 | FEQ | http://www.toronto.ca/TWONTO#00350
25783 | FHO-SES-FEQ-0126-SUS | Fire Extinguisher, #126, Ozone Building, S3, Filter Pipe Gallery, South Wall | FHO-SES-FEQ | Portable Fire Extinguishers | Fire Prevention,Extinguisher | Fire Equipment | 44581 | FEQ | http://www.toronto.ca/TWONTO#00350
25784 | FHO-SES-FEQ-0127-SUS | Fire Extinguisher, #127, Hose Cabinet, Ozone Building, S3, Filter Pipe Gallery, West Wall | FHO-SUSPENDED | Suspended Entity List | Fire Prevention,Extinguisher | Fire Equipment | 44582 | FEQ | http://www.toronto.ca/TWONTO#00350
25785 | FHO-SES-FEQ-0128-SUS | Fire Extinguisher, #128, Ozone Bldg., S2, Filter Pipe Gallery, North Platform, By N/W Entrance | FHO-SUSPENDED | Suspended Entity List | Fire Prevention,Extinguisher | Fire Equipment | 44583 | FEQ | http://www.toronto.ca/TWONTO#00350
25786 | FHO-SES-FEQ-0129 | Fire Stand Pipe & Hose Cabinet, #129, Ozone Building, S5, Filter 9-13 Pipe Gal. West Basment | FHO-SES-FEQ | Portable Fire Extinguishers | Fire Prevention,Extinguisher | Fire Equipment |  | FEQ | http://www.toronto.ca/TWONTO#00351
25787 | FHO-SES-FEQ-0131-SUS | Fire Extinguisher, #131, Ozone Building, S5, Filter 9-13 Pipe Gal. East Basment, North End | FHO-SUSPENDED | Suspended Entity List | Fire Prevention,Extinguisher | Fire Equipment | 44584 | FEQ | http://www.toronto.ca/TWONTO#00350
25788 | FHO-SES-FEQ-0133-SUS | Fire Extinguisher, #133, Ozone Building, S2, South Hallway (#1), East Wall by Entrance | FHO-SUSPENDED | Suspended Entity List | Fire Prevention,Extinguisher | Fire Equipment | 44586 | FEQ | http://www.toronto.ca/TWONTO#00350
25789 | FHO-SES-FEQ-0135-SUS | Fire Extinguisher, #135, Ozone Building, S2, Service Pipe Gallery, South Wall | FHO-SES-FEQ | Portable Fire Extinguishers | Fire Prevention,Extinguisher | Fire Equipment | 44587 | FEQ | http://www.toronto.ca/TWONTO#00350
25790 | FHO-SES-FEQ-0137-SUS | Fire Extinguisher, #137, Ozone Building, S2, S/E Vestibule (#2) | FHO-SUSPENDED | Suspended Entity List | Fire Prevention,Extinguisher | Fire Equipment | 44588 | FEQ | http://www.toronto.ca/TWONTO#00350
25791 | FHO-SES-FEQ-0138 | Fire Stand Pipe & Hose Cabinet, #138, Ozone Bldg., S2, East Ozone Pipe Gal. (#2), North End | FHO-SES-FEQ | Portable Fire Extinguishers | Fire Prevention,Extinguisher | Fire Equipment |  | FEQ | http://www.toronto.ca/TWONTO#00351
25792 | FHO-SES-FEQ-0140-SUS | Fire Extinguisher, #140, Ozone Building, S2, West Ozone Pipe Gal. (#1), North End | FHO-SES-FEQ | Portable Fire Extinguishers | Fire Prevention,Extinguisher | Fire Equipment | 44590 | FEQ | http://www.toronto.ca/TWONTO#00350
25793 | FHO-SES-FEQ-0141-SUS | Fire Extinguisher, #141, Ozone Building, S2, North Hallway, By N/W Staircase Entrance | FHO-SES-FEQ | Portable Fire Extinguishers | Fire Prevention,Extinguisher | Fire Equipment | 44591 | FEQ | http://www.toronto.ca/TWONTO#00350
25794 | FHO-SES-FEQ-0141-SUS | Fire Extinguisher, #141, Ozone Building, S2, North Hallway, By N/W Staircase Entrance | FHO-SUSPENDED | Suspended Entity List | Fire Prevention,Extinguisher | Fire Equipment | 44591 | FEQ | http://www.toronto.ca/TWONTO#00350
25795 | FHO-SES-FEQ-0143 | Fire Stand Pipe & Hose Cabinet, #143, Ozone Building, S2, North Hallway, South Wall | FHO-SES-FEQ | Portable Fire Extinguishers | Fire Prevention,Extinguisher | Fire Equipment |  | FEQ | http://www.toronto.ca/TWONTO#00351
25796 | FHO-SES-FEQ-0144-SUS | Fire Extinguisher, #144, Ozone Building, S2, North Hallway, By West Exit | FHO-SES-FEQ | Portable Fire Extinguishers | Fire Prevention,Extinguisher | Fire Equipment | 44592 | FEQ | http://www.toronto.ca/TWONTO#00350
25797 | FHO-SES-FEQ-0145-SUS | Fire Extinguisher, #145, Ozone Building, S2, Raw Water Process Room, By North Exit | FHO-SUSPENDED | Suspended Entity List | Fire Prevention,Extinguisher | Fire Equipment | 44593 | FEQ | http://www.toronto.ca/TWONTO#00350
25798 | FHO-SES-FEQ-0146-SUS | Fire Extinguisher, #146, Ozone Building, S2, Raw Water Process Room, By South Exit | FHO-SES-FEQ | Portable Fire Extinguishers | Fire Prevention,Extinguisher | Fire Equipment | 44594 | FEQ | http://www.toronto.ca/TWONTO#00350
25799 | FHO-SES-FEQ-0147-SUS | Fire Extinguisher, #147, Ozone Building, S1, Mechanical Room No.3, By Entrance | FHO-SUSPENDED | Suspended Entity List | Fire Prevention,Extinguisher | Fire Equipment | 44595 | FEQ | http://www.toronto.ca/TWONTO#00350
25800 | FHO-SES-FEQ-0148-SUS | Fire Extinguisher, #148, Ozone Building, S1, North Vestibule (#3), By Mech. Rm 3 Entrance | FHO-SES-FEQ | Portable Fire Extinguishers | Fire Prevention,Extinguisher | Fire Equipment | 44596 | FEQ | http://www.toronto.ca/TWONTO#00350
25801 | FHO-SES-FEQ-0149-SUS | Fire Extinguisher, #149, Ozone Building, S2, North Vestibule (#1), By North Building Entrance | FHO-SUSPENDED | Suspended Entity List | Fire Prevention,Extinguisher | Fire Equipment | 44597 | FEQ | http://www.toronto.ca/TWONTO#00350
25802 | FHO-SES-FEQ-0153-SUS | Fire Extinguisher, #153, Ozone Building, S2, Dispersion Pump Room, South Wall | FHO-SES-FEQ | Portable Fire Extinguishers | Fire Prevention,Extinguisher | Fire Equipment | 44599 | FEQ | http://www.toronto.ca/TWONTO#00350
25803 | FHO-SES-FEQ-0154-SUS | Fire Extinguisher, #154, Ozone Building, S2, West Ozone Pipe Gal. (#1), S/W Corner | FHO-SUSPENDED | Suspended Entity List | Fire Prevention,Extinguisher | Fire Equipment | 44600 | FEQ | http://www.toronto.ca/TWONTO#00350
25804 | FHO-SES-FEQ-0165-SUS | Fire Extinguisher, #165, Chemical Building, S2, North Vestible (#3), S/W Corner | FHO-SUSPENDED | Suspended Entity List | Fire Prevention,Extinguisher | Fire Equipment | 44601 | FEQ | http://www.toronto.ca/TWONTO#00350
25805 | FHO-SES-FEQ-0166-SUS | Fire Extinguisher, #166, Standby Power Building, S2, Generator Room, S/W Exit to Outside | FHO-SUSPENDED | Suspended Entity List | Fire Prevention,Extinguisher | Fire Equipment | 44602 | FEQ | http://www.toronto.ca/TWONTO#00350
25806 | FHO-SES-FEQ-0167-SUS | Fire Extinguisher, #167, Standby Power Building, S2, On pillar South of Generators | FHO-SUSPENDED | Suspended Entity List | Fire Prevention,Extinguisher | Fire Equipment | 44603 | FEQ | http://www.toronto.ca/TWONTO#00350
25807 | FHO-SES-FEQ-0168-SUS | Fire Extinguisher, #168, Standby Power Building, S2, On pillar between Generators 6 and 7 | FHO-SES-FEQ | Portable Fire Extinguishers | Fire Prevention,Extinguisher | Fire Equipment | 44604 | FEQ | http://www.toronto.ca/TWONTO#00350
25808 | FHO-SES-FEQ-0169-SUS | Fire Extinguisher, #169, Standby Power Building, S2, On pillar between Generators 5 and 6 | FHO-SUSPENDED | Suspended Entity List | Fire Prevention,Extinguisher | Fire Equipment | 44605 | FEQ | http://www.toronto.ca/TWONTO#00350
25809 | FHO-SES-FEQ-0170-SUS | Fire Extinguisher, #170, Standby Power Building, S2, On pillar between Generators 4 and 5 | FHO-SES-FEQ | Portable Fire Extinguishers | Fire Prevention,Extinguisher | Fire Equipment | 44606 | FEQ | http://www.toronto.ca/TWONTO#00350
25810 | FHO-SES-FEQ-0171-SUS | Fire Extinguisher, #171, Standby Power Building, S2, On pillar between Generators 3 and 4 | FHO-SUSPENDED | Suspended Entity List | Fire Prevention,Extinguisher | Fire Equipment | 44607 | FEQ | http://www.toronto.ca/TWONTO#00350
25811 | FHO-SES-FEQ-0172-SUS | Fire Extinguisher, #172, Standby Power Building, S2, Generator Room, North Wall | FHO-SUSPENDED | Suspended Entity List | Fire Prevention,Extinguisher | Fire Equipment | 44608 | FEQ | http://www.toronto.ca/TWONTO#00350
25812 | FHO-SES-FEQ-0173-SUS | Fire Extinguisher, #173, Standby Power Building, L1, Roof North Vestibule, North Wall | FHO-SUSPENDED | Suspended Entity List | Fire Prevention,Extinguisher | Fire Equipment | 44609 | FEQ | http://www.toronto.ca/TWONTO#00350
25813 | FHO-SES-FEQ-0174-SUS | Fire Extinguisher, #174, Standby Power Building, S1, North Vestibule, North Wall | FHO-SES-FEQ | Portable Fire Extinguishers | Fire Prevention,Extinguisher | Fire Equipment | 44610 | FEQ | http://www.toronto.ca/TWONTO#00350
25814 | FHO-SES-FEQ-0175-SUS | Fire Extinguisher, #175, Standby Power Building, S4, Corridor, North Entrance to Surge Tank Rm | FHO-SES-FEQ | Portable Fire Extinguishers | Fire Prevention,Extinguisher | Fire Equipment | 44611 | FEQ | http://www.toronto.ca/TWONTO#00350
25815 | FHO-SES-FEQ-0175-SUS | Fire Extinguisher, #175, Standby Power Building, S4, Corridor, North Entrance to Surge Tank Rm | FHO-SUSPENDED | Suspended Entity List | Fire Prevention,Extinguisher | Fire Equipment | 44611 | FEQ | http://www.toronto.ca/TWONTO#00350
25816 | FHO-SES-FEQ-0176-SUS | Fire Extinguisher, #176, Surge Building, S4, Surge Tank Room, North Exit | FHO-SUSPENDED | Suspended Entity List | Fire Prevention,Extinguisher | Fire Equipment | 44612 | FEQ | http://www.toronto.ca/TWONTO#00350
25817 | FHO-SES-FEQ-0177-SUS | Fire Extinguisher, #177, Surge Building, S4, Surge Tank Room, South Exit | FHO-SES-FEQ | Portable Fire Extinguishers | Fire Prevention,Extinguisher | Fire Equipment | 44613 | FEQ | http://www.toronto.ca/TWONTO#00350
25818 | FHO-SES-FEQ-0178-SUS | Fire Extinguisher, #178, Standby Power Building, S4, Phosphoric Acid Room, North Exit | FHO-SUSPENDED | Suspended Entity List | Fire Prevention,Extinguisher | Fire Equipment | 44614 | FEQ | http://www.toronto.ca/TWONTO#00350
25819 | FHO-SES-FEQ-0180-SUS | Fire Extinguisher, #180, Chemical Building, S4, North Vestibule (#1), North Wall | FHO-SES-FEQ | Portable Fire Extinguishers | Fire Prevention,Extinguisher | Fire Equipment | 44616 | FEQ | http://www.toronto.ca/TWONTO#00350
25820 | FHO-SES-FEQ-0182-SUS | Fire Extinguisher, #182, Chemical Building, S1, North Vestibule (#5) | FHO-SUSPENDED | Suspended Entity List | Fire Prevention,Extinguisher | Fire Equipment | 44618 | FEQ | http://www.toronto.ca/TWONTO#00350
25821 | FHO-SES-FEQ-0182A-SUS | Fire Extinguisher #182A Standby Gas Gen MCC Room North side wall | FHO-SUSPENDED | Suspended Entity List | Fire Prevention,Extinguisher | Fire Equipment | 37752 | FEQ | http://www.toronto.ca/TWONTO#00350
25822 | FHO-SES-FEQ-0183-SUS | Fire Extinguisher#0183: Admin Building L2 mechanical room AD716 | FHO-SUSPENDED | Suspended Entity List | Fire Prevention,Extinguisher | Fire Equipment | 37753 | FEQ | http://www.toronto.ca/TWONTO#00350
25823 | FHO-SES-FEQ-0185-SUS | Fire Extinguisher, #181, Chemical Building, S2, Room CH402 | FHO-SES-FEQ | Portable Fire Extinguishers | Fire Prevention,Extinguisher | Fire Equipment | 44620 | FEQ | http://www.toronto.ca/TWONTO#00350
25824 | FHO-SES-FEQ-0186-SUS | Fire Extinguisher, #186, Ozone Bldg., L1, N/E Vestibule (#5), By N/W Exit to Ozone Bldg. Roof | FHO-SES-FEQ | Portable Fire Extinguishers | Fire Prevention,Extinguisher | Fire Equipment | 44621 | FEQ | http://www.toronto.ca/TWONTO#00350
25825 | FHO-SES-FEQ-0187-SUS | Fire Extinguisher, #187, Standby Power Building, S2, Electrical Room, West Wall | FHO-SES-FEQ | Portable Fire Extinguishers | Fire Prevention,Extinguisher | Fire Equipment | 44622 | FEQ | http://www.toronto.ca/TWONTO#00350
25826 | FHO-SES-FEQ-0188-SUS | Fire Extinguisher, #188, Standby Power Building, S4, Phosphoric Acid Room, By safety shower | FHO-SUSPENDED | Suspended Entity List | Fire Prevention,Extinguisher | Fire Equipment | 44623 | FEQ | http://www.toronto.ca/TWONTO#00350
25827 | FHO-SES-FEQ-0189-SUS | Fire Extinguisher#0188: New operator's Lab | FHO-SUSPENDED | Suspended Entity List | Fire Prevention,Extinguisher | Fire Equipment | 44624 | FEQ | http://www.toronto.ca/TWONTO#00350
25828 | FHO-SES-FEQ-123 | Fire Standpipe & Hose Cabinets | FHO-SES-FEQ-1000 | Fire Equipment, Built In | Fire Prevention,Hose | Fire Equipment |  | FEQ | http://www.toronto.ca/TWONTO#00260
26149 | COL-PSP-FA-0001S | Fire Alarm | COL-PSP | Southport Sewage Pumping Station |  | Fire Equipment | 42972 | FA | http://www.toronto.ca/TWONTO#00154
26150 | COL-PSP-FA-0001S | Fire Alarm | COL-W-OBSOLETE | Col West Obsolete Entities |  | Fire Equipment | 42972 | FA | http://www.toronto.ca/TWONTO#00154
26331 | COL-PST-FA-0001S | Fire Alarm | COL-PST-MISC | Miscellaneous Equipment |  | Fire Equipment | 42973 | FA | http://www.toronto.ca/TWONTO#00154
26332 | COL-PST-FEQ-0001S | Fire equipment | COL-PST | Strachan Pumping Station |  | Fire Equipment | 42718 | FEQ | http://www.toronto.ca/TWONTO#00260
26333 | COL-PST-FEQ-0001S | Fire equipment | COL-PST-MISC | Miscellaneous Equipment |  | Fire Equipment | 42718 | FEQ | http://www.toronto.ca/TWONTO#00260
26334 | COL-PST-FEQ-0002S | Fire equipment | COL-W-OBSOLETE | Col West Obsolete Entities |  | Fire Equipment | 42719 | FEQ | http://www.toronto.ca/TWONTO#00260
26457 | COL-PSU-FA-0001S | Fire Alarm | COL-PSU | Sunnyside Pumping Station |  | Fire Equipment | 42974 | FA | http://www.toronto.ca/TWONTO#00154
26458 | COL-PSU-FA-0001S | Fire Alarm | COL-PSU-MISC | Miscellaneous Equipment |  | Fire Equipment | 42974 | FA | http://www.toronto.ca/TWONTO#00154
26459 | COL-PSU-FA-0001S | Fire Alarm | COL-W-OBSOLETE | Col West Obsolete Entities |  | Fire Equipment | 42974 | FA | http://www.toronto.ca/TWONTO#00154
26623 | COL-PSW-FEQ-0001S | Fire Prevention, Extinguisher | COL-PSW-MISC | Miscellaneous Equipment | Fire Prevention,Extinguisher | Fire Equipment | 42894 | FEQ | http://www.toronto.ca/TWONTO#00350
27196 | COL-PVM-FA-0001S | Fire Alarm | COL-PVM | Valleymede Sewage Pumping Station |  | Fire Equipment | 42976 | FA | http://www.toronto.ca/TWONTO#00154
27197 | COL-PVM-FA-0001S | Fire Alarm | COL-W-OBSOLETE | Col West Obsolete Entities |  | Fire Equipment | 42976 | FA | http://www.toronto.ca/TWONTO#00154
27247 | COL-PWC-FA-0001 | Fire Alarm | COL-PWC-MISC | Miscellaneous Equipment |  | Fire Equipment |  | FA | http://www.toronto.ca/TWONTO#00154
28152 | COL-PWH-FEQ-0001S | Fire Prevention, Extinguisher | COL-W-OBSOLETE | Col West Obsolete Entities | Fire Prevention,Extinguisher | Fire Equipment | 40197 | FEQ | http://www.toronto.ca/TWONTO#00350
28222 | COL-PWN-FA-0001S | Fire Alarm System, Electrical room | COL-W-OBSOLETE | Col West Obsolete Entities | Building Service,Fire Alarm | Fire Equipment | 42977 | FA | http://www.toronto.ca/TWONTO#00154
28223 | COL-PWN-FEQ-0001S | Fire Prevention, Extinguisher | COL-PWN-MISC | Miscellaneous Equipment | Fire Prevention,Extinguisher | Fire Equipment | 42898 | FEQ | http://www.toronto.ca/TWONTO#00350
29142 | FIS-FEQ | Fire Equipment | FIS-SES | Safety, Instrumentation & Environmental Services | Fire Prevention,Extinguisher | Fire Equipment |  |  | http://www.toronto.ca/TWONTO#00260
29172 | COL-PWR-FEQ-0001S | Fire Prevention, Extinguisher, Control Room, West Rouge PS | COL-PWR | West Rouge Pumping Station | Fire Prevention,Extinguisher | Fire Equipment | 42900 | FEQ | http://www.toronto.ca/TWONTO#00350
29173 | COL-PWR-FEQ-0001S | Fire Prevention, Extinguisher, Control Room, West Rouge PS | COL-W-OBSOLETE | Col West Obsolete Entities | Fire Prevention,Extinguisher | Fire Equipment | 42900 | FEQ | http://www.toronto.ca/TWONTO#00350
29174 | COL-PWR-FEQ-0002S | Fire Prevention, Extinguisher, Generator Room, West Rouge PS | COL-PWR | West Rouge Pumping Station | Fire Prevention,Extinguisher | Fire Equipment | 42901 | FEQ | http://www.toronto.ca/TWONTO#00350
29175 | COL-PWR-FEQ-0002S | Fire Prevention, Extinguisher, Generator Room, West Rouge PS | COL-PWR-AUX-MECH | Mechanical Equipment | Fire Prevention,Extinguisher | Fire Equipment | 42901 | FEQ | http://www.toronto.ca/TWONTO#00350
29176 | COL-PWR-FEQ-0002S | Fire Prevention, Extinguisher, Generator Room, West Rouge PS | COL-PWR-MISC | Miscellaneous Equipment | Fire Prevention,Extinguisher | Fire Equipment | 42901 | FEQ | http://www.toronto.ca/TWONTO#00350
29177 | COL-PWR-FEQ-0002S | Fire Prevention, Extinguisher, Generator Room, West Rouge PS | COL-W-OBSOLETE | Col West Obsolete Entities | Fire Prevention,Extinguisher | Fire Equipment | 42901 | FEQ | http://www.toronto.ca/TWONTO#00350
29178 | COL-PWR-FEQ-0004S | Fire Prevention, Extinguisher, Pump Floor, West Rouge PS | COL-PWR | West Rouge Pumping Station | Fire Prevention,Extinguisher | Fire Equipment | 42903 | FEQ | http://www.toronto.ca/TWONTO#00350
29179 | COL-PWR-FEQ-0004S | Fire Prevention, Extinguisher, Pump Floor, West Rouge PS | COL-PWR-AUX-MECH | Mechanical Equipment | Fire Prevention,Extinguisher | Fire Equipment | 42903 | FEQ | http://www.toronto.ca/TWONTO#00350
29180 | COL-PWR-FEQ-0004S | Fire Prevention, Extinguisher, Pump Floor, West Rouge PS | COL-PWR-MISC | Miscellaneous Equipment | Fire Prevention,Extinguisher | Fire Equipment | 42903 | FEQ | http://www.toronto.ca/TWONTO#00350
29181 | COL-PWR-FEQ-0004S | Fire Prevention, Extinguisher, Pump Floor, West Rouge PS | COL-W-OBSOLETE | Col West Obsolete Entities | Fire Prevention,Extinguisher | Fire Equipment | 42903 | FEQ | http://www.toronto.ca/TWONTO#00350
29182 | COL-PWR-FEQ-0005S | Fire Prevention, Extinguisher, Wet Wells, West Rouge PS | COL-PWR-AUX-MECH | Mechanical Equipment | Fire Prevention,Extinguisher | Fire Equipment | 42904 | FEQ | http://www.toronto.ca/TWONTO#00350
29244 | FIS-FEQ-FEQ-0301-SUS | Fire Extinguisher #29, Storage Building, Solvent Storage Room Entrance | FIS-SES-FE | Fire Fighting equipment |  | Fire Equipment | 46891 | FEQ | http://www.toronto.ca/TWONTO#00350
29245 | FIS-FEQ-FEQ-0302-SUS | Fire Extinguisher #31, Storage Building, West Wall Near the Solvent Room, | FIS-SUSPENDED | Obsolete Entities/Processes |  | Fire Equipment | 46892 | FEQ | http://www.toronto.ca/TWONTO#00350
29246 | FIS-FEQ-FEQ-0303-SUS | Fire Extinguisher #30, Storage Building, Northwest Corner, Near Entrance | FIS-SES-FE | Fire Fighting equipment |  | Fire Equipment | 46893 | FEQ | http://www.toronto.ca/TWONTO#00350
29247 | FIS-FEQ-FEQ-0303-SUS | Fire Extinguisher #30, Storage Building, Northwest Corner, Near Entrance | FIS-SUSPENDED | Obsolete Entities/Processes |  | Fire Equipment | 46893 | FEQ | http://www.toronto.ca/TWONTO#00350
29248 | FIS-FEQ-FEQ-0401-SUS | Fire Extinguisher #11, Filter Building, Basement, West Wall Near Staircases | FIS-SES-FE | Fire Fighting equipment |  | Fire Equipment | 46894 | FEQ | http://www.toronto.ca/TWONTO#00350
29249 | FIS-FEQ-FEQ-0402-SUS | Fire Extinguisher #12, Filter Building, Basement, East staircases | FIS-SUSPENDED | Obsolete Entities/Processes |  | Fire Equipment | 46895 | FEQ | http://www.toronto.ca/TWONTO#00350
29250 | FIS-FEQ-FEQ-0404-SUS | Fire Extinguisher #14, Filter Building, Pipe Gallery, Middle North Staircase | FIS-SES-FE | Fire Fighting equipment |  | Fire Equipment | 46897 | FEQ | http://www.toronto.ca/TWONTO#00350
29251 | FIS-FEQ-FEQ-0404-SUS | Fire Extinguisher #14, Filter Building, Pipe Gallery, Middle North Staircase | FIS-SUSPENDED | Obsolete Entities/Processes |  | Fire Equipment | 46897 | FEQ | http://www.toronto.ca/TWONTO#00350
29252 | FIS-FEQ-FEQ-0405-SUS | Fire Extinguisher #13, Filter Building, Pipe Gallery, North staircase | FIS-SES-FE | Fire Fighting equipment |  | Fire Equipment | 46898 | FEQ | http://www.toronto.ca/TWONTO#00350
29253 | FIS-FEQ-FEQ-0405-SUS | Fire Extinguisher #13, Filter Building, Pipe Gallery, North staircase | FIS-SUSPENDED | Obsolete Entities/Processes |  | Fire Equipment | 46898 | FEQ | http://www.toronto.ca/TWONTO#00350
29254 | FIS-FEQ-FEQ-0406-SUS | Fire Extinguisher #10, Filter Building, Pump Room, North West Corner | FIS-SES-FE | Fire Fighting equipment |  | Fire Equipment | 46899 | FEQ | http://www.toronto.ca/TWONTO#00350
29255 | FIS-FEQ-FEQ-0406-SUS | Fire Extinguisher #10, Filter Building, Pump Room, North West Corner | FIS-SUSPENDED | Obsolete Entities/Processes |  | Fire Equipment | 46899 | FEQ | http://www.toronto.ca/TWONTO#00350
29256 | FIS-FEQ-FEQ-0407-SUS | Fire Extinguisher #9, Filter Building, Pump Room, Near Library | FIS-SES-FE | Fire Fighting equipment |  | Fire Equipment | 46900 | FEQ | http://www.toronto.ca/TWONTO#00350
29257 | FIS-FEQ-FEQ-0407-SUS | Fire Extinguisher #9, Filter Building, Pump Room, Near Library | FIS-SUSPENDED | Obsolete Entities/Processes |  | Fire Equipment | 46900 | FEQ | http://www.toronto.ca/TWONTO#00350
29258 | FIS-FEQ-FEQ-0408-SUS | Fire Extinguisher #7, Filter Building, Ground Level, West Staircase to the Loading Area | FIS-SES-FE | Fire Fighting equipment |  | Fire Equipment | 46901 | FEQ | http://www.toronto.ca/TWONTO#00350
29259 | FIS-FEQ-FEQ-0409-SUS | Fire Extinguisher #8, Filter Building, Ground level, Loading Dock, West Wall | FIS-SUSPENDED | Obsolete Entities/Processes |  | Fire Equipment | 46902 | FEQ | http://www.toronto.ca/TWONTO#00350
29260 | FIS-FEQ-FEQ-0410-SUS | Fire Extinguisher #16, Filter Building, Upper Level, South Wall Next to the South Entrance | FIS-SUSPENDED | Obsolete Entities/Processes |  | Fire Equipment | 46903 | FEQ | http://www.toronto.ca/TWONTO#00350
29261 | FIS-FEQ-FEQ-0411-SUS | Fire Extinguisher #17, Filter Building, Filter Control Area, Near North Entrance | FIS-SUSPENDED | Obsolete Entities/Processes |  | Fire Equipment | 46904 | FEQ | http://www.toronto.ca/TWONTO#00350
29262 | FIS-FEQ-FEQ-0601-SUS | Fire Extinguisher #5, Admin Building, Chemistry lab, West Wall | FIS-SES-FE | Fire Fighting equipment |  | Fire Equipment | 46905 | FEQ | http://www.toronto.ca/TWONTO#00350
29263 | FIS-FEQ-FEQ-0602-SUS | Fire Extinguisher #6, Admin Building, Next to Filtering Building Entrance Door | FIS-SES-FE | Fire Fighting equipment |  | Fire Equipment | 46906 | FEQ | http://www.toronto.ca/TWONTO#00350
29264 | FIS-FEQ-FEQ-0603-SUS | Fire Extinguisher #4, Admin Building, Control Room, North Wall | FIS-SUSPENDED | Obsolete Entities/Processes |  | Fire Equipment | 46907 | FEQ | http://www.toronto.ca/TWONTO#00350
29265 | FIS-FEQ-FEQ-0604-SUS | Fire Extinguisher #80, Admin Building, Control Room, North Wall | FIS-SUSPENDED | Obsolete Entities/Processes |  | Fire Equipment | 46908 | FEQ | http://www.toronto.ca/TWONTO#00350
29266 | FIS-FEQ-FEQ-0605-SUS | Fire Extinguisher #3, Admin Building, Lunch Room | FIS-SUSPENDED | Obsolete Entities/Processes |  | Fire Equipment | 46909 | FEQ | http://www.toronto.ca/TWONTO#00350
29267 | FIS-FEQ-FEQ-1301-SUS | Fire Extinguisher #2, Chemical Mixing Room, Near Entrance Door | FIS-SUSPENDED | Obsolete Entities/Processes |  | Fire Equipment | 46910 | FEQ | http://www.toronto.ca/TWONTO#00350
29268 | FIS-FEQ-FEQ-1401-SUS | Fire Extinguisher #1, Chemical Sampling Room, Located Beside the Entrance Door | FIS-SES-FE | Fire Fighting equipment |  | Fire Equipment | 46911 | FEQ | http://www.toronto.ca/TWONTO#00350
29269 | FIS-FEQ-FEQ-1601-SUS | Fire Extinguisher #53, Raw Water Intake Building, Basement, South Wall | FIS-SUSPENDED | Obsolete Entities/Processes |  | Fire Equipment | 46912 | FEQ | http://www.toronto.ca/TWONTO#00350
29270 | FIS-FEQ-FEQ-1602-SUS | Fire Extinguisher #52, Raw Water Intake Building, Ground Floor, West Wall | FIS-SES-FE | Fire Fighting equipment |  | Fire Equipment | 46913 | FEQ | http://www.toronto.ca/TWONTO#00350
29271 | FIS-FEQ-FEQ-1603-SUS | Fire Extinguisher #28, Raw Water Pumping Station, East Wall | FIS-SES-FE | Fire Fighting equipment |  | Fire Equipment | 46914 | FEQ | http://www.toronto.ca/TWONTO#00350
29272 | FIS-FEQ-FEQ-1604-SUS | Fire Extinguisher #25, Raw Water Pumping Station, Near South East Entrance | FIS-SES-FE | Fire Fighting equipment |  | Fire Equipment | 46915 | FEQ | http://www.toronto.ca/TWONTO#00350
29273 | FIS-FEQ-FEQ-1604-SUS | Fire Extinguisher #25, Raw Water Pumping Station, Near South East Entrance | FIS-SUSPENDED | Obsolete Entities/Processes |  | Fire Equipment | 46915 | FEQ | http://www.toronto.ca/TWONTO#00350
29274 | FIS-FEQ-FEQ-1605-SUS | Fire Extinguisher #26, Raw Water Pumping Station, North Wall, Near Overhead Door | FIS-SES-FE | Fire Fighting equipment |  | Fire Equipment | 46916 | FEQ | http://www.toronto.ca/TWONTO#00350
29275 | FIS-FEQ-FEQ-1606-SUS | Fire Extinguisher #27, Raw Water Pump Building, Garage, Entrance Door | FIS-SES-FE | Fire Fighting equipment |  | Fire Equipment | 46917 | FEQ | http://www.toronto.ca/TWONTO#00350
29276 | FIS-FEQ-FEQ-1607-SUS | Fire Extinguisher #24, Raw Water Channel, South Door | FIS-SUSPENDED | Obsolete Entities/Processes |  | Fire Equipment | 46918 | FEQ | http://www.toronto.ca/TWONTO#00350
29277 | FIS-FEQ-FEQ-1608-SUS | Fire Extinguisher #23, Raw Water Channel, Near Middle Door, East Wall | FIS-SES-FE | Fire Fighting equipment |  | Fire Equipment | 46919 | FEQ | http://www.toronto.ca/TWONTO#00350
29278 | FIS-FEQ-FEQ-1609-SUS | Fire Extinguisher #22, Raw Water Channel, Near Mid North Door, East Wall | FIS-SUSPENDED | Obsolete Entities/Processes |  | Fire Equipment | 46920 | FEQ | http://www.toronto.ca/TWONTO#00350
29279 | FIS-FEQ-FEQ-3501-SUS | Fire Extinguisher #35, Scrubber Building, Storage room, West Wall Near Double Door Exit | FIS-SUSPENDED | Obsolete Entities/Processes |  | Fire Equipment | 46922 | FEQ | http://www.toronto.ca/TWONTO#00350
29280 | FIS-FEQ-FEQ-3502-SUS | Fire Extinguisher #33, Scrubber Building, Storage Room, Near Evaporator Entrance | FIS-SES-FE | Fire Fighting equipment |  | Fire Equipment | 46923 | FEQ | http://www.toronto.ca/TWONTO#00350
29281 | FIS-FEQ-FEQ-3502-SUS | Fire Extinguisher #33, Scrubber Building, Storage Room, Near Evaporator Entrance | FIS-SUSPENDED | Obsolete Entities/Processes |  | Fire Equipment | 46923 | FEQ | http://www.toronto.ca/TWONTO#00350
29282 | FIS-FEQ-FEQ-3503-SUS | Fire Extinguisher #34, Scrubber Building, Storage Room, North/East Door | FIS-SES-FE | Fire Fighting equipment |  | Fire Equipment | 46924 | FEQ | http://www.toronto.ca/TWONTO#00350
29283 | FIS-FEQ-FEQ-3504-SUS | Fire Extinguisher #36, Scrubber Building, Feed room, North Wall Near Scrubber Room | FIS-SUSPENDED | Obsolete Entities/Processes |  | Fire Equipment | 46925 | FEQ | http://www.toronto.ca/TWONTO#00350
29284 | FIS-FEQ-FEQ-3505-SUS | Fire Extinguisher #32, Scrubber Building, Machine Shop, North Wall, Near Entrance | FIS-SUSPENDED | Obsolete Entities/Processes |  | Fire Equipment | 46926 | FEQ | http://www.toronto.ca/TWONTO#00350
29294 | FIS-FEQ-FEQ-4501-SUS | Fire Extinguisher #41, Workshop Building, Ground Floor, EICT Corridor, South/West | FIS-SES-FE | Fire Fighting equipment |  | Fire Equipment | 46933 | FEQ | http://www.toronto.ca/TWONTO#00350
29295 | FIS-FEQ-FEQ-4502-SUS | Fire Extinguisher #39, Workshop Building, Chemical Room, North Wall | FIS-SES-FE | Fire Fighting equipment |  | Fire Equipment | 46934 | FEQ | http://www.toronto.ca/TWONTO#00350
29296 | FIS-FEQ-FEQ-4504-SUS | Fire Extinguisher #37, Workshop Building, Generator Room, East Wall | FIS-SES-FE | Fire Fighting equipment |  | Fire Equipment | 46936 | FEQ | http://www.toronto.ca/TWONTO#00350
29297 | FIS-FEQ-FEQ-4505-SUS | Fire Extinguisher #44, Workshop Building, Ground Floor, Below Switchgear Room, West Wall | FIS-SES-FE | Fire Fighting equipment |  | Fire Equipment | 46937 | FEQ | http://www.toronto.ca/TWONTO#00350
29298 | FIS-FEQ-FEQ-4506-SUS | Fire Extinguisher #42, Workshop Building, Lunch Room, North Wall | FIS-SUSPENDED | Obsolete Entities/Processes |  | Fire Equipment | 46938 | FEQ | http://www.toronto.ca/TWONTO#00350
29299 | FIS-FEQ-FEQ-4507-SUS | Fire Extinguisher #45, Workshop Building, Staircase to Switchgear Room | FIS-SUSPENDED | Obsolete Entities/Processes |  | Fire Equipment | 46939 | FEQ | http://www.toronto.ca/TWONTO#00350
29300 | FIS-FEQ-FEQ-4508-SUS | Fire Extinguisher #43, Workshop Building, Ground Floor, West Office | FIS-SUSPENDED | Obsolete Entities/Processes |  | Fire Equipment | 46940 | FEQ | http://www.toronto.ca/TWONTO#00350
29301 | FIS-FEQ-FEQ-4509-SUS | Fire Extinguisher #47, Workshop Building, Ground Floor, Near Welding Area Staircase | FIS-SUSPENDED | Obsolete Entities/Processes |  | Fire Equipment | 46941 | FEQ | http://www.toronto.ca/TWONTO#00350
29302 | FIS-FEQ-FEQ-4510-SUS | Fire Extinguisher #46, Workshop Building, Ground Floor, Near Welding Area | FIS-SUSPENDED | Obsolete Entities/Processes |  | Fire Equipment | 46942 | FEQ | http://www.toronto.ca/TWONTO#00350
29303 | FIS-FEQ-FEQ-4511-SUS | Fire Extinguisher #49, Workshop Building, Ground Floor, Welding Area | FIS-SUSPENDED | Obsolete Entities/Processes |  | Fire Equipment | 46943 | FEQ | http://www.toronto.ca/TWONTO#00350
29304 | FIS-FEQ-FEQ-4512-SUS | Fire Extinguisher #40, Workshop Building, Mezzanine, Switchgear Room Near Chemical Storage Room | FIS-SUSPENDED | Obsolete Entities/Processes |  | Fire Equipment | 46944 | FEQ | http://www.toronto.ca/TWONTO#00350
29305 | FIS-FEQ-FEQ-4513-SUS | Fire Extinguisher #51, Workshop Building, Mezzanine, Switchgear Room, East Wall | FIS-SUSPENDED | Obsolete Entities/Processes |  | Fire Equipment | 46945 | FEQ | http://www.toronto.ca/TWONTO#00350
29306 | FIS-FEQ-FEQ-4514-SUS | Fire Extinguisher #50, Workshop Building, Mezzanine, Staircase to Switchgear Room | FIS-SES-FE | Fire Fighting equipment |  | Fire Equipment | 46946 | FEQ | http://www.toronto.ca/TWONTO#00350
29307 | FIS-FEQ-FEQ-4515-SUS | Fire Extinguisher #48, Workshop Building, Mezzanine, Staircase to Storage Area | FIS-SUSPENDED | Obsolete Entities/Processes |  | Fire Equipment | 46947 | FEQ | http://www.toronto.ca/TWONTO#00350
29308 | FIS-FEQ-FEQ-5001-SUS | Fire Extinguisher #18, Fluoride & Ammonia Building, Fluoride Tank Room, South/East Corner | FIS-SES-FE | Fire Fighting equipment |  | Fire Equipment | 46948 | FEQ | http://www.toronto.ca/TWONTO#00350
29309 | FIS-FEQ-FEQ-5002-SUS | Fire Extinguisher #19, Fluoride & Ammonia Building, West Door, Near Control Room | FIS-SUSPENDED | Obsolete Entities/Processes |  | Fire Equipment | 46949 | FEQ | http://www.toronto.ca/TWONTO#00350
29314 | FIS-FEQ-HYD-1601 | Fire Hydrant, Intake Valve House | FIS-SES | Safety, Instrumentation & Environmental Services | Fire Prevention,Hydrant | Fire Equipment |  | HYD | http://www.toronto.ca/TWONTO#00432
29315 | FIS-FEQ-HYD-4001 | Fire Hydrant, Marine Yard, Old Filter Building | FIS-SES-FE | Fire Fighting equipment | Fire Prevention,Hydrant | Fire Equipment |  | HYD | http://www.toronto.ca/TWONTO#00432
29316 | FIS-FEQ-HYD-4501 | Fire Hydrant, Machine Shop | FIS-SES | Safety, Instrumentation & Environmental Services | Fire Prevention,Hydrant | Fire Equipment |  | HYD | http://www.toronto.ca/TWONTO#00432
30299 | FIS-SES-FE | Fire Fighting equipment | FIS-SES | Safety, Instrumentation & Environmental Services |  | Fire Equipment |  |  | http://www.toronto.ca/TWONTO#00260
30300 | FIS-SES-FEQ-0001-SUS | Fire Extinguisher #1 | FIS-SES | Safety, Instrumentation & Environmental Services | Fire Prevention,Extinguisher | Fire Equipment | 46964 | FEQ | http://www.toronto.ca/TWONTO#00350
30301 | FIS-SES-FEQ-0002-SUS | Fire Extinguisher #2 | FIS-SES | Safety, Instrumentation & Environmental Services | Fire Prevention,Extinguisher | Fire Equipment | 46965 | FEQ | http://www.toronto.ca/TWONTO#00350
30302 | FIS-SES-FEQ-0003-SUS | Fire Extinguisher #3 | FIS-SES | Safety, Instrumentation & Environmental Services | Fire Prevention,Extinguisher | Fire Equipment | 46966 | FEQ | http://www.toronto.ca/TWONTO#00350
30303 | FIS-SES-FEQ-0004-SUS | Fire Extinguisher #4 | FIS-SES | Safety, Instrumentation & Environmental Services | Fire Prevention,Extinguisher | Fire Equipment | 46967 | FEQ | http://www.toronto.ca/TWONTO#00350
30304 | FIS-SES-FEQ-0006-SUS | Fire Extinguisher #6 | FIS-SES | Safety, Instrumentation & Environmental Services | Fire Prevention,Extinguisher | Fire Equipment | 46969 | FEQ | http://www.toronto.ca/TWONTO#00350
30305 | FIS-SES-FEQ-0006-SUS | Fire Extinguisher #6 | FIS-SUSPENDED | Obsolete Entities/Processes | Fire Prevention,Extinguisher | Fire Equipment | 46969 | FEQ | http://www.toronto.ca/TWONTO#00350
30306 | FIS-SES-FEQ-0007-SUS | Fire Extinguisher #7 | FIS-SES | Safety, Instrumentation & Environmental Services | Fire Prevention,Extinguisher | Fire Equipment | 46970 | FEQ | http://www.toronto.ca/TWONTO#00350
30307 | FIS-SES-FEQ-0008-SUS | Fire Extinguisher #8 | FIS-SUSPENDED | Obsolete Entities/Processes | Fire Prevention,Extinguisher | Fire Equipment | 46971 | FEQ | http://www.toronto.ca/TWONTO#00350
30308 | FIS-SES-FEQ-0009-SUS | Fire Extinguisher #9 | FIS-SES | Safety, Instrumentation & Environmental Services | Fire Prevention,Extinguisher | Fire Equipment | 46972 | FEQ | http://www.toronto.ca/TWONTO#00350
30309 | FIS-SES-FEQ-0010-SUS | Fire Extinguisher #10 | FIS-SES | Safety, Instrumentation & Environmental Services | Fire Prevention,Extinguisher | Fire Equipment | 46973 | FEQ | http://www.toronto.ca/TWONTO#00350
30310 | FIS-SES-FEQ-0015-SUS | Fire Extinguisher #15 | FIS-SUSPENDED | Obsolete Entities/Processes | Fire Prevention,Extinguisher | Fire Equipment | 46978 | FEQ | http://www.toronto.ca/TWONTO#00350
30311 | FIS-SES-FEQ-0016-SUS | Fire Extinguisher #16 | FIS-SUSPENDED | Obsolete Entities/Processes | Fire Prevention,Extinguisher | Fire Equipment | 46979 | FEQ | http://www.toronto.ca/TWONTO#00350
30312 | FIS-SES-FEQ-0017-SUS | Fire Extinguisher #17 | FIS-SES | Safety, Instrumentation & Environmental Services | Fire Prevention,Extinguisher | Fire Equipment | 46980 | FEQ | http://www.toronto.ca/TWONTO#00350
30313 | FIS-SES-FEQ-0018-SUS | Fire Extinguisher #18 | FIS-SES | Safety, Instrumentation & Environmental Services | Fire Prevention,Extinguisher | Fire Equipment | 46981 | FEQ | http://www.toronto.ca/TWONTO#00350
30314 | FIS-SES-FEQ-0020-SUS | Fire Extinguisher #20 | FIS-SES | Safety, Instrumentation & Environmental Services | Fire Prevention,Extinguisher | Fire Equipment | 46983 | FEQ | http://www.toronto.ca/TWONTO#00350
30315 | FIS-SES-FEQ-0021-SUS | Fire Extinguisher #21 | FIS-SUSPENDED | Obsolete Entities/Processes | Fire Prevention,Extinguisher | Fire Equipment | 46984 | FEQ | http://www.toronto.ca/TWONTO#00350
30316 | FIS-SES-FEQ-0022-SUS | Fire Extinguisher #22 | FIS-SES | Safety, Instrumentation & Environmental Services | Fire Prevention,Extinguisher | Fire Equipment | 46985 | FEQ | http://www.toronto.ca/TWONTO#00350
30317 | FIS-SES-FEQ-0022-SUS | Fire Extinguisher #22 | FIS-SUSPENDED | Obsolete Entities/Processes | Fire Prevention,Extinguisher | Fire Equipment | 46985 | FEQ | http://www.toronto.ca/TWONTO#00350
30318 | FIS-SES-FEQ-0023-SUS | Fire Extinguisher #23 | FIS-SES | Safety, Instrumentation & Environmental Services | Fire Prevention,Extinguisher | Fire Equipment | 46986 | FEQ | http://www.toronto.ca/TWONTO#00350
30319 | FIS-SES-FEQ-0024-SUS | Fire Extinguisher #24 | FIS-SES | Safety, Instrumentation & Environmental Services | Fire Prevention,Extinguisher | Fire Equipment | 46988 | FEQ | http://www.toronto.ca/TWONTO#00350
30320 | FIS-SES-FEQ-0025-SUS | Fire Extinguisher #25 | FIS-SES | Safety, Instrumentation & Environmental Services | Fire Prevention,Extinguisher | Fire Equipment | 46989 | FEQ | http://www.toronto.ca/TWONTO#00350
30321 | FIS-SES-FEQ-0026-SUS | Fire Extinguisher #26 | FIS-SES | Safety, Instrumentation & Environmental Services | Fire Prevention,Extinguisher | Fire Equipment | 46990 | FEQ | http://www.toronto.ca/TWONTO#00350
30322 | FIS-SES-FEQ-0026-SUS | Fire Extinguisher #26 | FIS-SUSPENDED | Obsolete Entities/Processes | Fire Prevention,Extinguisher | Fire Equipment | 46990 | FEQ | http://www.toronto.ca/TWONTO#00350
30323 | FIS-SES-FEQ-0028-SUS | Fire Extinguisher #28 | FIS-SES | Safety, Instrumentation & Environmental Services | Fire Prevention,Extinguisher | Fire Equipment | 46992 | FEQ | http://www.toronto.ca/TWONTO#00350
30324 | FIS-SES-FEQ-0028-SUS | Fire Extinguisher #28 | FIS-SUSPENDED | Obsolete Entities/Processes | Fire Prevention,Extinguisher | Fire Equipment | 46992 | FEQ | http://www.toronto.ca/TWONTO#00350
30325 | FIS-SES-FEQ-0029-SUS | Fire Extinguisher #29 | FIS-SES | Safety, Instrumentation & Environmental Services | Fire Prevention,Extinguisher | Fire Equipment | 46993 | FEQ | http://www.toronto.ca/TWONTO#00350
30326 | FIS-SES-FEQ-0030-SUS | Fire Extinguisher #30 | FIS-SES | Safety, Instrumentation & Environmental Services | Fire Prevention,Extinguisher | Fire Equipment | 46994 | FEQ | http://www.toronto.ca/TWONTO#00350
30327 | FIS-SES-FEQ-0032-SUS | Fire Extinguisher #32 | FIS-SES | Safety, Instrumentation & Environmental Services | Fire Prevention,Extinguisher | Fire Equipment | 46996 | FEQ | http://www.toronto.ca/TWONTO#00350
30328 | FIS-SES-FEQ-0033-SUS | Fire Extinguisher #33 | FIS-SES | Safety, Instrumentation & Environmental Services | Fire Prevention,Extinguisher | Fire Equipment | 46997 | FEQ | http://www.toronto.ca/TWONTO#00350
30329 | FIS-SES-FEQ-0034-SUS | Fire Extinguisher #34 | FIS-SES | Safety, Instrumentation & Environmental Services | Fire Prevention,Extinguisher | Fire Equipment | 46998 | FEQ | http://www.toronto.ca/TWONTO#00350
30330 | FIS-SES-FEQ-0034-SUS | Fire Extinguisher #34 | FIS-SUSPENDED | Obsolete Entities/Processes | Fire Prevention,Extinguisher | Fire Equipment | 46998 | FEQ | http://www.toronto.ca/TWONTO#00350
30331 | FIS-SES-FEQ-0035-SUS | Fire Extinguisher #35 | FIS-SUSPENDED | Obsolete Entities/Processes | Fire Prevention,Extinguisher | Fire Equipment | 46999 | FEQ | http://www.toronto.ca/TWONTO#00350
30332 | FIS-SES-FEQ-0036-SUS | Fire Extinguisher #36 | FIS-SUSPENDED | Obsolete Entities/Processes | Fire Prevention,Extinguisher | Fire Equipment | 47000 | FEQ | http://www.toronto.ca/TWONTO#00350
30333 | FIS-SES-FEQ-0037-SUS | Fire Extinguisher #37 | FIS-SES | Safety, Instrumentation & Environmental Services | Fire Prevention,Extinguisher | Fire Equipment | 47001 | FEQ | http://www.toronto.ca/TWONTO#00350
30334 | FIS-SES-FEQ-0037-SUS | Fire Extinguisher #37 | FIS-SUSPENDED | Obsolete Entities/Processes | Fire Prevention,Extinguisher | Fire Equipment | 47001 | FEQ | http://www.toronto.ca/TWONTO#00350
30335 | FIS-SES-FEQ-0038-SUS | Fire Extinguisher #38 | FIS-SES | Safety, Instrumentation & Environmental Services | Fire Prevention,Extinguisher | Fire Equipment | 47002 | FEQ | http://www.toronto.ca/TWONTO#00350
30336 | FIS-SES-FEQ-0039-SUS | Fire Extinguisher #39 | FIS-SUSPENDED | Obsolete Entities/Processes | Fire Prevention,Extinguisher | Fire Equipment | 47003 | FEQ | http://www.toronto.ca/TWONTO#00350
30337 | FIS-SES-FEQ-0040-SUS | Fire Extinguisher #40 | FIS-SES | Safety, Instrumentation & Environmental Services | Fire Prevention,Extinguisher | Fire Equipment | 47004 | FEQ | http://www.toronto.ca/TWONTO#00350
30338 | FIS-SES-FEQ-0040-SUS | Fire Extinguisher #40 | FIS-SUSPENDED | Obsolete Entities/Processes | Fire Prevention,Extinguisher | Fire Equipment | 47004 | FEQ | http://www.toronto.ca/TWONTO#00350
30339 | FIS-SES-FEQ-0041-SUS | Fire Extinguisher #41 | FIS-SES | Safety, Instrumentation & Environmental Services | Fire Prevention,Extinguisher | Fire Equipment | 47005 | FEQ | http://www.toronto.ca/TWONTO#00350
30340 | FIS-SES-FEQ-0042-SUS | Fire Extinguisher #42 | FIS-SUSPENDED | Obsolete Entities/Processes | Fire Prevention,Extinguisher | Fire Equipment | 47006 | FEQ | http://www.toronto.ca/TWONTO#00350
30341 | FIS-SES-FEQ-0044-SUS | Fire Extinguisher #44 | FIS-SUSPENDED | Obsolete Entities/Processes | Fire Prevention,Extinguisher | Fire Equipment | 47008 | FEQ | http://www.toronto.ca/TWONTO#00350
30342 | FIS-SES-FEQ-0045-SUS | Fire Extinguisher #45 | FIS-SUSPENDED | Obsolete Entities/Processes | Fire Prevention,Extinguisher | Fire Equipment | 47009 | FEQ | http://www.toronto.ca/TWONTO#00350
30343 | FIS-SES-FEQ-0046-SUS | Fire Extinguisher #46 | FIS-SES | Safety, Instrumentation & Environmental Services | Fire Prevention,Extinguisher | Fire Equipment | 47010 | FEQ | http://www.toronto.ca/TWONTO#00350
30344 | FIS-SES-FEQ-0048-SUS | Fire Extinguisher #48 | FIS-SUSPENDED | Obsolete Entities/Processes | Fire Prevention,Extinguisher | Fire Equipment | 47012 | FEQ | http://www.toronto.ca/TWONTO#00350
30345 | FIS-SES-FEQ-0049-SUS | Fire Extinguisher #49 | FIS-SUSPENDED | Obsolete Entities/Processes | Fire Prevention,Extinguisher | Fire Equipment | 47013 | FEQ | http://www.toronto.ca/TWONTO#00350
30346 | FIS-SES-FEQ-0050-SUS | Fire Extinguisher #50 | FIS-SES | Safety, Instrumentation & Environmental Services | Fire Prevention,Extinguisher | Fire Equipment | 47014 | FEQ | http://www.toronto.ca/TWONTO#00350
30347 | FIS-SES-FEQ-0050-SUS | Fire Extinguisher #50 | FIS-SUSPENDED | Obsolete Entities/Processes | Fire Prevention,Extinguisher | Fire Equipment | 47014 | FEQ | http://www.toronto.ca/TWONTO#00350
30348 | FIS-SES-FEQ-0051-SUS | Fire Extinguisher #51 | FIS-SES | Safety, Instrumentation & Environmental Services | Fire Prevention,Extinguisher | Fire Equipment | 47015 | FEQ | http://www.toronto.ca/TWONTO#00350
30349 | FIS-SES-FEQ-0051-SUS | Fire Extinguisher #51 | FIS-SUSPENDED | Obsolete Entities/Processes | Fire Prevention,Extinguisher | Fire Equipment | 47015 | FEQ | http://www.toronto.ca/TWONTO#00350
30350 | FIS-SES-FEQ-0052-SUS | Fire Extinguisher #52 | FIS-SUSPENDED | Obsolete Entities/Processes | Fire Prevention,Extinguisher | Fire Equipment | 47016 | FEQ | http://www.toronto.ca/TWONTO#00350
30351 | FIS-SES-FEQ-0053-SUS | Fire Extinguisher #53 | FIS-SES | Safety, Instrumentation & Environmental Services | Fire Prevention,Extinguisher | Fire Equipment | 47017 | FEQ | http://www.toronto.ca/TWONTO#00350
30352 | FIS-SES-FEQ-0054-SUS | Fire Extinguisher #54 | FIS-SES | Safety, Instrumentation & Environmental Services | Fire Prevention,Extinguisher | Fire Equipment | 47018 | FEQ | http://www.toronto.ca/TWONTO#00350
30353 | FIS-SES-FEQ-0056-SUS | Fire Extinguisher #56 | FIS-SUSPENDED | Obsolete Entities/Processes | Fire Prevention,Extinguisher | Fire Equipment | 47020 | FEQ | http://www.toronto.ca/TWONTO#00350
30354 | FIS-SES-FEQ-0057-SUS | Fire Extinguisher #57 | FIS-SES | Safety, Instrumentation & Environmental Services | Fire Prevention,Extinguisher | Fire Equipment | 47021 | FEQ | http://www.toronto.ca/TWONTO#00350
30355 | FIS-SES-FEQ-0058-SUS | Fire Extinguisher #58 | FIS-SES | Safety, Instrumentation & Environmental Services | Fire Prevention,Extinguisher | Fire Equipment | 47022 | FEQ | http://www.toronto.ca/TWONTO#00350
30356 | FIS-SES-FEQ-0059-SUS | Fire Extinguisher #59 | FIS-SES | Safety, Instrumentation & Environmental Services | Fire Prevention,Extinguisher | Fire Equipment | 47023 | FEQ | http://www.toronto.ca/TWONTO#00350
30357 | FIS-SES-FEQ-0060-SUS | Fire Extinguisher #60 | FIS-SUSPENDED | Obsolete Entities/Processes | Fire Prevention,Extinguisher | Fire Equipment | 47024 | FEQ | http://www.toronto.ca/TWONTO#00350
30358 | FIS-SES-FEQ-0061-SUS | Fire Extinguisher #61 | FIS-SES | Safety, Instrumentation & Environmental Services | Fire Prevention,Extinguisher | Fire Equipment | 47025 | FEQ | http://www.toronto.ca/TWONTO#00350
30359 | FIS-SES-FEQ-0061-SUS | Fire Extinguisher #61 | FIS-SUSPENDED | Obsolete Entities/Processes | Fire Prevention,Extinguisher | Fire Equipment | 47025 | FEQ | http://www.toronto.ca/TWONTO#00350
30360 | FIS-SES-FEQ-0062-SUS | Fire Extinguisher #62 | FIS-SES | Safety, Instrumentation & Environmental Services | Fire Prevention,Extinguisher | Fire Equipment | 47026 | FEQ | http://www.toronto.ca/TWONTO#00350
30361 | FIS-SES-FEQ-0063-SUS | Fire Extinguisher #63 | FIS-SUSPENDED | Obsolete Entities/Processes | Fire Prevention,Extinguisher | Fire Equipment | 47027 | FEQ | http://www.toronto.ca/TWONTO#00350
30362 | FIS-SES-FEQ-0080-SUS | Fire Extinguisher #80 | FIS-SUSPENDED | Obsolete Entities/Processes | Fire Prevention,Extinguisher | Fire Equipment | 47028 | FEQ | http://www.toronto.ca/TWONTO#00350
33525 | COL-SMC-FEQ-0002S | Fire Prevention, Extinguisher | COL-W-OBSOLETE | Col West Obsolete Entities | Fire Prevention,Extinguisher | Fire Equipment | 46863 | FEQ | http://www.toronto.ca/TWONTO#00350
34323 | L13979 | Extinguisher, Fire, SN#13979, Carbon Dioxide, Spare, Laboratory | TAB-SUSPENDED ENTITY | Suspended entities | Fire Prevention,Extinguisher | Fire Equipment | 33034 |  | http://www.toronto.ca/TWONTO#00350
34324 | L13979 | Extinguisher, Fire, SN#13979, Carbon Dioxide, Spare, Laboratory | TAB-WA7-FEQ-2175S | Extinguisher, Fire - Laboratory/ Old Admin | Fire Prevention,Extinguisher | Fire Equipment | 33034 |  | http://www.toronto.ca/TWONTO#00350
35369 | COL-YKP-FEQ-0002S | Fire Prevention, Extinguisher, Truck #080046 (Ford F550) | COL-YKP-VEH-0002S | Vehicle, Truck #080046 (Ford F550) | Fire Prevention,Extinguisher | Fire Equipment | 41241 | FEQ | http://www.toronto.ca/TWONTO#00350
35370 | COL-YKP-FEQ-0003S | Fire Prevention, Extinguisher, Truck #080079 (Ford F550) | COL-W-OBSOLETE | Col West Obsolete Entities | Fire Prevention,Extinguisher | Fire Equipment | 43619 | FEQ | http://www.toronto.ca/TWONTO#00350
35371 | COL-YKP-FEQ-0004 | Fire Prevention, Extinguisher, Truck #064160 (F250) | COL-YKP | Kipling Yard | Fire Prevention,Extinguisher | Fire Equipment |  | FEQ | http://www.toronto.ca/TWONTO#00350
35372 | COL-YKP-FEQ-0005S | Fire Prevention, Extinguisher, Truck #067019 (RAM 2500) | COL-W-OBSOLETE | Col West Obsolete Entities | Fire Prevention,Extinguisher | Fire Equipment | 41048 | FEQ | http://www.toronto.ca/TWONTO#00350
35373 | COL-YKP-FEQ-0006S | Fire Prevention, Extinguisher, Truck #043191 (Sierra 1500) | COL-YKP-VEH-0006S | Vehicle, Truck #043191 (Sierra 1500) | Fire Prevention,Extinguisher | Fire Equipment | 39966 | FEQ | http://www.toronto.ca/TWONTO#00350
35374 | COL-YKP-FEQ-0007S | Fire Prevention, Extinguisher, Truck #080055 (F550) | COL-W-OBSOLETE | Col West Obsolete Entities | Fire Prevention,Extinguisher | Fire Equipment | 41254 | FEQ | http://www.toronto.ca/TWONTO#00350
35375 | COL-YKP-FEQ-0007S | Fire Prevention, Extinguisher, Truck #080055 (F550) | COL-YKP | Kipling Yard | Fire Prevention,Extinguisher | Fire Equipment | 41254 | FEQ | http://www.toronto.ca/TWONTO#00350
35376 | COL-YKP-FEQ-0008S | Fire Prevention, Extinguisher, Truck #080048 (F550) | COL-W-OBSOLETE | Col West Obsolete Entities | Fire Prevention,Extinguisher | Fire Equipment | 39333 | FEQ | http://www.toronto.ca/TWONTO#00350
35377 | COL-YKP-FEQ-0008S | Fire Prevention, Extinguisher, Truck #080048 (F550) | COL-YKP | Kipling Yard | Fire Prevention,Extinguisher | Fire Equipment | 39333 | FEQ | http://www.toronto.ca/TWONTO#00350
35378 | COL-YKP-FEQ-0008S | Fire Prevention, Extinguisher, Truck #080048 (F550) | COL-YKP-VEH-0008S | Vehicle, Truck #080048 (F550) | Fire Prevention,Extinguisher | Fire Equipment | 39333 | FEQ | http://www.toronto.ca/TWONTO#00350
35379 | COL-YKP-FEQ-0009S | Fire Prevention, Extinguisher, Truck #080070 (F550 XL) | COL-YKP | Kipling Yard | Fire Prevention,Extinguisher | Fire Equipment | 41260 | FEQ | http://www.toronto.ca/TWONTO#00350
35380 | COL-YKP-FEQ-0009S | Fire Prevention, Extinguisher, Truck #080070 (F550 XL) | COL-YKP-VEH-0009S | Vehicle, Truck #080070 (F550 XL) | Fire Prevention,Extinguisher | Fire Equipment | 41260 | FEQ | http://www.toronto.ca/TWONTO#00350
35381 | COL-YKP-FEQ-0010 | Fire Prevention, Extinguisher, Truck #076082 (SILVERADO 3500) | COL-YKP-VEH-0010 | Vehicle, Truck # 076082 (SILVERADO 3500) | Fire Prevention,Extinguisher | Fire Equipment |  | FEQ | http://www.toronto.ca/TWONTO#00350
35382 | COL-YKP-FEQ-0010S | Fire Prevention, Extinguisher, Truck #064100 (RAM 2500) | COL-W-OBSOLETE | Col West Obsolete Entities | Fire Prevention,Extinguisher | Fire Equipment | 39335 | FEQ | http://www.toronto.ca/TWONTO#00350
35383 | COL-YKP-FEQ-0010S | Fire Prevention, Extinguisher, Truck #064100 (RAM 2500) | COL-YKP | Kipling Yard | Fire Prevention,Extinguisher | Fire Equipment | 39335 | FEQ | http://www.toronto.ca/TWONTO#00350
35384 | COL-YKP-FEQ-0012S | Fire Prevention, Extinguisher, Truck #043194 (Sierra 1500) | COL-YKP-VEH-0012S | Vehicle, Truck #043194 (Sierra 1500) | Fire Prevention,Extinguisher | Fire Equipment | 41251 | FEQ | http://www.toronto.ca/TWONTO#00350
35385 | COL-YKP-FEQ-0013S | Fire Prevention, Extinguisher, Truck #064118 (F250) | COL-W-OBSOLETE | Col West Obsolete Entities | Fire Prevention,Extinguisher | Fire Equipment | 41257 | FEQ | http://www.toronto.ca/TWONTO#00350
35386 | COL-YKP-FEQ-0013S | Fire Prevention, Extinguisher, Truck #064118 (F250) | COL-YKP | Kipling Yard | Fire Prevention,Extinguisher | Fire Equipment | 41257 | FEQ | http://www.toronto.ca/TWONTO#00350
35387 | COL-YKP-FEQ-0014S | Fire Prevention, Extinguisher, Truck #080056 (F550) | COL-W-OBSOLETE | Col West Obsolete Entities | Fire Prevention,Extinguisher | Fire Equipment | 41244 | FEQ | http://www.toronto.ca/TWONTO#00350
35388 | COL-YKP-FEQ-0015S | Fire Prevention, Extinguisher, Truck #080047 (F550) | COL-W-OBSOLETE | Col West Obsolete Entities | Fire Prevention,Extinguisher | Fire Equipment | 42979 | FEQ | http://www.toronto.ca/TWONTO#00350
35389 | COL-YKP-FEQ-0015S | Fire Prevention, Extinguisher, Truck #080047 (F550) | COL-YKP | Kipling Yard | Fire Prevention,Extinguisher | Fire Equipment | 42979 | FEQ | http://www.toronto.ca/TWONTO#00350
35390 | COL-YKP-FEQ-0016S | Fire Prevention, Extinguisher, Truck #080071 (F550) | COL-W-OBSOLETE | Col West Obsolete Entities | Fire Prevention,Extinguisher | Fire Equipment | 41248 | FEQ | http://www.toronto.ca/TWONTO#00350
35391 | COL-YKP-FEQ-0016S | Fire Prevention, Extinguisher, Truck #080071 (F550) | COL-YKP | Kipling Yard | Fire Prevention,Extinguisher | Fire Equipment | 41248 | FEQ | http://www.toronto.ca/TWONTO#00350
35392 | COL-YKP-FEQ-0017S | Fire Prevention, Extinguisher, Truck #067037 (F250) | COL-W-OBSOLETE | Col West Obsolete Entities | Fire Prevention,Extinguisher | Fire Equipment | 47513 | FEQ | http://www.toronto.ca/TWONTO#00350
35393 | COL-YKP-FEQ-0017S | Fire Prevention, Extinguisher, Truck #067037 (F250) | COL-YKP | Kipling Yard | Fire Prevention,Extinguisher | Fire Equipment | 47513 | FEQ | http://www.toronto.ca/TWONTO#00350
35394 | COL-YKP-FEQ-0017S | Fire Prevention, Extinguisher, Truck #067037 (F250) | COL-YKP-VEH-0017S | Vehicle, Truck #067037 (F250) | Fire Prevention,Extinguisher | Fire Equipment | 47513 | FEQ | http://www.toronto.ca/TWONTO#00350
35395 | COL-YKP-FEQ-0018S | Fire Prevention, Extinguisher, Truck #095091 (Transit XL) | COL-W-OBSOLETE | Col West Obsolete Entities | Fire Prevention,Extinguisher | Fire Equipment | 42723 | FEQ | http://www.toronto.ca/TWONTO#00350
35396 | COL-YKP-FEQ-0018S | Fire Prevention, Extinguisher, Truck #095091 (Transit XL) | COL-YKP | Kipling Yard | Fire Prevention,Extinguisher | Fire Equipment | 42723 | FEQ | http://www.toronto.ca/TWONTO#00350
35397 | COL-YKP-FEQ-0019(S) | Fire Prevention, Extinguisher, Truck #062084 (RAM 2500) | COL-YKP | Kipling Yard | Fire Prevention,Extinguisher | Fire Equipment | 39046 | FEQ | http://www.toronto.ca/TWONTO#00350
35398 | COL-YKP-FEQ-0019(S) | Fire Prevention, Extinguisher, Truck #062084 (RAM 2500) | COL-YKP-VEH-0019(S) | Vehicle, Truck #062084 (RAM 2500) | Fire Prevention,Extinguisher | Fire Equipment | 39046 | FEQ | http://www.toronto.ca/TWONTO#00350
35399 | COL-YKP-FEQ-0020S | Fire Prevention, Extinguisher, Truck #080072 (F550 XL) | COL-W-OBSOLETE | Col West Obsolete Entities | Fire Prevention,Extinguisher | Fire Equipment | 44896 | FEQ | http://www.toronto.ca/TWONTO#00350
35400 | COL-YKP-FEQ-0020S | Fire Prevention, Extinguisher, Truck #080072 (F550 XL) | COL-YKP-VEH-0020S | Vehicle, Truck #080072 (F550 XL) | Fire Prevention,Extinguisher | Fire Equipment | 44896 | FEQ | http://www.toronto.ca/TWONTO#00350
35401 | COL-YKP-FEQ-0021 | Fire Prevention, Extinguisher, Truck #112431 (Transit 250) | COL-YKP-VEH-0021 | Vehicle, Truck #112431 (Transit 250) | Fire Prevention,Extinguisher | Fire Equipment |  | FEQ | http://www.toronto.ca/TWONTO#00350
35402 | COL-YKP-FEQ-0023 | Fire Prevention, Extinguisher, Truck #112523 (FORD TRANSIT 250) | COL-YKP | Kipling Yard | Fire Prevention,Extinguisher | Fire Equipment |  | FEQ | http://www.toronto.ca/TWONTO#00350
35403 | COL-YKP-FEQ-0023 | Fire Prevention, Extinguisher, Truck #112523 (FORD TRANSIT 250) | COL-YKP-VEH-0019 | Vehicle, Truck #112521 (FORD TRANSIT250) | Fire Prevention,Extinguisher | Fire Equipment |  | FEQ | http://www.toronto.ca/TWONTO#00350
36013 | COL-YKP-FEQ-0023S | Fire Prevention, Extinguisher, Truck #080040 (F550) | COL-YKP | Kipling Yard | Fire Prevention,Extinguisher | Fire Equipment | 39589 | FEQ | http://www.toronto.ca/TWONTO#00350
36014 | COL-YKP-FEQ-0024S | Fire Prevention, Extinguisher, Truck #095092 (Transit XL) | COL-W-OBSOLETE | Col West Obsolete Entities | Fire Prevention,Extinguisher | Fire Equipment | 46815 | FEQ | http://www.toronto.ca/TWONTO#00350
36015 | COL-YKP-FEQ-0024S | Fire Prevention, Extinguisher, Truck #095092 (Transit XL) | COL-YKP | Kipling Yard | Fire Prevention,Extinguisher | Fire Equipment | 46815 | FEQ | http://www.toronto.ca/TWONTO#00350
36016 | COL-YKP-FEQ-0024S | Fire Prevention, Extinguisher, Truck #095092 (Transit XL) | COL-YKP-VEH-095092S | Vehicle, Truck #095092 (Transit XL) | Fire Prevention,Extinguisher | Fire Equipment | 46815 | FEQ | http://www.toronto.ca/TWONTO#00350
36017 | COL-YKP-FEQ-0025S | Fire Prevention, Extinguisher, Truck #189018 (M2 106) | COL-W-OBSOLETE | Col West Obsolete Entities | Fire Prevention,Extinguisher | Fire Equipment | 40244 | FEQ | http://www.toronto.ca/TWONTO#00350
36018 | COL-YKP-FEQ-0026 | Fire Prevention, Extinguisher, Truck #065125 (F250) | COL-YKP | Kipling Yard | Fire Prevention,Extinguisher | Fire Equipment |  | FEQ | http://www.toronto.ca/TWONTO#00350
36019 | COL-YKP-FEQ-0026 | Fire Prevention, Extinguisher, Truck #065125 (F250) | COL-YKP-VEH-0026 | Vehicle, Truck #065125 (F250) | Fire Prevention,Extinguisher | Fire Equipment |  | FEQ | http://www.toronto.ca/TWONTO#00350
36020 | COL-YKP-FEQ-0027 | Fire Prevention, Extinguisher, Truck #067060 (F250 4x4) | COL-YKP | Kipling Yard | Fire Prevention,Extinguisher | Fire Equipment |  | FEQ | http://www.toronto.ca/TWONTO#00350
36021 | COL-YKP-FEQ-0028S | Fire Prevention, Extinguisher, Truck #067038 (F250) | COL-YKP-VEH-0028S | Vehicle, Truck #067038 (F250) | Fire Prevention,Extinguisher | Fire Equipment | 44894 | FEQ | http://www.toronto.ca/TWONTO#00350
36022 | COL-YKP-FEQ-0029 | Fire Prevention, Extinguisher, Truck #196000 (M2 106) | COL-YKP | Kipling Yard | Fire Prevention,Extinguisher | Fire Equipment |  | FEQ | http://www.toronto.ca/TWONTO#00350
36023 | COL-YKP-FEQ-0029 | Fire Prevention, Extinguisher, Truck #196000 (M2 106) | COL-YKP-VEH-0029 | Vehicle, Truck #196000 (M2 106) | Fire Prevention,Extinguisher | Fire Equipment |  | FEQ | http://www.toronto.ca/TWONTO#00350
36024 | COL-YKP-FEQ-0030 | Fire Prevention, Extinguisher, Truck #065124 (F250) | COL-YKP-VEH-0030 | Vehicle, Truck #065124 (F250) | Fire Prevention,Extinguisher | Fire Equipment |  | FEQ | http://www.toronto.ca/TWONTO#00350
36025 | COL-YKP-FEQ-0032 | Fire Prevention, Extinguisher, Truck #112520 (FORD TRANSIT 250) | COL-YKP | Kipling Yard | Fire Prevention,Extinguisher | Fire Equipment |  | FEQ | http://www.toronto.ca/TWONTO#00350
36026 | COL-YKP-FEQ-0032 | Fire Prevention, Extinguisher, Truck #112520 (FORD TRANSIT 250) | COL-YKP-VEH-112520 | Vehicle, Truck #112520 (FORD TRANSIT250) | Fire Prevention,Extinguisher | Fire Equipment |  | FEQ | http://www.toronto.ca/TWONTO#00350
36027 | COL-YKP-FEQ-0033S | Fire Prevention, Extinguisher, Truck #041188 (Escape) | COL-YKP | Kipling Yard | Fire Prevention,Extinguisher | Fire Equipment | 39318 | FEQ | http://www.toronto.ca/TWONTO#00350
36028 | COL-YKP-FEQ-0034 | Fire Prevention, Extinguisher, Truck #041121 (Escape Hybrid) | COL-YKP-VEH-0034S | Vehicle, Truck #041121 (Escape Hybrid) | Fire Prevention,Extinguisher | Fire Equipment |  | FEQ | http://www.toronto.ca/TWONTO#00350
36029 | COL-YKP-FEQ-0035 | Fire Prevention, Extinguisher, Truck #041189 (Escape) | COL-YKP | Kipling Yard | Fire Prevention,Extinguisher | Fire Equipment |  | FEQ | http://www.toronto.ca/TWONTO#00350
36030 | COL-YKP-FEQ-0036 | Fire Prevention, Extinguisher, Truck #041226 (Escape) | COL-YKP-VEH-041226 | Vehicle, Truck #041226 (Escape) | Fire Prevention,Extinguisher | Fire Equipment |  | FEQ | http://www.toronto.ca/TWONTO#00350
36031 | COL-YKP-FEQ-0037 | Fire Prevention, Extinguisher, Truck #041227 (Escape) | COL-YKP-VEH-0037 | Vehicle, Truck #041227 (Escape) | Fire Prevention,Extinguisher | Fire Equipment |  | FEQ | http://www.toronto.ca/TWONTO#00350
36032 | COL-YKP-FEQ-051025 | Fire Prevention, Extinguisher, Truck #051025 (2021 CHEVROLET COLORADO) | COL-YKP | Kipling Yard | Fire Prevention,Extinguisher | Fire Equipment |  | FEQ | http://www.toronto.ca/TWONTO#00350
36033 | COL-YKP-FEQ-064161 | Fire Prevention, Extinguisher, Truck #064161 (F250) | COL-YKP | Kipling Yard | Fire Prevention,Extinguisher | Fire Equipment |  | FEQ | http://www.toronto.ca/TWONTO#00350
36034 | COL-YKP-FEQ-067026S | Fire Prevention, Extinguisher, Truck #067026 (Dodge Ram 2500) | COL-W-OBSOLETE | Col West Obsolete Entities | Fire Prevention,Extinguisher | Fire Equipment | 46856 | FEQ | http://www.toronto.ca/TWONTO#00350
36035 | COL-YKP-FEQ-067026S | Fire Prevention, Extinguisher, Truck #067026 (Dodge Ram 2500) | COL-YKP-VEH-067026S | Vehicle, Truck #067026 (Dodge Ram 2500) | Fire Prevention,Extinguisher | Fire Equipment | 46856 | FEQ | http://www.toronto.ca/TWONTO#00350
36036 | COL-YKP-FEQ-067144 | Fire Prevention, Extinguisher, Truck # 067144 (2023 DODGE RAM 2500) | COL-YKP | Kipling Yard | Fire Prevention,Extinguisher | Fire Equipment |  | FEQ | http://www.toronto.ca/TWONTO#00350
36037 | COL-YKP-FEQ-067144 | Fire Prevention, Extinguisher, Truck # 067144 (2023 DODGE RAM 2500) | COL-YKP-VEH-67134 | Vehicle, Truck # 67134 (2023 CHEVROLET 2500HD STANDARD) | Fire Prevention,Extinguisher | Fire Equipment |  | FEQ | http://www.toronto.ca/TWONTO#00350
36038 | COL-YKP-FEQ-067149 | Fire Prevention, Extinguisher, Truck #067149 (Dodge Ram 2500) | COL-YKP-VEH-067149 | Vehicle, Truck #067149 (Dodge Ram 2500) | Fire Prevention,Extinguisher | Fire Equipment |  | FEQ | http://www.toronto.ca/TWONTO#00350
36039 | COL-YKP-FEQ-067150 | Fire Prevention, Extinguisher, Truck #067150 (Dodge Ram 2500) | COL-YKP | Kipling Yard | Fire Prevention,Extinguisher | Fire Equipment |  | FEQ | http://www.toronto.ca/TWONTO#00350
36040 | COL-YKP-FEQ-067161 | Fire Prevention, Extinguisher, Truck # 067161(2023 FORD F250) | COL-YKP | Kipling Yard | Fire Prevention,Extinguisher | Fire Equipment |  | FEQ | http://www.toronto.ca/TWONTO#00350
36041 | COL-YKP-FEQ-067161 | Fire Prevention, Extinguisher, Truck # 067161(2023 FORD F250) | COL-YKP-VEH-067161 | Vehicle, Truck # 067161 (2023 FORD F250) | Fire Prevention,Extinguisher | Fire Equipment |  | FEQ | http://www.toronto.ca/TWONTO#00350
36042 | COL-YKP-FEQ-080108 | Fire Prevention, Extinguisher, Truck #080108 (2022 FORD F550) | COL-YKP | Kipling Yard | Fire Prevention,Extinguisher | Fire Equipment |  | FEQ | http://www.toronto.ca/TWONTO#00350
36043 | COL-YKP-FEQ-080109 | Fire Prevention, Extinguisher, Truck # 080109 (2022 FORD F550) | COL-YKP-VEH-080109 | Vehicle, Truck # 080109 (2022 FORD F550) | Fire Prevention,Extinguisher | Fire Equipment |  | FEQ | http://www.toronto.ca/TWONTO#00350
36044 | COL-YKP-FEQ-080118 | Fire Prevention, Extinguisher, Truck #080118 (2022 FORD F550) | COL-YKP-VEH-080118 | Vehicle, Truck #080118 (2022 FORD F550) | Fire Prevention,Extinguisher | Fire Equipment |  | FEQ | http://www.toronto.ca/TWONTO#00350
36045 | COL-YKP-FEQ-080119 | Fire Prevention, Extinguisher, Truck #080119 (2022 FORD F550) | COL-YKP-VEH-080119 | Vehicle, Truck #080119 (2022 FORD F550) | Fire Prevention,Extinguisher | Fire Equipment |  | FEQ | http://www.toronto.ca/TWONTO#00350
36046 | COL-YKP-FEQ-080120 | Fire Prevention, Extinguisher, Truck #080120 (2022 FORD F550) | COL-YKP | Kipling Yard | Fire Prevention,Extinguisher | Fire Equipment |  | FEQ | http://www.toronto.ca/TWONTO#00350
36047 | COL-YKP-FEQ-080120 | Fire Prevention, Extinguisher, Truck #080120 (2022 FORD F550) | COL-YKP-VEH-080120 | Vehicle, Truck #080120 (2022 FORD F550) | Fire Prevention,Extinguisher | Fire Equipment |  | FEQ | http://www.toronto.ca/TWONTO#00350
36048 | COL-YKP-FEQ-080122 | Fire Prevention, Extinguisher, Truck # 080122 (2022 FORD F550) | COL-YKP-VEH-080122 | Vehicle, Truck # 080122 (2022 FORD F550) | Fire Prevention,Extinguisher | Fire Equipment |  | FEQ | http://www.toronto.ca/TWONTO#00350
36049 | COL-YKP-FEQ-080123 | Fire Prevention, Extinguisher, Truck # 080123 (2022 FORD F550) | COL-YKP-VEH-080123 | Vehicle, Truck #080123 (2022 FORD F550) | Fire Prevention,Extinguisher | Fire Equipment |  | FEQ | http://www.toronto.ca/TWONTO#00350
36050 | COL-YKP-FEQ-112531 | Fire Prevention, Extinguisher, Truck #112531 (FORD TRANSIT 250) | COL-YKP | Kipling Yard | Fire Prevention,Extinguisher | Fire Equipment |  | FEQ | http://www.toronto.ca/TWONTO#00350
36051 | COL-YKP-FEQ-378300 | Fire Prevention, Extinguisher, Truck #378300 (POLARIS) | COL-YKP | Kipling Yard | Fire Prevention,Extinguisher | Fire Equipment |  | FEQ | http://www.toronto.ca/TWONTO#00350
36815 | COL-YKP-FEQ-67108 | Fire Prevention, Extinguisher, Truck # 67108 (2022 CHEVROLET 2500HD) | COL-YKP | Kipling Yard | Fire Prevention,Extinguisher | Fire Equipment |  | FEQ | http://www.toronto.ca/TWONTO#00350
36816 | COL-YKP-FEQ-67108 | Fire Prevention, Extinguisher, Truck # 67108 (2022 CHEVROLET 2500HD) | COL-YKP-VEH-67108 | Vehicle, Truck # 67108 (2022 CHEVROLET 2500HD) | Fire Prevention,Extinguisher | Fire Equipment |  | FEQ | http://www.toronto.ca/TWONTO#00350
38881 | SWM-PBL-FEQ-0001S | Fire Prevention, Extinguisher | SWM-PBL | Bloor Storm Pumping Station | Fire Prevention,Extinguisher | Fire Equipment | 42958 | FEQ | http://www.toronto.ca/TWONTO#00350
39016 | SWM-PET-FA-0001S | Fire Alarm | COL-W-OBSOLETE | Col West Obsolete Entities |  | Fire Equipment | 42936 | FA | http://www.toronto.ca/TWONTO#00154
39017 | SWM-PET-FA-0001S | Fire Alarm | SWM-PET | Eglinton - Bellamy Storm Pumping Station |  | Fire Equipment | 42936 | FA | http://www.toronto.ca/TWONTO#00154
39066 | SWM-PIT-FEQ-0001S | Fire Prevention, Extinguisher | COL-W-OBSOLETE | Col West Obsolete Entities | Fire Prevention,Extinguisher | Fire Equipment | 42959 | FEQ | http://www.toronto.ca/TWONTO#00350
39067 | SWM-PIT-FEQ-0001S | Fire Prevention, Extinguisher | SWM-PIT | Islington Storm Pumping Station | Fire Prevention,Extinguisher | Fire Equipment | 42959 | FEQ | http://www.toronto.ca/TWONTO#00350
39112 | SWM-PMG-FEQ-0001S | Fire Prevention, Extinguisher | SWM-PMG | Martin Grove Storm Pumping Station | Fire Prevention,Extinguisher | Fire Equipment | 42960 | FEQ | http://www.toronto.ca/TWONTO#00350
39113 | SWM-PMG-FEQ-0002S | Fire Prevention, Extinguisher | SWM-PMG | Martin Grove Storm Pumping Station | Fire Prevention,Extinguisher | Fire Equipment | 42913 | FEQ | http://www.toronto.ca/TWONTO#00350
39166 | SWM-PNQ-FEQ-0001S | Fire Extinguisher | SWM-PNQ | North Queen Storm Pumping Station | Fire Prevention,Extinguisher | Fire Equipment | 42961 | FEQ | http://www.toronto.ca/TWONTO#00350
39167 | SWM-PNQ-FEQ-0001S | Fire Extinguisher | SWM-PNQ-MISC | Miscellaneous Equipment | Fire Prevention,Extinguisher | Fire Equipment | 42961 | FEQ | http://www.toronto.ca/TWONTO#00350
39290 | SWM-PWI-FA-0001 | Fire Alarm | SWM-PWI-MISC | Miscellaneous Equipment |  | Fire Equipment |  | FA | http://www.toronto.ca/TWONTO#00154
39291 | SWM-PWI-FEQ-0001S | Fire Prevention, Extinguisher | COL-W-OBSOLETE | Col West Obsolete Entities | Fire Prevention,Extinguisher | Fire Equipment | 42962 | FEQ | http://www.toronto.ca/TWONTO#00350
39292 | SWM-PWI-FEQ-0001S | Fire Prevention, Extinguisher | SWM-PWI | Wilson Storm Pumping Station | Fire Prevention,Extinguisher | Fire Equipment | 42962 | FEQ | http://www.toronto.ca/TWONTO#00350
40196 | TAB-ACC-FA-1244 | Fire Alarm System, AHU 1244 | TAB-ACC-AHU-1244 | Air Handing unit,Flotation Bldg | Fire Prevention,Alarm | Fire Equipment |  | FA | http://www.toronto.ca/TWONTO#00154
40197 | TAB-ACC-FA-1247 | Fire Alarm System, AHU 1247 | TAB-ACC-AHU-1247 | Air Handing unit,Flotation Bldg | Fire Prevention,Alarm | Fire Equipment |  | FA | http://www.toronto.ca/TWONTO#00154
40198 | TAB-ACC-FA-1252 | Fire Alarm System, AHU 1250 | TAB-ACC-AHU-1252 | Air Handing unit,Flotation Bldg | Fire Prevention,Alarm | Fire Equipment |  | FA | http://www.toronto.ca/TWONTO#00154
40199 | TAB-ACC-FA-1836 | Fire Alarm System, AHU 1836 | TAB-ACC-AHU-1836 | AHU, Blower Bldg | Fire Prevention,Alarm | Fire Equipment |  | FA | http://www.toronto.ca/TWONTO#00154
40200 | TAB-ACC-FA-1837 | Fire Alarm System, AHU 1837 | TAB-ACC-AHU-1837 | AHU, Blower Bldg | Fire Prevention,Alarm | Fire Equipment |  | FA | http://www.toronto.ca/TWONTO#00154
40201 | TAB-ACC-FA-1845 | Fire Alarm System, AHU 1845 | TAB-ACC-AHU-1845 | AHU, Blower Bldg | Fire Prevention,Alarm | Fire Equipment |  | FA | http://www.toronto.ca/TWONTO#00154
40202 | TAB-ACC-FA-1846 | Fire Alarm System, AHU 1846 | TAB-ACC-AHU-1846 | AHU, Blower Bldg | Fire Prevention,Alarm | Fire Equipment |  | FA | http://www.toronto.ca/TWONTO#00154
40203 | TAB-ACC-FA-1850 | Fire Alarm System, AHU 1850 | TAB-ACC-AHU-1850 | AHU, Blower Bldg | Fire Prevention,Alarm | Fire Equipment |  | FA | http://www.toronto.ca/TWONTO#00154
40204 | TAB-ACC-FA-1851 | Fire Alarm System, AHU 1851 | TAB-ACC-AHU-1851 | AHU, Blower Bldg | Fire Prevention,Alarm | Fire Equipment |  | FA | http://www.toronto.ca/TWONTO#00154
40205 | TAB-ACC-FA-1852 | Fire Alarm System, AHU 1852 | TAB-ACC-AHU-1852 | AHU, Blower Bldg | Fire Prevention,Alarm | Fire Equipment |  | FA | http://www.toronto.ca/TWONTO#00154
40206 | TAB-ACC-FA-1853 | Fire Alarm System, AHU 1853 | TAB-ACC-AHU-1853 | AHU, Blower Bldg | Fire Prevention,Alarm | Fire Equipment |  | FA | http://www.toronto.ca/TWONTO#00154
40207 | TAB-ACC-FA-2053 | Fire Alarm System, AHU 2053 | TAB-ACC-AHU-2053 | AHU, Chemical & Aeration Gallery | Fire Prevention,Alarm | Fire Equipment |  | FA | http://www.toronto.ca/TWONTO#00154
40208 | TAB-ACC-FA-2821 | Fire Alarm System, AHU 2821` | TAB-ACC-AHU-2821 | AHU, North of Old Dewatering Bldg | Fire Prevention,Alarm | Fire Equipment |  | FA | http://www.toronto.ca/TWONTO#00154
40209 | TAB-ACC-FA-3894 | Fire Alarm System, AHU 3804 | TAB-ACC-AHU-3894SUS | AHU,Incinerator Bldg | Fire Prevention,Alarm | Fire Equipment |  | FA | http://www.toronto.ca/TWONTO#00154
40210 | TAB-ACC-FA-3907 | Fire Alarm System, AHU 3907 | TAB-ACC-AHU-3907SUS | AHU, Heat Recovery Bldg | Fire Prevention,Alarm | Fire Equipment |  | FA | http://www.toronto.ca/TWONTO#00154
40211 | TAB-ACC-FA-4476 | Fire Alarm System, AHU 4476 | TAB-ACC-AHU-4476 | AHU, Aux Bldg | Fire Prevention,Alarm | Fire Equipment |  | FA | http://www.toronto.ca/TWONTO#00154
40212 | TAB-ACC-FA-4477 | Fire Alarm System, AHU 4477 | TAB-ACC-AHU-4477 | AHU, Aux Bldg | Fire Prevention,Alarm | Fire Equipment |  | FA | http://www.toronto.ca/TWONTO#00154
40213 | TAB-ACC-FA-8232 | Fire Alarm System, AHU 8232 | TAB-ACC-AHU-8232 | AHU,M Bldg | Fire Prevention,Alarm | Fire Equipment |  | FA | http://www.toronto.ca/TWONTO#00154
40214 | TAB-ACC-FA-8234 | Fire Alarm System, AHU 8234 | TAB-ACC-AHU-8234 | AHU,M Bldg | Fire Prevention,Alarm | Fire Equipment |  | FA | http://www.toronto.ca/TWONTO#00154
40215 | TAB-ACC-FA-8244 | Fire Alarm System, AHU 8244 | TAB-ACC-FN-8244 | Fan, Exhaust, M Bldg. | Fire Prevention,Alarm | Fire Equipment |  | FA | http://www.toronto.ca/TWONTO#00154
40923 | F45459 | Extinguisher, Fire, Carbon Dioxide, 45459, Crane Rm Spares, Digester Gas Control Bldg | TAB-SUSPENDED ENTITY | Suspended entities | Fire Prevention,Extinguisher | Fire Equipment | 33026 |  | http://www.toronto.ca/TWONTO#00350
40924 | F797981 | Extinguisher, Fire, Dry, 797981, Crane Rm Spares, Digester Gas Control Bldg | TAB-WA7-FEQ-0002S | Extinguisher, Fire - Spares, Digester Gas Control Bldg - Crane Spares Rm. | Fire Prevention,Extinguisher | Fire Equipment | 33027 |  | http://www.toronto.ca/TWONTO#00350
40933 | FAC-YCM-SES-FEQ | Fire Extinguishers at YCM | FAC-YCM-EQUIP | EQUIPMENT | Fire Prevention,Extinguisher,Dry Chemical | Fire Equipment |  |  | http://www.toronto.ca/TWONTO#00350
41485 | TAB-ACC-SD-1431 | Switch, Analyzer, Smoke, Air Handling Unit,Boiler Room and Basement | TAB-ACC-AHU-1430 | Air Handling Unit,Boiler Room and Basement | Fire Prevention,Smoke Detector | Fire Equipment |  | SD | http://www.toronto.ca/TWONTO#00362
41486 | TAB-ACC-SD-1441 | Switch, Analyzer, Smoke, Air Handling Unit, Makeup Air Unit for Admin Area, | TAB-ACC-AHU-1440 | Air Handling Unit, Makeup Air Unit for Admin Area, | Fire Prevention,Smoke Detector | Fire Equipment |  | SD | http://www.toronto.ca/TWONTO#00362
41487 | TAB-ACC-SD-1451 | Switch, Analyzer, Smoke, Air Handling Unit, Locker Room | TAB-ACC-AHU-1450 | Air Handling Unit, Locker Room | Fire Prevention,Smoke Detector | Fire Equipment |  | SD | http://www.toronto.ca/TWONTO#00362
41488 | TAB-ACC-SD-1461 | Switch, Analyzer, Smoke, Air Handling Unit, Lunch Room | TAB-ACC-AHU-1460 | Air Handling Unit, Lunch Room | Fire Prevention,Smoke Detector | Fire Equipment |  | SD | http://www.toronto.ca/TWONTO#00362
41489 | TAB-ACC-SD-1471 | Switch, Analyzer, Smoke, Air Handling Unit, VFD, Boiler Room Supply | TAB-ACC-AHU-1470 | Air Handling Unit, VFD, Boiler Room Supply | Fire Prevention,Smoke Detector | Fire Equipment |  | SD | http://www.toronto.ca/TWONTO#00362
41490 | TAB-ACC-SD-1481 | Switch, Analyzer, Smoke, Air Handling Unit, Repair Facility/Steam Boiler Room Supply | TAB-ACC-AHU-1480 | Air Handling Unit, Repair Facility/Steam Boiler Room Supply | Fire Prevention,Smoke Detector | Fire Equipment |  | SD | http://www.toronto.ca/TWONTO#00362
43118 | TAB-AER-FEQ-5011S | Extinguisher, Fire, Aeration Galerry, Baesment, Pole -1 | TAB-SUSPENDED ENTITY | Suspended entities | Fire Prevention,Extinguisher,CO2 | Fire Equipment | 41341 | FEQ | http://www.toronto.ca/TWONTO#00350
43119 | TAB-AER-FEQ-5013S | Extinguisher, Fire, Aeration gallery Bsmt., Pole 14 | TAB-SUSPENDED ENTITY | Suspended entities | Fire Prevention,Extinguisher | Fire Equipment | 41343 | FEQ | http://www.toronto.ca/TWONTO#00350
43120 | TAB-AER-FEQ-5014S | Extinguisher, Fire, 10 lbs, Carbon Dioxide, Pump Gallery, Bsmt, Pole 22, Aeration | TAB-SUSPENDED ENTITY | Suspended entities | Fire Prevention,Extinguisher | Fire Equipment | 41344 | FEQ | http://www.toronto.ca/TWONTO#00350
43121 | TAB-AER-FEQ-5014S | Extinguisher, Fire, 10 lbs, Carbon Dioxide, Pump Gallery, Bsmt, Pole 22, Aeration | TAB-WA7-FEQ-2148S | Extinguisher, Fire - Aeration | Fire Prevention,Extinguisher | Fire Equipment | 41344 | FEQ | http://www.toronto.ca/TWONTO#00350
43122 | TAB-AER-FEQ-5016S | Extinguisher, Fire, Dry, 16 lbs, Pump Gallery, Bsmt., Pole 42, Aeration | TAB-SUSPENDED ENTITY | Suspended entities | Fire Prevention,Extinguisher | Fire Equipment | 41346 | FEQ | http://www.toronto.ca/TWONTO#00350
43123 | TAB-AER-FEQ-5016S | Extinguisher, Fire, Dry, 16 lbs, Pump Gallery, Bsmt., Pole 42, Aeration | TAB-WA7-FEQ-2148S | Extinguisher, Fire - Aeration | Fire Prevention,Extinguisher | Fire Equipment | 41346 | FEQ | http://www.toronto.ca/TWONTO#00350
43124 | TAB-AER-FEQ-5018S | Extinguisher, Fire, 16 lbs, Dry, Pump Gallery, Bsmt, Pole 61, Aeration | TAB-SUSPENDED ENTITY | Suspended entities | Fire Prevention,Extinguisher | Fire Equipment | 41348 | FEQ | http://www.toronto.ca/TWONTO#00350
43125 | TAB-AER-FEQ-5019S | Extinguisher, Fire, 16 lbs, Dry, Pump Gallery, Bsmt, Pole 66, Aeration | TAB-WA7-FEQ-2148S | Extinguisher, Fire - Aeration | Fire Prevention,Extinguisher | Fire Equipment | 41349 | FEQ | http://www.toronto.ca/TWONTO#00350
43126 | TAB-AER-FEQ-5020S | Extinguisher, Fire, 30 lbs, Dry, Ferric Gallery, Aeration | TAB-SUSPENDED ENTITY | Suspended entities | Fire Prevention,Extinguisher | Fire Equipment | 41350 | FEQ | http://www.toronto.ca/TWONTO#00350
43127 | TAB-AER-FEQ-5020S | Extinguisher, Fire, 30 lbs, Dry, Ferric Gallery, Aeration | TAB-WA7-FEQ-2148S | Extinguisher, Fire - Aeration | Fire Prevention,Extinguisher | Fire Equipment | 41350 | FEQ | http://www.toronto.ca/TWONTO#00350
43128 | TAB-AER-FEQ-5021S | Extinguisher, Fire, 32 lbs, Dry, Ferric Gallery, Aeration | TAB-SUSPENDED ENTITY | Suspended entities | Fire Prevention,Extinguisher | Fire Equipment | 41351 | FEQ | http://www.toronto.ca/TWONTO#00350
43129 | TAB-AER-FEQ-5022S | Extinguisher, Fire,Dry, Ferric Gallery, Aeration | TAB-WA7-FEQ-2148S | Extinguisher, Fire - Aeration | Fire Prevention,Extinguisher | Fire Equipment | 41352 | FEQ | http://www.toronto.ca/TWONTO#00350
43130 | TAB-AER-FEQ-5023S | Extinguisher, Fire,31 lbs, Dry, Ferric Gallery, Aeration | TAB-SUSPENDED ENTITY | Suspended entities | Fire Prevention,Extinguisher | Fire Equipment | 41353 | FEQ | http://www.toronto.ca/TWONTO#00350
43131 | TAB-AER-FEQ-5023S | Extinguisher, Fire,31 lbs, Dry, Ferric Gallery, Aeration | TAB-WA7-FEQ-2148S | Extinguisher, Fire - Aeration | Fire Prevention,Extinguisher | Fire Equipment | 41353 | FEQ | http://www.toronto.ca/TWONTO#00350
43132 | TAB-AER-FEQ-5024S | Extinguisher, Fire, 32 lbs, Dry, Ferric Gallery, Aeration | TAB-SUSPENDED ENTITY | Suspended entities | Fire Prevention,Extinguisher | Fire Equipment | 41354 | FEQ | http://www.toronto.ca/TWONTO#00350
43133 | TAB-AER-FEQ-5025S | Extinguisher, Fire, Dry, 17.5 lbs, Dry, Aeration Gallery, | TAB-SUSPENDED ENTITY | Suspended entities | Fire Prevention,Extinguisher | Fire Equipment | 41355 | FEQ | http://www.toronto.ca/TWONTO#00350
43173 | TAB-AER-FEQ-5025S | Extinguisher, Fire, Dry, 17.5 lbs, Dry, Aeration Gallery, | TAB-WA7-FEQ-2148S | Extinguisher, Fire - Aeration | Fire Prevention,Extinguisher | Fire Equipment | 41355 | FEQ | http://www.toronto.ca/TWONTO#00350
43174 | TAB-AER-FEQ-5026S | Extinguisher, Fire, CO2, Aer. West Control Room, North west | TAB-WA7-FEQ-2148S | Extinguisher, Fire - Aeration | Fire Prevention,Extinguisher | Fire Equipment | 41356 | FEQ | http://www.toronto.ca/TWONTO#00350
43175 | TAB-AER-FEQ-5028S | Extinguisher, Fire, Dry, 19 lbs, Fan MCC House , South Wall Out Side | TAB-SUSPENDED ENTITY | Suspended entities | Fire Prevention,Extinguisher | Fire Equipment | 41358 | FEQ | http://www.toronto.ca/TWONTO#00350
43176 | TAB-AER-FEQ-5028S | Extinguisher, Fire, Dry, 19 lbs, Fan MCC House , South Wall Out Side | TAB-WA7-FEQ-2148S | Extinguisher, Fire - Aeration | Fire Prevention,Extinguisher | Fire Equipment | 41358 | FEQ | http://www.toronto.ca/TWONTO#00350
43177 | TAB-AER-FEQ-5029S | Extinguisher, CO2, 10 lbs,Aeration gallery Garage | TAB-SUSPENDED ENTITY | Suspended entities | Fire Prevention,Extinguisher | Fire Equipment | 41359 | FEQ | http://www.toronto.ca/TWONTO#00350
43178 | TAB-AER-FEQ-5030S | Extinguisher, Fire, Dry Chemical, Fan MCC House Tank#1-2, | TAB-SUSPENDED ENTITY | Suspended entities | Fire Prevention,Extinguisher,Dry Chemical | Fire Equipment | 41360 | FEQ | http://www.toronto.ca/TWONTO#00350
43179 | TAB-AER-FEQ-5030S | Extinguisher, Fire, Dry Chemical, Fan MCC House Tank#1-2, | TAB-WA7-FEQ-2148S | Extinguisher, Fire - Aeration | Fire Prevention,Extinguisher,Dry Chemical | Fire Equipment | 41360 | FEQ | http://www.toronto.ca/TWONTO#00350
43180 | TAB-AER-FEQ-5031S | Extinguisher, Fire, Dry Chemical, Fan MCC House Tank#3-4 | TAB-WA7-FEQ-2148S | Extinguisher, Fire - Aeration | Fire Prevention,Extinguisher,Dry Chemical | Fire Equipment | 41361 | FEQ | http://www.toronto.ca/TWONTO#00350
43181 | TAB-AER-FEQ-5032S | Extinguisher, Fire, Dry Chemical, Fan MCC House Tank#5-6 | TAB-SUSPENDED ENTITY | Suspended entities | Fire Prevention,Extinguisher,Dry Chemical | Fire Equipment | 41362 | FEQ | http://www.toronto.ca/TWONTO#00350
43182 | TAB-AER-FEQ-5033S | Extinguisher, Fire, Dry Chemical, Fan MCC House Tank#7-8 | TAB-WA7-FEQ-2148S | Extinguisher, Fire - Aeration | Fire Prevention,Extinguisher,Dry Chemical | Fire Equipment | 41363 | FEQ | http://www.toronto.ca/TWONTO#00350
43183 | TAB-AER-FEQ-5034S | Extinguisher, Fire, Dry Chemical, Fan MCC House Tank#9 | TAB-WA7-FEQ-2148S | Extinguisher, Fire - Aeration | Fire Prevention,Extinguisher,Dry Chemical | Fire Equipment | 41364 | FEQ | http://www.toronto.ca/TWONTO#00350
43184 | TAB-AER-FEQ-5036S | Extinguisher, Fire, Lbs, Dry Chemical, Aeration Substation North, 660 V Panel Room, Wall | TAB-SUSPENDED ENTITY | Suspended entities | Fire Prevention,Extinguisher | Fire Equipment | 41366 | FEQ | http://www.toronto.ca/TWONTO#00350
43185 | TAB-AER-FEQ-5036S | Extinguisher, Fire, Lbs, Dry Chemical, Aeration Substation North, 660 V Panel Room, Wall | TAB-WA7-FEQ-2148S | Extinguisher, Fire - Aeration | Fire Prevention,Extinguisher | Fire Equipment | 41366 | FEQ | http://www.toronto.ca/TWONTO#00350
43220 | TAB-AUX-FEQ-5191S | Extinguisher, Fire, Dry, Basement, Auxiliary Building | TAB-WA7-FEQ-2174S | Extinguisher, Fire - Incinerators,Silo , Biosolid Truck Loading & Auxiliary Building, Stack | Fire Prevention,Extinguisher | Fire Equipment | 41368 | FEQ | http://www.toronto.ca/TWONTO#00350
43221 | TAB-AUX-FEQ-5192S | Extinguisher, Fire, Dry, Main Floor, Auxiliary Building | TAB-SUSPENDED ENTITY | Suspended entities | Fire Prevention,Extinguisher | Fire Equipment | 41369 | FEQ | http://www.toronto.ca/TWONTO#00350
43263 | TAB-AUX-FEQ-5192S | Extinguisher, Fire, Dry, Main Floor, Auxiliary Building | TAB-WA7-FEQ-2174S | Extinguisher, Fire - Incinerators,Silo , Biosolid Truck Loading & Auxiliary Building, Stack | Fire Prevention,Extinguisher | Fire Equipment | 41369 | FEQ | http://www.toronto.ca/TWONTO#00350
43264 | TAB-AUX-FEQ-5193S | Extinguisher, Fire, Dry, 2nd Floor, Auxiliary Building | TAB-SUSPENDED ENTITY | Suspended entities | Fire Prevention,Extinguisher | Fire Equipment | 41370 | FEQ | http://www.toronto.ca/TWONTO#00350
43265 | TAB-AUX-FEQ-5194S | Extinguisher, Fire, Dry, 3rd Floor, Auxiliary Building | TAB-WA7-FEQ-2174S | Extinguisher, Fire - Incinerators,Silo , Biosolid Truck Loading & Auxiliary Building, Stack | Fire Prevention,Extinguisher | Fire Equipment | 41371 | FEQ | http://www.toronto.ca/TWONTO#00350
43266 | TAB-AUX-FEQ-5195S | Extinguisher, Fire, Dry, Roof Elevator, Mechanical Room, Auxiliary Building | TAB-SUSPENDED ENTITY | Suspended entities | Fire Prevention,Extinguisher | Fire Equipment | 41372 | FEQ | http://www.toronto.ca/TWONTO#00350
43267 | TAB-AUX-FEQ-5195S | Extinguisher, Fire, Dry, Roof Elevator, Mechanical Room, Auxiliary Building | TAB-WA7-FEQ-2174S | Extinguisher, Fire - Incinerators,Silo , Biosolid Truck Loading & Auxiliary Building, Stack | Fire Prevention,Extinguisher | Fire Equipment | 41372 | FEQ | http://www.toronto.ca/TWONTO#00350
43268 | TAB-AUX-FEQ-5196S | Fire Extinguisher, 5 lb ABC, Elevator, Auxiliary Building Mechanical Room | TAB-WA7-FEQ-2174S | Extinguisher, Fire - Incinerators,Silo , Biosolid Truck Loading & Auxiliary Building, Stack |  | Fire Equipment | 41373 | FEQ | http://www.toronto.ca/TWONTO#00350
43269 | TAB-AUX-FEQ-5197S | Fire Extinguisher, 5 lb ABC, Elevator, Auxiliary Building Mechanical Room | TAB-SUSPENDED ENTITY | Suspended entities |  | Fire Equipment | 41374 | FEQ | http://www.toronto.ca/TWONTO#00350
43313 | TAB-BL-FEQ-5160S | Extinguisher, Fire, Dry, Basement "N-W", Bottom Stair Well, Blower Building | TAB-SUSPENDED ENTITY | Suspended entities | Fire Prevention,Extinguisher | Fire Equipment | 41375 | FEQ | http://www.toronto.ca/TWONTO#00350
43314 | TAB-BL-FEQ-5160S | Extinguisher, Fire, Dry, Basement "N-W", Bottom Stair Well, Blower Building | TAB-WA7-FEQ-0012S | Extinguisher, Fire - Blower Building | Fire Prevention,Extinguisher | Fire Equipment | 41375 | FEQ | http://www.toronto.ca/TWONTO#00350
43315 | TAB-BL-FEQ-5162S | Extinguisher, Fire, Dry,10Lbs, Computer Room, Main Flr. Blower Bldg. North West | TAB-WA7-FEQ-0012S | Extinguisher, Fire - Blower Building | Fire Prevention,Extinguisher,Dry Chemical | Fire Equipment | 41377 | FEQ | http://www.toronto.ca/TWONTO#00350
43316 | TAB-BL-FEQ-5164S | Extinguisher, Fire, CO2,10Lbs, Control Room, Main Flr. Blower Bldg. West | TAB-SUSPENDED ENTITY | Suspended entities | Fire Prevention,Extinguisher,Dry Chemical | Fire Equipment | 41379 | FEQ | http://www.toronto.ca/TWONTO#00350
43317 | TAB-BL-FEQ-5165S | Extinguisher, Fire, Filter Gallery, Main Flr Floor, Blower Building | TAB-SUSPENDED ENTITY | Suspended entities | Fire Prevention,Extinguisher | Fire Equipment | 41380 | FEQ | http://www.toronto.ca/TWONTO#00350
43318 | TAB-BL-FEQ-5167S | Extinguisher, Fire, Carbon Dioxide, Blower Room "W", Main Flr., Blower Building | TAB-SUSPENDED ENTITY | Suspended entities | Fire Prevention,Extinguisher | Fire Equipment | 41382 | FEQ | http://www.toronto.ca/TWONTO#00350
43319 | TAB-BL-FEQ-5167S | Extinguisher, Fire, Carbon Dioxide, Blower Room "W", Main Flr., Blower Building | TAB-WA7-FEQ-0012S | Extinguisher, Fire - Blower Building | Fire Prevention,Extinguisher | Fire Equipment | 41382 | FEQ | http://www.toronto.ca/TWONTO#00350
43320 | TAB-BL-FEQ-5168S | Extinguisher, Fire, Carbon Dioxide, Blower S.C, main Flr, Blower Building | TAB-SUSPENDED ENTITY | Suspended entities | Fire Prevention,Extinguisher | Fire Equipment | 41383 | FEQ | http://www.toronto.ca/TWONTO#00350
43321 | TAB-BL-FEQ-5169S | Extinguisher, Fire, Carbon Dioxide, Blower NE, Main Flr, Blower Building | TAB-WA7-FEQ-0012S | Extinguisher, Fire - Blower Building | Fire Prevention,Extinguisher | Fire Equipment | 41384 | FEQ | http://www.toronto.ca/TWONTO#00350
43322 | TAB-BL-FEQ-5171S | Extinguisher, Fire, CO2,10lbs, Main Flr MCC Room North East . Blower Bldg | TAB-SUSPENDED ENTITY | Suspended entities | Fire Prevention,Extinguisher | Fire Equipment | 41386 | FEQ | http://www.toronto.ca/TWONTO#00350
43323 | TAB-BL-FEQ-5171S | Extinguisher, Fire, CO2,10lbs, Main Flr MCC Room North East . Blower Bldg | TAB-WA7-FEQ-0012S | Extinguisher, Fire - Blower Building | Fire Prevention,Extinguisher | Fire Equipment | 41386 | FEQ | http://www.toronto.ca/TWONTO#00350
43324 | TAB-BL-FEQ-5173S | Extinguisher, Fire, Carbon Dioxide, 10lbs,Out side WA2 Maintenance Cage(Diesel Room), "W", Blower Building | TAB-SUSPENDED ENTITY | Suspended entities | Fire Prevention,Extinguisher | Fire Equipment | 41388 | FEQ | http://www.toronto.ca/TWONTO#00350
43325 | TAB-BL-FEQ-5173S | Extinguisher, Fire, Carbon Dioxide, 10lbs,Out side WA2 Maintenance Cage(Diesel Room), "W", Blower Building | TAB-WA7-FEQ-0012S | Extinguisher, Fire - Blower Building | Fire Prevention,Extinguisher | Fire Equipment | 41388 | FEQ | http://www.toronto.ca/TWONTO#00350
43326 | TAB-BL-FEQ-5175S | Extinguisher, Fire, CO2, WeldingShop, WA4 Maint. Shop, Blower Building | TAB-SUSPENDED ENTITY | Suspended entities | Fire Prevention,Extinguisher | Fire Equipment | 41390 | FEQ | http://www.toronto.ca/TWONTO#00350
43327 | TAB-BL-FEQ-5175S | Extinguisher, Fire, CO2, WeldingShop, WA4 Maint. Shop, Blower Building | TAB-WA7-FEQ-0012S | Extinguisher, Fire - Blower Building | Fire Prevention,Extinguisher | Fire Equipment | 41390 | FEQ | http://www.toronto.ca/TWONTO#00350
43328 | TAB-BL-FEQ-5177S | Extinguisher, Fire, Carbon Dioxide,MCC Room S.E, Main Flr., Blower Building | TAB-WA7-FEQ-0012S | Extinguisher, Fire - Blower Building | Fire Prevention,Extinguisher | Fire Equipment | 41392 | FEQ | http://www.toronto.ca/TWONTO#00350
43329 | TAB-BL-FEQ-5178S | Extinguisher, Fire, Carbon Dioxide, 2nd Floor, Hallway "N-C", Blower Building | TAB-SUSPENDED ENTITY | Suspended entities | Fire Prevention,Extinguisher | Fire Equipment | 41393 | FEQ | http://www.toronto.ca/TWONTO#00350
43330 | TAB-BL-FEQ-5178S | Extinguisher, Fire, Carbon Dioxide, 2nd Floor, Hallway "N-C", Blower Building | TAB-WA7-FEQ-0012S | Extinguisher, Fire - Blower Building | Fire Prevention,Extinguisher | Fire Equipment | 41393 | FEQ | http://www.toronto.ca/TWONTO#00350
43331 | TAB-BL-FEQ-5179S | Extinguisher, Fire, Carbon Dioxide, 2nd Floor, Hallway "S-C", Blower Building | TAB-SUSPENDED ENTITY | Suspended entities | Fire Prevention,Extinguisher | Fire Equipment | 41394 | FEQ | http://www.toronto.ca/TWONTO#00350
43332 | TAB-BL-FEQ-5277S | Extinguisher, Fire, Hose Unit 77, Dry, Basement "N-W", Blower Building | TAB-SUSPENDED ENTITY | Suspended entities | Fire Prevention,Extinguisher | Fire Equipment | 41396 | FEQ | http://www.toronto.ca/TWONTO#00350
43333 | TAB-BL-FEQ-5277S | Extinguisher, Fire, Hose Unit 77, Dry, Basement "N-W", Blower Building | TAB-WA7-FEQ-0012S | Extinguisher, Fire - Blower Building | Fire Prevention,Extinguisher | Fire Equipment | 41396 | FEQ | http://www.toronto.ca/TWONTO#00350
43334 | TAB-BL-FEQ-5278S | Extinguisher, Fire, Hose Unit 78 , CO2, Basement Central, Blower Building | TAB-SUSPENDED ENTITY | Suspended entities | Fire Prevention,Extinguisher | Fire Equipment | 41397 | FEQ | http://www.toronto.ca/TWONTO#00350
43335 | TAB-BL-FEQ-5279S | Extinguisher, Fire, Hose Unit 79 , Carbon Dioxide, Basement East, Blower Building | TAB-WA7-FEQ-0012S | Extinguisher, Fire - Blower Building | Fire Prevention,Extinguisher | Fire Equipment | 41398 | FEQ | http://www.toronto.ca/TWONTO#00350
43336 | TAB-BL-FEQ-5281S | Extinguisher, Fire, Dry, Hose Unit 81 , WA2 Maintenance Room, "C", Main Flr. Blower Building | TAB-SUSPENDED ENTITY | Suspended entities | Fire Prevention,Extinguisher | Fire Equipment | 41404 | FEQ | http://www.toronto.ca/TWONTO#00350
43337 | TAB-BL-FEQ-5281S | Extinguisher, Fire, Dry, Hose Unit 81 , WA2 Maintenance Room, "C", Main Flr. Blower Building | TAB-WA7-FEQ-0012S | Extinguisher, Fire - Blower Building | Fire Prevention,Extinguisher | Fire Equipment | 41404 | FEQ | http://www.toronto.ca/TWONTO#00350
43338 | TAB-BL-FEQ-5282S | Extinguisher, Fire, Dry, Hose Unit 82 , Maint. Shop, "S-E", Blower Building | TAB-WA7-FEQ-0012S | Extinguisher, Fire - Blower Building | Fire Prevention,Extinguisher | Fire Equipment | 41405 | FEQ | http://www.toronto.ca/TWONTO#00350
43339 | TAB-BL-FEQ-5284S | Extinguisher, Fire, Dry,Hose Unit 84 , Main Flr "N-W of WA2 maintenance shop, New Lunch Room, Blower Building | TAB-SUSPENDED ENTITY | Suspended entities | Fire Prevention,Extinguisher | Fire Equipment | 41407 | FEQ | http://www.toronto.ca/TWONTO#00350
43340 | TAB-BL-FEQ-5284S | Extinguisher, Fire, Dry,Hose Unit 84 , Main Flr "N-W of WA2 maintenance shop, New Lunch Room, Blower Building | TAB-WA7-FEQ-0012S | Extinguisher, Fire - Blower Building | Fire Prevention,Extinguisher | Fire Equipment | 41407 | FEQ | http://www.toronto.ca/TWONTO#00350
43341 | TAB-BL-FEQ-5285S | Extinguisher, Fire, Hose Unit 85 Dry, Filter Gallery "N-C",Main Flr, Blower Building | TAB-SUSPENDED ENTITY | Suspended entities | Fire Prevention,Extinguisher | Fire Equipment | 41408 | FEQ | http://www.toronto.ca/TWONTO#00350
43342 | TAB-BL-FEQ-5289S | Extinguisher, Fire, Hose Unit 89 , Dry, Main Floor, "N-W", Hallway, Blower Building | TAB-SUSPENDED ENTITY | Suspended entities | Fire Prevention,Extinguisher,Dry Chemical | Fire Equipment | 41414 | FEQ | http://www.toronto.ca/TWONTO#00350
43343 | TAB-BL-FEQ-5290S | Extinguisher, Fire,Hose Unit 90, Dry, 1st Floor, "S-W", Hallway, Blower Building | TAB-SUSPENDED ENTITY | Suspended entities | Fire Prevention,Extinguisher | Fire Equipment | 41415 | FEQ | http://www.toronto.ca/TWONTO#00350
43344 | TAB-BL-FEQ-5290S | Extinguisher, Fire,Hose Unit 90, Dry, 1st Floor, "S-W", Hallway, Blower Building | TAB-WA7-FEQ-0012S | Extinguisher, Fire - Blower Building | Fire Prevention,Extinguisher | Fire Equipment | 41415 | FEQ | http://www.toronto.ca/TWONTO#00350
43345 | TAB-BL-FEQ-5293S | Extinguisher, Fire, 20 Lbs.Dry Chemical, Oil Shed, Blower Building | TAB-WA7-FEQ-0012S | Extinguisher, Fire - Blower Building | Fire Prevention,Extinguisher | Fire Equipment | 41431 | FEQ | http://www.toronto.ca/TWONTO#00350
43346 | TAB-BL-FEQ-5294S | Extinguisher, Fire, 20 Lbs.Dry Chemical, Blower Building, Outside Stores on Roadside | TAB-SUSPENDED ENTITY | Suspended entities | Fire Prevention,Extinguisher | Fire Equipment | 41432 | FEQ | http://www.toronto.ca/TWONTO#00350
43347 | TAB-BL-FEQ-5294S | Extinguisher, Fire, 20 Lbs.Dry Chemical, Blower Building, Outside Stores on Roadside | TAB-WA7-FEQ-0012S | Extinguisher, Fire - Blower Building | Fire Prevention,Extinguisher | Fire Equipment | 41432 | FEQ | http://www.toronto.ca/TWONTO#00350
43572 | TAB-CW-FE-2019 | Fire Hydrant, Guard House, corner of N. Service Road and First Avenue(DOS-31332) | TAB-FEQ-FH | Fire Hydrants | Fire Prevention,Hydrant | Fire Equipment |  | FE | http://www.toronto.ca/TWONTO#00432
43573 | TAB-CW-FE-2020S | Fire Siamese Connection, First Avenue, behind Primary Tank 11, D Building | TAB-SUSPENDED ENTITY | Suspended entities | Fire Prevention,Hydrant | Fire Equipment | 44079 | FE | fire_connection
43574 | TAB-CW-FE-2024 | Fire Hydrant, North Side, Seawall Substation | TAB-FEQ-FH | Fire Hydrants | Fire Prevention,Hydrant | Fire Equipment | 34880 | FE | http://www.toronto.ca/TWONTO#00432
43575 | TAB-CW-FE-2024 | Fire Hydrant, North Side, Seawall Substation | TAB-SUSPENDED ENTITY | Suspended entities | Fire Prevention,Hydrant | Fire Equipment | 34880 | FE | http://www.toronto.ca/TWONTO#00432
43576 | TAB-CW-FE-2026 | Fire Hydrant, Training Centre, South Side (HY31355) | TAB-FEQ-FH | Fire Hydrants | Fire Prevention,Hydrant | Fire Equipment |  | FE | http://www.toronto.ca/TWONTO#00432
43577 | TAB-CW-FE-2027 | Fire Hydrant, corner S. Service Road and Second Avenue at Dig. Tank 1(DOS-31349) | TAB-FEQ-FH | Fire Hydrants | Fire Prevention,Hydrant | Fire Equipment |  | FE | http://www.toronto.ca/TWONTO#00432
43578 | TAB-CW-FE-2028 | Fire Hydrant, Digestion Tank #3, N/W Side(DOS-31348) | TAB-FEQ-FH | Fire Hydrants | Fire Prevention,Hydrant | Fire Equipment |  | FE | http://www.toronto.ca/TWONTO#00432
43579 | TAB-CW-FE-2032 | Fire Hydrant, Digestion Tank #11, TABt Side(DOS-31336) | TAB-FEQ-FH | Fire Hydrants | Fire Prevention,Hydrant | Fire Equipment |  | FE | http://www.toronto.ca/TWONTO#00432
43580 | TAB-CW-FE-2033 | Fire Hydrant, Digestion Tank 11 & 12, North Side(DOS-31338) | TAB-FEQ-FH | Fire Hydrants | Fire Prevention,Hydrant | Fire Equipment |  | FE | http://www.toronto.ca/TWONTO#00432
43581 | TAB-CW-FE-2034 | Fire Hydrant, Grit Tanks 7-12, TABt Side(DOS-31339) | TAB-FEQ-FH | Fire Hydrants | Fire Prevention,Hydrant | Fire Equipment |  | FE | http://www.toronto.ca/TWONTO#00432
43582 | TAB-CW-FE-2035 | Fire Hydrant, Grit Tanks 1-6, North Side(DOS-31340) | TAB-FEQ-FH | Fire Hydrants | Fire Prevention,Hydrant | Fire Equipment |  | FE | http://www.toronto.ca/TWONTO#00432
43583 | TAB-CW-FE-2036 | Fire Hydrant, Old Grit Bldg. East Side on East Shore Line Rd(DOS-31341) | TAB-FEQ-FH | Fire Hydrants | Fire Prevention,Hydrant | Fire Equipment |  | FE | http://www.toronto.ca/TWONTO#00432
43584 | TAB-CW-FE-2042 | Fire Hydrant, Seawall Substation, South Side(DOS-31358) | TAB-FEQ-FH | Fire Hydrants | Fire Prevention,Hydrant | Fire Equipment |  | FE | http://www.toronto.ca/TWONTO#00432
43585 | TAB-CW-FE-2043 | Fire Hydrant, New Biosolids Bldg, West Side(DOS-31359) | TAB-FEQ-FH | Fire Hydrants | Fire Prevention,Hydrant | Fire Equipment |  | FE | http://www.toronto.ca/TWONTO#00432
43586 | TAB-CW-FE-2045 | Fire Siamese Connection (left), Machine Shop Loading Bay, East Side | TAB-FEQ-FH | Fire Hydrants | Fire Prevention,Hydrant | Fire Equipment |  | FE | fire_connection
43587 | TAB-CW-FE-2045S | Fire Siamese Connection (left), Machine Shop Loading Bay, East Side | TAB-FEQ-FH | Fire Hydrants | Fire Prevention,Hydrant | Fire Equipment | 44059 | FE | fire_connection
43588 | TAB-CW-FE-2045S | Fire Siamese Connection (left), Machine Shop Loading Bay, East Side | TAB-SUSPENDED ENTITY | Suspended entities | Fire Prevention,Hydrant | Fire Equipment | 44059 | FE | fire_connection
43589 | TAB-CW-FE-2046 | Fire Siamese Connection (right), Machine Shop Loading Bay, East Side | TAB-FEQ-FH | Fire Hydrants | Fire Prevention,Hydrant | Fire Equipment |  | FE | fire_connection
43590 | TAB-CW-FE-2046S | Fire Siamese Connection (right), Machine Shop Loading Bay, East Side | TAB-FEQ-FH | Fire Hydrants | Fire Prevention,Hydrant | Fire Equipment | 44060 | FE | fire_connection
43591 | TAB-CW-FE-2047 | Fire Hydrant, Seawall Hydro Sub-Station, North Side | TAB-FEQ-FH | Fire Hydrants | Fire Prevention,Hydrant | Fire Equipment |  | FE | http://www.toronto.ca/TWONTO#00432
43592 | TAB-CW-FE-2052 | Fire Hydrant, East of D Building (DOS-HY9994047) | TAB-FEQ-FH | Fire Hydrants | Fire Prevention,Hydrant | Fire Equipment |  | FE | http://www.toronto.ca/TWONTO#00432
43839 | TAB-CW-V-2027A | Valve, Ball, Fire Hydrant, corner S. Service Road and Second Avenue at Dig. Tank 1 | TAB-CW-FE-2027 | Fire Hydrant, corner S. Service Road and Second Avenue at Dig. Tank 1(DOS-31349) | Fire Prevention,Hydrant | Fire Equipment |  | V | http://www.toronto.ca/TWONTO#00781
43841 | TAB-CW-V-2028A | Valve, Ball, Fire Hydrant, Digestion Tank #3, N/W Side | TAB-CW-FE-2028 | Fire Hydrant, Digestion Tank #3, N/W Side(DOS-31348) | Fire Prevention,Hydrant | Fire Equipment |  | V | http://www.toronto.ca/TWONTO#00781
43842 | TAB-CW-V-2031A | Valve, Ball, Fire Hydrant, Machine Shop Loading Bay | TAB-CW-FE-2031 | Fire Hydrant, Machine Shop Loading Bay(DOS-31335) | Fire Prevention,Hydrant | Fire Equipment |  | V | http://www.toronto.ca/TWONTO#00781
43845 | TAB-CW-V-2033A | Valve, Ball, Fire Hydrant, Digestion Tank 11 & 12, North Side | TAB-CW-FE-2033 | Fire Hydrant, Digestion Tank 11 & 12, North Side(DOS-31338) | Fire Prevention,Hydrant | Fire Equipment |  | V | http://www.toronto.ca/TWONTO#00781
43848 | TAB-CW-V-2036A | Valve, Ball, Fire Hydrant, Old Grit Bldg. East Side on East Shore Line Rd | TAB-CW-FE-2036 | Fire Hydrant, Old Grit Bldg. East Side on East Shore Line Rd(DOS-31341) | Fire Prevention,Hydrant | Fire Equipment |  | V | http://www.toronto.ca/TWONTO#00781
43849 | TAB-CW-V-2038A | Valve, Ball, Fire Hydrant, Old Primary Tank #6, S/E Corner | TAB-CW-FE-2038 | Fire Hydrant, Old Primary Tank #6, S/E Corner(DOS-31343) | Fire Prevention,Hydrant | Fire Equipment |  | V | http://www.toronto.ca/TWONTO#00781
43850 | TAB-CW-V-2040A | Valve, Ball, Fire Hydrant, Primary Tank, Bridge #7, South Side | TAB-CW-FE-2040 | Fire Hydrant, Primary Tank, Bridge #7, South Side(DOS-31345) | Fire Prevention,Hydrant | Fire Equipment |  | V | http://www.toronto.ca/TWONTO#00781
43853 | TAB-CW-V-2042A | Valve, Ball, Fire Hydrant, Seawall Substation, South Side | TAB-CW-FE-2042 | Fire Hydrant, Seawall Substation, South Side(DOS-31358) | Fire Prevention,Hydrant | Fire Equipment |  | V | http://www.toronto.ca/TWONTO#00781
43855 | TAB-CW-V-2043A | Valve, Ball, Fire Hydrant, New Biosolids Bldg, West Side | TAB-CW-FE-2043 | Fire Hydrant, New Biosolids Bldg, West Side(DOS-31359) | Fire Prevention,Hydrant | Fire Equipment |  | V | http://www.toronto.ca/TWONTO#00781
43857 | TAB-CW-V-2044A | Valve, Ball, Fire Hydrant, PWPS, South Side | TAB-CW-FE-2044 | Fire Hydrant, PWPS, South Side(DOS-31360) | Fire Prevention,Hydrant | Fire Equipment |  | V | http://www.toronto.ca/TWONTO#00781
43862 | TAB-CW-V-2049A | Valve, Ball, Fire Hydrant, back entrance of Digester Gas Control Building | TAB-CW-FE-2049 | Fire Hydrant, back entrance of Digester Gas Control Building(DOS-31350) | Fire Prevention,Hydrant | Fire Equipment |  | V | http://www.toronto.ca/TWONTO#00781
43863 | TAB-CW-V-2050A | Valve, Ball, Fire Hydrant, front entrance of Digestion Tank 19, 20, 21 & 22 | TAB-CW-FE-2050 | Fire Hydrant, front entrance of Digestion Tank 19, 20, 21 & 22(DOS-31352) | Fire Prevention,Hydrant | Fire Equipment |  | V | http://www.toronto.ca/TWONTO#00781
43865 | TAB-CW-V-2051A | Valve, Ball, Fire Hydrant, back entrance of Digestion Tank 19, 20, 21 & 22 | TAB-CW-FE-2051 | Fire Hydrant, back entrance of Digestion Tank 19, 20, 21 & 22(DOS-31353) | Fire Prevention,Hydrant | Fire Equipment |  | V | http://www.toronto.ca/TWONTO#00781
43911 | TAB-DBLD-FEQ-5601S | Extinguisher, Fire, 10lbs, Dry Chemical, Truck Loading Area, D Building, North East | TAB-SUSPENDED ENTITY | Suspended entities | Fire Prevention,Extinguisher | Fire Equipment | 41437 | FEQ | http://www.toronto.ca/TWONTO#00350
43912 | TAB-DBLD-FEQ-5602S | Extinguisher, Fire, 10lbs, Dry Chemical, Truck Loading Area, D Building, South Center | TAB-SUSPENDED ENTITY | Suspended entities | Fire Prevention,Extinguisher | Fire Equipment | 41438 | FEQ | http://www.toronto.ca/TWONTO#00350
43913 | TAB-DBLD-FEQ-5602S | Extinguisher, Fire, 10lbs, Dry Chemical, Truck Loading Area, D Building, South Center | TAB-WA7-FEQ-2166S | Extinguisher, Fire - Security & D Buildings | Fire Prevention,Extinguisher | Fire Equipment | 41438 | FEQ | http://www.toronto.ca/TWONTO#00350
43914 | TAB-DBLD-FEQ-5603S | Extinguisher, Fire, 10lbs, Dry Chemical, Truck Loading Area, D Building, North West | TAB-WA7-FEQ-2166S | Extinguisher, Fire - Security & D Buildings | Fire Prevention,Extinguisher | Fire Equipment | 41439 | FEQ | http://www.toronto.ca/TWONTO#00350
43915 | TAB-DBLD-FEQ-5604S | Extinguisher, Fire, 10lbs, Dry Chemical, MCC Room, D Building, South West | TAB-SUSPENDED ENTITY | Suspended entities | Fire Prevention,Extinguisher | Fire Equipment | 41440 | FEQ | http://www.toronto.ca/TWONTO#00350
43916 | TAB-DBLD-FEQ-5604S | Extinguisher, Fire, 10lbs, Dry Chemical, MCC Room, D Building, South West | TAB-WA7-FEQ-2166S | Extinguisher, Fire - Security & D Buildings | Fire Prevention,Extinguisher | Fire Equipment | 41440 | FEQ | http://www.toronto.ca/TWONTO#00350
43917 | TAB-DBLD-FEQ-5607S | Extinguisher, Fire, 10lbs, Dry Chemical, Grit Area, D Building, South East | TAB-SUSPENDED ENTITY | Suspended entities | Fire Prevention,Extinguisher | Fire Equipment | 41443 | FEQ | http://www.toronto.ca/TWONTO#00350
43918 | TAB-DBLD-FEQ-5607S | Extinguisher, Fire, 10lbs, Dry Chemical, Grit Area, D Building, South East | TAB-WA7-FEQ-2166S | Extinguisher, Fire - Security & D Buildings | Fire Prevention,Extinguisher | Fire Equipment | 41443 | FEQ | http://www.toronto.ca/TWONTO#00350
43919 | TAB-DBLD-FEQ-5608S | Extinguisher, Fire, 10lbs, Dry Chemical, Grit Area, D Building, East Stairwell West Wall | TAB-SUSPENDED ENTITY | Suspended entities | Fire Prevention,Extinguisher | Fire Equipment | 41444 | FEQ | http://www.toronto.ca/TWONTO#00350
43920 | TAB-DBLD-FEQ-5609S | Extinguisher, Fire, 10lbs, Dry Chemical, Grit Area, D Building, North East on Pillar | TAB-SUSPENDED ENTITY | Suspended entities | Fire Prevention,Extinguisher | Fire Equipment | 41445 | FEQ | http://www.toronto.ca/TWONTO#00350
43921 | TAB-DBLD-FEQ-5610S | Extinguisher, Fire, 5lbs, Dry Chemical, Grit Area, D Building, North West Wall | TAB-WA7-FEQ-2166S | Extinguisher, Fire - Security & D Buildings | Fire Prevention,Extinguisher | Fire Equipment | 41446 | FEQ | http://www.toronto.ca/TWONTO#00350
43922 | TAB-DBLD-FEQ-5611S | Extinguisher, Fire, 5lbs, Dry Chemical, Grit Area, D Building, South West Wall | TAB-WA7-FEQ-2166S | Extinguisher, Fire - Security & D Buildings | Fire Prevention,Extinguisher | Fire Equipment | 41447 | FEQ | http://www.toronto.ca/TWONTO#00350
43923 | TAB-DBLD-FEQ-5612S | Extinguisher, Fire, 10bs, Dry Chemical, Screening Area, D Building, Center West Wall | TAB-SUSPENDED ENTITY | Suspended entities | Fire Prevention,Extinguisher | Fire Equipment | 41448 | FEQ | http://www.toronto.ca/TWONTO#00350
43924 | TAB-DBLD-FEQ-5612S | Extinguisher, Fire, 10bs, Dry Chemical, Screening Area, D Building, Center West Wall | TAB-WA7-FEQ-2166S | Extinguisher, Fire - Security & D Buildings | Fire Prevention,Extinguisher | Fire Equipment | 41448 | FEQ | http://www.toronto.ca/TWONTO#00350
43925 | TAB-DBLD-FEQ-5613S | Extinguisher, Fire, 10bs, Dry Chemical, Screening Area, D Building, South Wall | TAB-SUSPENDED ENTITY | Suspended entities | Fire Prevention,Extinguisher | Fire Equipment | 41449 | FEQ | http://www.toronto.ca/TWONTO#00350
43926 | TAB-DBLD-FEQ-5613S | Extinguisher, Fire, 10bs, Dry Chemical, Screening Area, D Building, South Wall | TAB-WA7-FEQ-2166S | Extinguisher, Fire - Security & D Buildings | Fire Prevention,Extinguisher | Fire Equipment | 41449 | FEQ | http://www.toronto.ca/TWONTO#00350
43927 | TAB-DBLD-FEQ-5614S | Extinguisher, Fire, 10bs, Dry Chemical, Screening Area, D Building, North Wall | TAB-WA7-FEQ-2166S | Extinguisher, Fire - Security & D Buildings | Fire Prevention,Extinguisher | Fire Equipment | 41450 | FEQ | http://www.toronto.ca/TWONTO#00350
43928 | TAB-DBLD-FEQ-5616S | Extinguisher, Fire, 5lbs, Dry Chemical, Control Room, Grit Area, D Building, South Wall | TAB-SUSPENDED ENTITY | Suspended entities | Fire Prevention,Extinguisher | Fire Equipment | 41452 | FEQ | http://www.toronto.ca/TWONTO#00350
43929 | TAB-DBLD-FEQ-5617S | Extinguisher, Fire, 5lbs, Dry Chemical, Meeting/Lunch Room, Grit Area, D Building, North Wall | TAB-SUSPENDED ENTITY | Suspended entities | Fire Prevention,Extinguisher | Fire Equipment | 41453 | FEQ | http://www.toronto.ca/TWONTO#00350
43930 | TAB-DBLD-FEQ-5617S | Extinguisher, Fire, 5lbs, Dry Chemical, Meeting/Lunch Room, Grit Area, D Building, North Wall | TAB-WA7-FEQ-2166S | Extinguisher, Fire - Security & D Buildings | Fire Prevention,Extinguisher | Fire Equipment | 41453 | FEQ | http://www.toronto.ca/TWONTO#00350
43931 | TAB-DBLD-FEQ-5618S | Extinguisher, Fire, 10Lbs, Dry Chemical, 2nd Floor, Grit Area, D Building, North Wall East | TAB-WA7-FEQ-2166S | Extinguisher, Fire - Security & D Buildings | Fire Prevention,Extinguisher | Fire Equipment | 41454 | FEQ | http://www.toronto.ca/TWONTO#00350
43932 | TAB-DBLD-FEQ-5619S | Extinguisher, Fire, 10Lbs, Dry Chemical, 2nd Floor, Grit Area, D Building, East Wall Center | TAB-SUSPENDED ENTITY | Suspended entities | Fire Prevention,Extinguisher | Fire Equipment | 41455 | FEQ | http://www.toronto.ca/TWONTO#00350
43933 | TAB-DBLD-FEQ-5619S | Extinguisher, Fire, 10Lbs, Dry Chemical, 2nd Floor, Grit Area, D Building, East Wall Center | TAB-WA7-FEQ-2166S | Extinguisher, Fire - Security & D Buildings | Fire Prevention,Extinguisher | Fire Equipment | 41455 | FEQ | http://www.toronto.ca/TWONTO#00350
43934 | TAB-DBLD-FEQ-5621S | Extinguisher, Fire, 10Lbs, Dry Chemical, 2nd Floor, Grit Area, D Building, West Wall North | TAB-SUSPENDED ENTITY | Suspended entities | Fire Prevention,Extinguisher | Fire Equipment | 41457 | FEQ | http://www.toronto.ca/TWONTO#00350
43935 | TAB-DBLD-FEQ-5622S | Extinguisher, Fire, 10Lbs, Dry Chemical, 2nd Floor, Grit Area, D Building, South Wall | TAB-SUSPENDED ENTITY | Suspended entities | Fire Prevention,Extinguisher | Fire Equipment | 41458 | FEQ | http://www.toronto.ca/TWONTO#00350
43936 | TAB-DBLD-FEQ-5622S | Extinguisher, Fire, 10Lbs, Dry Chemical, 2nd Floor, Grit Area, D Building, South Wall | TAB-WA7-FEQ-2166S | Extinguisher, Fire - Security & D Buildings | Fire Prevention,Extinguisher | Fire Equipment | 41458 | FEQ | http://www.toronto.ca/TWONTO#00350
43937 | TAB-DBLD-FEQ-5623S | Extinguisher, Fire, 10Lbs, CO2, Ground Level, MCC Room, Old D Building, North Wall | TAB-SUSPENDED ENTITY | Suspended entities | Fire Prevention,Extinguisher | Fire Equipment | 41459 | FEQ | http://www.toronto.ca/TWONTO#00350
43938 | TAB-DBLD-FEQ-5625S | Extinguisher, Fire, 10Lbs, Dry Chemical, Receiving Area East Loading Bay, Old D Building, South Wall | TAB-WA7-FEQ-2166S | Extinguisher, Fire - Security & D Buildings | Fire Prevention,Extinguisher | Fire Equipment | 41461 | FEQ | http://www.toronto.ca/TWONTO#00350
43939 | TAB-DBLD-FEQ-5626S | Extinguisher, Fire, 10Lbs, CO2, Receiving Area Mezzanine, Old D Building, West Wall | TAB-SUSPENDED ENTITY | Suspended entities | Fire Prevention,Extinguisher | Fire Equipment | 41462 | FEQ | http://www.toronto.ca/TWONTO#00350
43940 | TAB-DBLD-FEQ-5626S | Extinguisher, Fire, 10Lbs, CO2, Receiving Area Mezzanine, Old D Building, West Wall | TAB-WA7-FEQ-2166S | Extinguisher, Fire - Security & D Buildings | Fire Prevention,Extinguisher | Fire Equipment | 41462 | FEQ | http://www.toronto.ca/TWONTO#00350
43941 | TAB-DBLD-FEQ-5627S | Extinguisher, Fire, 10Lbs, Dry Chemical, Receiving Area Mezzanine Maintenance Cage, Old D Building, East Wall | TAB-WA7-FEQ-2166S | Extinguisher, Fire - Security & D Buildings | Fire Prevention,Extinguisher | Fire Equipment | 41463 | FEQ | http://www.toronto.ca/TWONTO#00350
43942 | TAB-DBLD-FEQ-5628S | Extinguisher, Fire, 10Lbs, Dry Chemical, Receiving Area Mezzanine North Stairwell, Old D Building, West Wall | TAB-SUSPENDED ENTITY | Suspended entities | Fire Prevention,Extinguisher | Fire Equipment | 41464 | FEQ | http://www.toronto.ca/TWONTO#00350
43943 | TAB-DBLD-FEQ-5628S | Extinguisher, Fire, 10Lbs, Dry Chemical, Receiving Area Mezzanine North Stairwell, Old D Building, West Wall | TAB-WA7-FEQ-2166S | Extinguisher, Fire - Security & D Buildings | Fire Prevention,Extinguisher | Fire Equipment | 41464 | FEQ | http://www.toronto.ca/TWONTO#00350
43944 | TAB-DBLD-FEQ-5629S | Extinguisher, Fire, 10Lbs, Dry Chemical, Receiving Area Mezzanine Machine Shop, Old D Building, West Wall | TAB-WA7-FEQ-2166S | Extinguisher, Fire - Security & D Buildings | Fire Prevention,Extinguisher | Fire Equipment | 41465 | FEQ | http://www.toronto.ca/TWONTO#00350
43945 | TAB-DBLD-FEQ-5630S | Extinguisher, Fire, 10Lbs, Dry Chemical, Receiving Area Mezzanine Stairwell to Pump Gallery, Old D Building, West Wall | TAB-SUSPENDED ENTITY | Suspended entities | Fire Prevention,Extinguisher | Fire Equipment | 41466 | FEQ | http://www.toronto.ca/TWONTO#00350
43946 | TAB-DBLD-FEQ-5630S | Extinguisher, Fire, 10Lbs, Dry Chemical, Receiving Area Mezzanine Stairwell to Pump Gallery, Old D Building, West Wall | TAB-WA7-FEQ-2166S | Extinguisher, Fire - Security & D Buildings | Fire Prevention,Extinguisher | Fire Equipment | 41466 | FEQ | http://www.toronto.ca/TWONTO#00350
43947 | TAB-DBLD-FEQ-5632S | Extinguisher, Fire, 10Lbs, Dry Chemical, East Pump Gallery, Old D Building, North Wall | TAB-SUSPENDED ENTITY | Suspended entities | Fire Prevention,Extinguisher | Fire Equipment | 41468 | FEQ | http://www.toronto.ca/TWONTO#00350
43948 | TAB-DBLD-FEQ-5632S | Extinguisher, Fire, 10Lbs, Dry Chemical, East Pump Gallery, Old D Building, North Wall | TAB-WA7-FEQ-2166S | Extinguisher, Fire - Security & D Buildings | Fire Prevention,Extinguisher | Fire Equipment | 41468 | FEQ | http://www.toronto.ca/TWONTO#00350
43949 | TAB-DBLD-FEQ-5633S | Extinguisher, Fire, 10Lbs, Dry Chemical, West Pump Gallery, Old D Building, South Pillar | TAB-SUSPENDED ENTITY | Suspended entities | Fire Prevention,Extinguisher | Fire Equipment | 41469 | FEQ | http://www.toronto.ca/TWONTO#00350
43950 | TAB-DBLD-FEQ-5634S | Extinguisher, Fire, 10Lbs, Dry Chemical, West Pump Gallery, Old D Building, Center Pillar | TAB-WA7-FEQ-2166S | Extinguisher, Fire - Security & D Buildings | Fire Prevention,Extinguisher | Fire Equipment | 41470 | FEQ | http://www.toronto.ca/TWONTO#00350
43951 | TAB-DBLD-FEQ-5635S | Extinguisher, Fire, 10Lbs, Dry Chemical, West Pump Gallery, Old D Building, North Pillar | TAB-WA7-FEQ-2166S | Extinguisher, Fire - Security & D Buildings | Fire Prevention,Extinguisher | Fire Equipment | 41471 | FEQ | http://www.toronto.ca/TWONTO#00350
43952 | TAB-DBLD-FEQ-5638S | Extinguisher, Fire, 10Lbs, Dry Chemical, Primary Gallery Air Handling Room, Old D Building, West Wall | TAB-SUSPENDED ENTITY | Suspended entities | Fire Prevention,Extinguisher | Fire Equipment | 41474 | FEQ | http://www.toronto.ca/TWONTO#00350
43953 | TAB-DBLD-FEQ-5639S | Extinguisher, Fire, 5Lbs, Dry Chemical, Security Gate Northwest Entrance, North Wall | TAB-SUSPENDED ENTITY | Suspended entities | Fire Prevention,Extinguisher | Fire Equipment | 41475 | FEQ | http://www.toronto.ca/TWONTO#00350
43954 | TAB-DBLD-FEQ-5639S | Extinguisher, Fire, 5Lbs, Dry Chemical, Security Gate Northwest Entrance, North Wall | TAB-WA7-FEQ-2166S | Extinguisher, Fire - Security & D Buildings | Fire Prevention,Extinguisher | Fire Equipment | 41475 | FEQ | http://www.toronto.ca/TWONTO#00350
43955 | TAB-DBLD-FEQ-5640S | Extinguisher, Fire, 5Lbs, Dry Chemical, Security Gate Northwest Entrance, North Wall | TAB-SUSPENDED ENTITY | Suspended entities | Fire Prevention,Extinguisher | Fire Equipment | 41476 | FEQ | http://www.toronto.ca/TWONTO#00350
43956 | TAB-DBLD-FEQ-5640S | Extinguisher, Fire, 5Lbs, Dry Chemical, Security Gate Northwest Entrance, North Wall | TAB-WA7-FEQ-2166S | Extinguisher, Fire - Security & D Buildings | Fire Prevention,Extinguisher | Fire Equipment | 41476 | FEQ | http://www.toronto.ca/TWONTO#00350
43957 | TAB-DBLD-FEQ-56426 | Extinguisher, Fire, 10Lbs, Dry Chemical, D Building, Fan Room, West Wall | TAB-SUSPENDED ENTITY | Suspended entities | Fire Prevention,Extinguisher | Fire Equipment | 41478 | FEQ | http://www.toronto.ca/TWONTO#00350
43958 | TAB-DBLD-FEQ-56426 | Extinguisher, Fire, 10Lbs, Dry Chemical, D Building, Fan Room, West Wall | TAB-WA7-FEQ-2166S | Extinguisher, Fire - Security & D Buildings | Fire Prevention,Extinguisher | Fire Equipment | 41478 | FEQ | http://www.toronto.ca/TWONTO#00350
44031 | TAB-DEW-FEQ-5100S | Extinguisher, Fire, Dry,100 Unit, "S" 2nd Floor, Dewatering Bldg | TAB-WA7-FEQ-2167S | Extinguisher, Fire - Dewatering | Fire Prevention,Extinguisher | Fire Equipment | 41479 | FEQ | http://www.toronto.ca/TWONTO#00350
44032 | TAB-DEW-FEQ-5101S | Extinguisher, Fire, Dry, Hose Unit 101 , 2nd Floor, "E" ,Dewatering Bldg. | TAB-SUSPENDED ENTITY | Suspended entities | Fire Prevention,Extinguisher | Fire Equipment | 41480 | FEQ | http://www.toronto.ca/TWONTO#00350
44033 | TAB-DEW-FEQ-5101S | Extinguisher, Fire, Dry, Hose Unit 101 , 2nd Floor, "E" ,Dewatering Bldg. | TAB-WA7-FEQ-2167S | Extinguisher, Fire - Dewatering | Fire Prevention,Extinguisher | Fire Equipment | 41480 | FEQ | http://www.toronto.ca/TWONTO#00350
44034 | TAB-DEW-FEQ-5102S | Extinguisher, Fire, Dry, Hose Unit 102 , 3rd Floor,"W" , Dewatering Bldg | TAB-WA7-FEQ-2167S | Extinguisher, Fire - Dewatering | Fire Prevention,Extinguisher | Fire Equipment | 41481 | FEQ | http://www.toronto.ca/TWONTO#00350
44035 | TAB-DEW-FEQ-5103S | Extinguisher, Fire, Dry, Hose Unit 103, 3rd Floor,"S" Dewatering Bldg. | TAB-SUSPENDED ENTITY | Suspended entities | Fire Prevention,Extinguisher | Fire Equipment | 41482 | FEQ | http://www.toronto.ca/TWONTO#00350
44036 | TAB-DEW-FEQ-5105S | Extinguisher, Fire, Dry, Hose Unit 105, 4th Floor,"W", Dewatering Bldg | TAB-SUSPENDED ENTITY | Suspended entities | Fire Prevention,Extinguisher | Fire Equipment | 41484 | FEQ | http://www.toronto.ca/TWONTO#00350
44037 | TAB-DEW-FEQ-5105S | Extinguisher, Fire, Dry, Hose Unit 105, 4th Floor,"W", Dewatering Bldg | TAB-WA7-FEQ-2167S | Extinguisher, Fire - Dewatering | Fire Prevention,Extinguisher | Fire Equipment | 41484 | FEQ | http://www.toronto.ca/TWONTO#00350
44038 | TAB-DEW-FEQ-5106S | Extinguisher, Fire, Dry, Hose Unit 106, 4th Floor, "S" .Dewatering Bldg | TAB-WA7-FEQ-2167S | Extinguisher, Fire - Dewatering | Fire Prevention,Extinguisher | Fire Equipment | 41485 | FEQ | http://www.toronto.ca/TWONTO#00350
44039 | TAB-DEW-FEQ-5107S | Extinguisher, Fire, Dry, Hose Unit 107, 4th Floor,"E" Dewatering Bldg | TAB-WA7-FEQ-2167S | Extinguisher, Fire - Dewatering | Fire Prevention,Extinguisher | Fire Equipment | 41486 | FEQ | http://www.toronto.ca/TWONTO#00350
44040 | TAB-DEW-FEQ-5108S | Extinguisher, Fire, Dry, Hose Unit 108, 5th Floor,"W" , Dewatering Bldg. | TAB-SUSPENDED ENTITY | Suspended entities | Fire Prevention,Extinguisher | Fire Equipment | 41487 | FEQ | http://www.toronto.ca/TWONTO#00350
44041 | TAB-DEW-FEQ-5108S | Extinguisher, Fire, Dry, Hose Unit 108, 5th Floor,"W" , Dewatering Bldg. | TAB-WA7-FEQ-2167S | Extinguisher, Fire - Dewatering | Fire Prevention,Extinguisher | Fire Equipment | 41487 | FEQ | http://www.toronto.ca/TWONTO#00350
44042 | TAB-DEW-FEQ-5110S | Extinguisher, Fire, Dry, Hose Unit 110, Roof Electrical House,"SW" Dewatering Bldg. | TAB-SUSPENDED ENTITY | Suspended entities | Fire Prevention,Extinguisher | Fire Equipment | 41489 | FEQ | http://www.toronto.ca/TWONTO#00350
44043 | TAB-DEW-FEQ-5111S | Extinguisher, Fire, Dry, Hose Unit 111, 6th Flr. Out side Elevator Room Dewatering Bldg | TAB-SUSPENDED ENTITY | Suspended entities | Fire Prevention,Extinguisher | Fire Equipment | 41490 | FEQ | http://www.toronto.ca/TWONTO#00350
44044 | TAB-DEW-FEQ-5293S | Extinguisher, Fire, Dry, Hose Unit 93 ,Basement, ,"W" ,Dewatering Bldg | TAB-WA7-FEQ-2167S | Extinguisher, Fire - Dewatering | Fire Prevention,Extinguisher | Fire Equipment | 41491 | FEQ | http://www.toronto.ca/TWONTO#00350
44045 | TAB-DEW-FEQ-5294S | Extinguisher, Fire, Dry, Hose Unit 94, Basement, "S",Dewatering Bldg. | TAB-SUSPENDED ENTITY | Suspended entities | Fire Prevention,Extinguisher | Fire Equipment | 41492 | FEQ | http://www.toronto.ca/TWONTO#00350
44046 | TAB-DEW-FEQ-5295S | Extinguisher, Fire, Dry,Hose Unit 95, Basement, "E"Dewatering Bldg. | TAB-SUSPENDED ENTITY | Suspended entities | Fire Prevention,Extinguisher | Fire Equipment | 41493 | FEQ | http://www.toronto.ca/TWONTO#00350
44047 | TAB-DEW-FEQ-5296S | Extinguisher, Fire, Dry, Hose Unit 96, Main Floor,West Enterence, Dewatering Bldg. | TAB-SUSPENDED ENTITY | Suspended entities | Fire Prevention,Extinguisher | Fire Equipment | 41494 | FEQ | http://www.toronto.ca/TWONTO#00350
44048 | TAB-DEW-FEQ-5297S | Extinguisher, Fire, Dry, Hose Unit 97, Main Flr Southof Loading Area, Dewatering Bldg | TAB-WA7-FEQ-2167S | Extinguisher, Fire - Dewatering | Fire Prevention,Extinguisher | Fire Equipment | 41495 | FEQ | http://www.toronto.ca/TWONTO#00350
44049 | TAB-DEW-FEQ-5392S | Extinguisher, Fire, Dry, Basement,"E", Old Dewatering Bldg | TAB-WA7-FEQ-2167S | Extinguisher, Fire - Dewatering | Fire Prevention,Extinguisher | Fire Equipment | 41499 | FEQ | http://www.toronto.ca/TWONTO#00350
44050 | TAB-DEW-FEQ-5393S | Extinguisher, Fire, Dry, "E" Basement, Old Dewatering Bldg | TAB-WA7-FEQ-2167S | Extinguisher, Fire - Dewatering | Fire Prevention,Extinguisher | Fire Equipment | 41500 | FEQ | http://www.toronto.ca/TWONTO#00350
44051 | TAB-DEW-FEQ-5394S | Extinguisher, Fire, Dry, North West Maint. Shop, Dewatering Bldg. | TAB-WA7-FEQ-2167S | Extinguisher, Fire - Dewatering | Fire Prevention,Extinguisher | Fire Equipment | 41501 | FEQ | http://www.toronto.ca/TWONTO#00350
44052 | TAB-DEW-FEQ-5395S | Extinguisher, Fire, CO2, Main Floor, "C" Polymer West, Old Dewatering Bldg | TAB-SUSPENDED ENTITY | Suspended entities | Fire Prevention,Extinguisher | Fire Equipment | 41502 | FEQ | http://www.toronto.ca/TWONTO#00350
44053 | TAB-DEW-FEQ-5397S | Extinguisher, Fire, Dry, Main Floor,"E", Polymer Bldg. | TAB-SUSPENDED ENTITY | Suspended entities | Fire Prevention,Extinguisher | Fire Equipment | 41504 | FEQ | http://www.toronto.ca/TWONTO#00350
44054 | TAB-DEW-FEQ-5398S | Extinguisher, Fire, Dry, Main Floor, "S"Polymer Bldg | TAB-SUSPENDED ENTITY | Suspended entities | Fire Prevention,Extinguisher | Fire Equipment | 41505 | FEQ | http://www.toronto.ca/TWONTO#00350
44055 | TAB-DEW-FEQ-5399S | Extinguisher, Fire, CO2, 3rd Flr. Outside Ele. Cont. Room 1, Dew. Bldg | TAB-WA7-FEQ-2167S | Extinguisher, Fire - Dewatering | Fire Prevention,Extinguisher | Fire Equipment | 41506 | FEQ | http://www.toronto.ca/TWONTO#00350
44056 | TAB-DEW-FEQ-5400S | Extinguisher, Fire, CO2, 3rd Flr. Outside North Ele. Cont. Room 2, Dew. Bldg | TAB-WA7-FEQ-2167S | Extinguisher, Fire - Dewatering | Fire Prevention,Extinguisher | Fire Equipment | 41507 | FEQ | http://www.toronto.ca/TWONTO#00350
44057 | TAB-DEW-FEQ-5401S | Extinguisher, Fire, CO2, 3rd Flr. Outside East Ele. Cont. Room 2, Dew. Bldg | TAB-SUSPENDED ENTITY | Suspended entities | Fire Prevention,Extinguisher | Fire Equipment | 41508 | FEQ | http://www.toronto.ca/TWONTO#00350
44058 | TAB-DEW-FEQ-5402S | Fire Extinguisher, 5 lb ABC, Dewatering Elevator Mechanical Room | TAB-SUSPENDED ENTITY | Suspended entities |  | Fire Equipment | 41509 | FEQ | http://www.toronto.ca/TWONTO#00350
44059 | TAB-DEW-FEQ-5403S | Extinguisher, Fire, Lbs, Dry Chemical, Dewatering Building, 3rd Floor, South Center | TAB-WA7-FEQ-2167S | Extinguisher, Fire - Dewatering | Fire Prevention,Extinguisher | Fire Equipment | 41510 | FEQ | http://www.toronto.ca/TWONTO#00350
44060 | TAB-DEW-FEQ-5404S | Extinguisher, Fire,10 Lbs, Dry Chemical, Dewatering Building, 5th Floor, Operator's Kitchen | TAB-SUSPENDED ENTITY | Suspended entities | Fire Prevention,Extinguisher | Fire Equipment | 41511 | FEQ | http://www.toronto.ca/TWONTO#00350
44061 | TAB-DEW-FEQ-5405S | Extinguisher, Fire,5 Lbs, Dry Chemical, Old Dewatering Building, Polymer Room Entrance | TAB-WA7-FEQ-2167S | Extinguisher, Fire - Dewatering | Fire Prevention,Extinguisher | Fire Equipment | 41512 | FEQ | http://www.toronto.ca/TWONTO#00350
44062 | TAB-DEW-FEQ-5406S | Extinguisher, Fire,15 Lbs, Dry Chemical, Old Dewatering Building, Polymer Room Truck Unloading Area | TAB-SUSPENDED ENTITY | Suspended entities | Fire Prevention,Extinguisher | Fire Equipment | 41513 | FEQ | http://www.toronto.ca/TWONTO#00350
44063 | TAB-DEW-FEQ-5406S | Extinguisher, Fire,15 Lbs, Dry Chemical, Old Dewatering Building, Polymer Room Truck Unloading Area | TAB-WA7-FEQ-2167S | Extinguisher, Fire - Dewatering | Fire Prevention,Extinguisher | Fire Equipment | 41513 | FEQ | http://www.toronto.ca/TWONTO#00350
44064 | TAB-DEW-FEQ-5408S | Extinguisher, Fire, 15 Lbs, Old Dewatering Bldg.Sump Pump Discharge Room | TAB-WA7-FEQ-2167S | Extinguisher, Fire - Dewatering | Fire Prevention,Extinguisher | Fire Equipment | 41515 | FEQ | http://www.toronto.ca/TWONTO#00350
44065 | TAB-DEW-FEQ-5409S | Extinguisher, Fire,10 Lbs, Dry Chemical, Dewatering Building,Tool Crib Basement | TAB-WA7-FEQ-2167S | Extinguisher, Fire - Dewatering | Fire Prevention,Extinguisher | Fire Equipment | 41516 | FEQ | http://www.toronto.ca/TWONTO#00350
44066 | TAB-DEW-FEQ-5410S | Extinguisher, Fire,10 Lbs, Dry Chemical, Dewatering Basement | TAB-WA7-FEQ-2167S | Extinguisher, Fire - Dewatering | Fire Prevention,Extinguisher | Fire Equipment | 41517 | FEQ | http://www.toronto.ca/TWONTO#00350
44067 | TAB-DEW-FEQ-5411S | Extinguisher, Fire,10 Lbs, Dry Chemical, Dewatering Basement | TAB-SUSPENDED ENTITY | Suspended entities | Fire Prevention,Extinguisher | Fire Equipment | 41518 | FEQ | http://www.toronto.ca/TWONTO#00350
44068 | TAB-DEW-FEQ-5412S | Extinguisher, Fire,10 Lbs, Dry Chemical, Dewatering Basement | TAB-WA7-FEQ-2167S | Extinguisher, Fire - Dewatering | Fire Prevention,Extinguisher | Fire Equipment | 41519 | FEQ | http://www.toronto.ca/TWONTO#00350
44069 | TAB-DEW-FEQ-5413S | Extinguisher, Fire,15 Lbs, Dry Chemical, Dewatering Basement | TAB-SUSPENDED ENTITY | Suspended entities | Fire Prevention,Extinguisher | Fire Equipment | 41520 | FEQ | http://www.toronto.ca/TWONTO#00350
44070 | TAB-DEW-FEQ-5414S | Extinguisher, Fire,10 Lbs, Dry Chemical, Dewatering Basement | TAB-WA7-FEQ-2167S | Extinguisher, Fire - Dewatering | Fire Prevention,Extinguisher | Fire Equipment | 41521 | FEQ | http://www.toronto.ca/TWONTO#00350
44071 | TAB-DEW-FEQ-5415S | Extinguisher, Fire,15 Lbs, Dry Chemical, Dewatering Basement | TAB-WA7-FEQ-2167S | Extinguisher, Fire - Dewatering | Fire Prevention,Extinguisher | Fire Equipment | 41522 | FEQ | http://www.toronto.ca/TWONTO#00350
44072 | TAB-DEW-FEQ-5416S | Extinguisher, Fire,10 Lbs, Dry Chemical, Dewatering Basement | TAB-WA7-FEQ-2167S | Extinguisher, Fire - Dewatering | Fire Prevention,Extinguisher | Fire Equipment | 41523 | FEQ | http://www.toronto.ca/TWONTO#00350
44073 | TAB-DEW-FEQ-5417S | Extinguisher, Fire,10 Lbs, Dry Chemical, Dewatering 5th floor | TAB-WA7-FEQ-2167S | Extinguisher, Fire - Dewatering | Fire Prevention,Extinguisher | Fire Equipment | 41524 | FEQ | http://www.toronto.ca/TWONTO#00350
44074 | TAB-DEW-FEQ-5419S | Extinguisher, Fire,15 Lbs, Dry Chemical, Dewatering Polymer room | TAB-SUSPENDED ENTITY | Suspended entities | Fire Prevention,Extinguisher | Fire Equipment | 41526 | FEQ | http://www.toronto.ca/TWONTO#00350
44121 | TAB-DEW-FX-3961 | Flame Arrestor, Equalization Tank Odour Control Train #1 | TAB-DEW EQUAL OCS | Equalization Tank Odour Control System | Flame Arrester | Fire Equipment |  | FX | http://www.toronto.ca/TWONTO#00361
44122 | TAB-DEW-FX-3961 | Flame Arrestor, Equalization Tank Odour Control Train #1 | TAB-DEW-SB-3955 | Mist Eliminator, Equalization Tank Odour Control Train 1 | Flame Arrester | Fire Equipment |  | FX | http://www.toronto.ca/TWONTO#00361
44123 | TAB-DEW-FX-3962 | Flame Arrestor, Equalization Tank Odour Control Train #2 | TAB-DEW-SB-3956 | Mist Eliminator, Equalization Tank Odour Control Train 2 | Flame Arrester | Fire Equipment |  | FX | http://www.toronto.ca/TWONTO#00361
44124 | TAB-DEW-FX-3963 | Flame Arrestor, Equalization Tank Odour Control Train #3 | TAB-DEW-SB-3958 | Mist Eliminator, Equalization Tank Odour Control Train 3 | Flame Arrester | Fire Equipment |  | FX | http://www.toronto.ca/TWONTO#00361
44125 | TAB-DEW-FX-4321 | Flame Arrestor, Digested Sludge Holding Tank 3 Odour Control, West | TAB-DEW-T-4300 | Tank, Sludge Holding #3 | Flame Arrester | Fire Equipment |  | FX | http://www.toronto.ca/TWONTO#00361
44126 | TAB-DEW-FX-4322 | Flame Arrestor, Digested Sludge Holding Tank 3 Odour Control, East | TAB-DEW-T-4300 | Tank, Sludge Holding #3 | Flame Arrester | Fire Equipment |  | FX | http://www.toronto.ca/TWONTO#00361
45431 | TAB-DIG-FEQ-5100S | Extinguisher, Fire, Dry, Control Rm., New Gas Control Bldg | TAB-SUSPENDED ENTITY | Suspended entities | Fire Prevention,Extinguisher,Dry Chemical | Fire Equipment | 41527 | FEQ | http://www.toronto.ca/TWONTO#00350
45432 | TAB-DIG-FEQ-5100S | Extinguisher, Fire, Dry, Control Rm., New Gas Control Bldg | TAB-WA7-FEQ-2178S | Extinguisher, Fire - Gas Control Building | Fire Prevention,Extinguisher,Dry Chemical | Fire Equipment | 41527 | FEQ | http://www.toronto.ca/TWONTO#00350
45433 | TAB-DIG-FEQ-5103S | Extinguisher, Fire, CO2, Centre, Compressor Rm, New Gas Control Bldg | TAB-SUSPENDED ENTITY | Suspended entities | Fire Prevention,Extinguisher,CO2 | Fire Equipment | 41530 | FEQ | http://www.toronto.ca/TWONTO#00350
45434 | TAB-DIG-FEQ-5103S | Extinguisher, Fire, CO2, Centre, Compressor Rm, New Gas Control Bldg | TAB-WA7-FEQ-2178S | Extinguisher, Fire - Gas Control Building | Fire Prevention,Extinguisher,CO2 | Fire Equipment | 41530 | FEQ | http://www.toronto.ca/TWONTO#00350
45435 | TAB-DIG-FEQ-5106S | Extinguisher, Fire, CO2, New Gas Control Bldg,2nd Flr. HVAC Room | TAB-SUSPENDED ENTITY | Suspended entities | Fire Prevention,Extinguisher,CO2 | Fire Equipment | 41532 | FEQ | http://www.toronto.ca/TWONTO#00350
45436 | TAB-DIG-FEQ-5106S | Extinguisher, Fire, CO2, New Gas Control Bldg,2nd Flr. HVAC Room | TAB-WA7-FEQ-2178S | Extinguisher, Fire - Gas Control Building | Fire Prevention,Extinguisher,CO2 | Fire Equipment | 41532 | FEQ | http://www.toronto.ca/TWONTO#00350
45437 | TAB-DIG-FEQ-5107S | Extinguisher, Fire, CO2, N/W Bsmt., New Gas Control Bldg | TAB-WA7-FEQ-2178S | Extinguisher, Fire - Gas Control Building | Fire Prevention,Extinguisher,CO2 | Fire Equipment | 41533 | FEQ | http://www.toronto.ca/TWONTO#00350
45438 | TAB-DIG-FEQ-5108S | Extinguisher, Fire, CO2, N/E Bsmt., New Gas Control Bldg | TAB-WA7-FEQ-2178S | Extinguisher, Fire - Gas Control Building | Fire Prevention,Extinguisher,CO2 | Fire Equipment | 41534 | FEQ | http://www.toronto.ca/TWONTO#00350
45439 | TAB-DIG-FEQ-5109S | Extinguisher, Fire,CO2, S/E Bsmt., New Gas Control Bldg | TAB-SUSPENDED ENTITY | Suspended entities | Fire Prevention,Extinguisher,CO2 | Fire Equipment | 41535 | FEQ | http://www.toronto.ca/TWONTO#00350
45440 | TAB-DIG-FEQ-5109S | Extinguisher, Fire,CO2, S/E Bsmt., New Gas Control Bldg | TAB-WA7-FEQ-2178S | Extinguisher, Fire - Gas Control Building | Fire Prevention,Extinguisher,CO2 | Fire Equipment | 41535 | FEQ | http://www.toronto.ca/TWONTO#00350
45441 | TAB-DIG-FEQ-5110S | Extinguisher, Fire,CO2, New Gas Control Bldg, Bsmt.East Centre Outside the Cage | TAB-WA7-FEQ-2178S | Extinguisher, Fire - Gas Control Building | Fire Prevention,Extinguisher,CO2 | Fire Equipment | 41536 | FEQ | http://www.toronto.ca/TWONTO#00350
45442 | TAB-DIG-FEQ-5111S | Extinguisher, Fire,Dry, New Gas Control Bldg, Bsmt.South Inside the Cage | TAB-SUSPENDED ENTITY | Suspended entities | Fire Prevention,Extinguisher,Dry Chemical | Fire Equipment | 41537 | FEQ | http://www.toronto.ca/TWONTO#00350
45443 | TAB-DIG-FEQ-5112S | Extinguisher, Fire, CO2, New Gas Control Bldg,S/W Bsmt., | TAB-WA7-FEQ-2178S | Extinguisher, Fire - Gas Control Building | Fire Prevention,Extinguisher,CO2 | Fire Equipment | 41538 | FEQ | http://www.toronto.ca/TWONTO#00350
45444 | TAB-DIG-FEQ-5113S | Extinguisher, Fire, Dry, Crane Room, New Gas Control Bldg | TAB-SUSPENDED ENTITY | Suspended entities | Fire Prevention,Extinguisher,Dry Chemical | Fire Equipment | 41539 | FEQ | http://www.toronto.ca/TWONTO#00350
45445 | TAB-DIG-FEQ-5113S | Extinguisher, Fire, Dry, Crane Room, New Gas Control Bldg | TAB-WA7-FEQ-2178S | Extinguisher, Fire - Gas Control Building | Fire Prevention,Extinguisher,Dry Chemical | Fire Equipment | 41539 | FEQ | http://www.toronto.ca/TWONTO#00350
45446 | TAB-DIG-FEQ-5120S | Extinguisher, Fire, Spare, Crane Rm Spares, Digester Gas Control Bldg | TAB-SUSPENDED ENTITY | Suspended entities | Fire Prevention,Extinguisher | Fire Equipment | 41540 | FEQ | http://www.toronto.ca/TWONTO#00350
45447 | TAB-DIG-FEQ-5120S | Extinguisher, Fire, Spare, Crane Rm Spares, Digester Gas Control Bldg | TAB-WA7-FEQ-0002S | Extinguisher, Fire - Spares, Digester Gas Control Bldg - Crane Spares Rm. | Fire Prevention,Extinguisher | Fire Equipment | 41540 | FEQ | http://www.toronto.ca/TWONTO#00350
45448 | TAB-DIG-FEQ-5121S | Extinguisher, Fire, Spare | TAB-SUSPENDED ENTITY | Suspended entities | Fire Prevention,Extinguisher | Fire Equipment | 41541 | FEQ | http://www.toronto.ca/TWONTO#00350
45449 | TAB-DIG-FEQ-5123S | Extinguisher, Fire, Crane Rm Spares, Digester Gas Control Bldg | TAB-SUSPENDED ENTITY | Suspended entities | Fire Prevention,Extinguisher | Fire Equipment | 41543 | FEQ | http://www.toronto.ca/TWONTO#00350
45450 | TAB-DIG-FEQ-5125S | Extinguisher, Fire, Crane Rm Spares, Digester Gas Control Bldg | TAB-SUSPENDED ENTITY | Suspended entities | Fire Prevention,Extinguisher | Fire Equipment | 41545 | FEQ | http://www.toronto.ca/TWONTO#00350
45451 | TAB-DIG-FEQ-5125S | Extinguisher, Fire, Crane Rm Spares, Digester Gas Control Bldg | TAB-WA7-FEQ-0002S | Extinguisher, Fire - Spares, Digester Gas Control Bldg - Crane Spares Rm. | Fire Prevention,Extinguisher | Fire Equipment | 41545 | FEQ | http://www.toronto.ca/TWONTO#00350
45452 | TAB-DIG-FEQ-5127S | Extinguisher, Fire, Crane Rm Spares, Digester Gas Control Bldg | TAB-WA7-FEQ-0002S | Extinguisher, Fire - Spares, Digester Gas Control Bldg - Crane Spares Rm. | Fire Prevention,Extinguisher | Fire Equipment | 41547 | FEQ | http://www.toronto.ca/TWONTO#00350
45453 | TAB-DIG-FEQ-5130S | Extinguisher, Fire, Crane Rm Spares, Digester Gas Control Bldg | TAB-SUSPENDED ENTITY | Suspended entities | Fire Prevention,Extinguisher | Fire Equipment | 41550 | FEQ | http://www.toronto.ca/TWONTO#00350
45454 | TAB-DIG-FEQ-5131S | Extinguisher, Fire, Crane Rm Spares, Digester Gas Control Bldg | TAB-WA7-FEQ-0002S | Extinguisher, Fire - Spares, Digester Gas Control Bldg - Crane Spares Rm. | Fire Prevention,Extinguisher | Fire Equipment | 41551 | FEQ | http://www.toronto.ca/TWONTO#00350
45455 | TAB-DIG-FEQ-5132S | Extinguisher, Fire, Crane Rm Spares, Digester Gas Control Bldg | TAB-WA7-FEQ-0002S | Extinguisher, Fire - Spares, Digester Gas Control Bldg - Crane Spares Rm. | Fire Prevention,Extinguisher | Fire Equipment | 41552 | FEQ | http://www.toronto.ca/TWONTO#00350
45456 | TAB-DIG-FEQ-5133S | Extinguisher, Fire, Crane Rm Spares, Digester Gas Control Bldg | TAB-SUSPENDED ENTITY | Suspended entities | Fire Prevention,Extinguisher | Fire Equipment | 41553 | FEQ | http://www.toronto.ca/TWONTO#00350
45457 | TAB-DIG-FEQ-5134S | Extinguisher, Fire, Carbon Dioxide, 190849, Crane Rm Spares, Digester Gas Control Bldg | TAB-SUSPENDED ENTITY | Suspended entities | Fire Prevention,Extinguisher | Fire Equipment | 41554 | FEQ | http://www.toronto.ca/TWONTO#00350
45458 | TAB-DIG-FEQ-5135S | Extinguisher, Fire, Crane Rm Spares, Digester Gas Control Bldg | TAB-WA7-FEQ-0002S | Extinguisher, Fire - Spares, Digester Gas Control Bldg - Crane Spares Rm. | Fire Prevention,Extinguisher | Fire Equipment | 41555 | FEQ | http://www.toronto.ca/TWONTO#00350
45459 | TAB-DIG-FEQ-5440S | Extinguisher, Fire, Dry, Basement, Digestion Tank 1 - 4 | TAB-SUSPENDED ENTITY | Suspended entities | Fire Prevention,Extinguisher | Fire Equipment | 41556 | FEQ | http://www.toronto.ca/TWONTO#00350
45460 | TAB-DIG-FEQ-5442S | Extinguisher, Fire, Dry,Digestion Tank 1 - 4, 2nd Flr. Out side HVAC Room | TAB-WA7-FEQ-0003S | Extinguisher, Fire - Digester Tank #1 to #22 | Fire Prevention,Extinguisher | Fire Equipment | 41558 | FEQ | http://www.toronto.ca/TWONTO#00350
45461 | TAB-DIG-FEQ-5443S | Extinguisher, Fire, Dry, 2nd Floor, Digestion Tank 1 - 4, HVAC Room | TAB-SUSPENDED ENTITY | Suspended entities | Fire Prevention,Extinguisher | Fire Equipment | 41559 | FEQ | http://www.toronto.ca/TWONTO#00350
45462 | TAB-DIG-FEQ-5443S | Extinguisher, Fire, Dry, 2nd Floor, Digestion Tank 1 - 4, HVAC Room | TAB-WA7-FEQ-0003S | Extinguisher, Fire - Digester Tank #1 to #22 | Fire Prevention,Extinguisher | Fire Equipment | 41559 | FEQ | http://www.toronto.ca/TWONTO#00350
45463 | TAB-DIG-FEQ-5444S | Extinguisher, Fire, Dry,Digestion Tank1-4, Bsmt. South | TAB-WA7-FEQ-0003S | Extinguisher, Fire - Digester Tank #1 to #22 | Fire Prevention,Extinguisher | Fire Equipment | 41560 | FEQ | http://www.toronto.ca/TWONTO#00350
45464 | TAB-DIG-FEQ-5451S | Extinguisher, Fire, CO2,Digestion Tank 5-8 Bsmt., East Enterance | TAB-WA7-FEQ-0003S | Extinguisher, Fire - Digester Tank #1 to #22 | Fire Prevention,Extinguisher | Fire Equipment | 41609 | FEQ | http://www.toronto.ca/TWONTO#00350
45465 | TAB-DIG-FEQ-5452S | Extinguisher, Fire, Dry, Digestion Tank 5-8 Main Flr. West | TAB-SUSPENDED ENTITY | Suspended entities | Fire Prevention,Extinguisher | Fire Equipment | 41610 | FEQ | http://www.toronto.ca/TWONTO#00350
45466 | TAB-DIG-FEQ-5453S | Extinguisher, Fire,Dry,Digestion Tank 5-8 Main Flr, South Enterance | TAB-SUSPENDED ENTITY | Suspended entities | Fire Prevention,Extinguisher | Fire Equipment | 41611 | FEQ | http://www.toronto.ca/TWONTO#00350
45467 | TAB-DIG-FEQ-5454S | Extinguisher, Fire,Dry,Digestion Tank 5-8 2nd Flr. Out side Gas Room | TAB-SUSPENDED ENTITY | Suspended entities | Fire Prevention,Extinguisher | Fire Equipment | 41612 | FEQ | http://www.toronto.ca/TWONTO#00350
45468 | TAB-DIG-FEQ-5455S | Extinguisher, Fire,CO2, Digestion Tank 5-8 2nd Flr.Inside HVAC Room | TAB-SUSPENDED ENTITY | Suspended entities | Fire Prevention,Extinguisher | Fire Equipment | 41613 | FEQ | http://www.toronto.ca/TWONTO#00350
45469 | TAB-DIG-FEQ-5461S | Extinguisher, Fire, Carbon Dioxide, Main Floor, West Enterance, Digestion Tank 9 - 12 | TAB-WA7-FEQ-0003S | Extinguisher, Fire - Digester Tank #1 to #22 | Fire Prevention,Extinguisher | Fire Equipment | 42015 | FEQ | http://www.toronto.ca/TWONTO#00350
45470 | TAB-DIG-FEQ-5462S | Extinguisher, Fire, Carbon Dioxide, Digester 9-12 Main Flr. East Entr. | TAB-WA7-FEQ-0003S | Extinguisher, Fire - Digester Tank #1 to #22 | Fire Prevention,Extinguisher | Fire Equipment | 42016 | FEQ | http://www.toronto.ca/TWONTO#00350
45471 | TAB-DIG-FEQ-5463S | Extinguisher, Fire, Carbon Dioxide, 2nd Floor, Digestion Tank 9 - 12 | TAB-SUSPENDED ENTITY | Suspended entities | Fire Prevention,Extinguisher | Fire Equipment | 42017 | FEQ | http://www.toronto.ca/TWONTO#00350
45472 | TAB-DIG-FEQ-5463S | Extinguisher, Fire, Carbon Dioxide, 2nd Floor, Digestion Tank 9 - 12 | TAB-WA7-FEQ-0003S | Extinguisher, Fire - Digester Tank #1 to #22 | Fire Prevention,Extinguisher | Fire Equipment | 42017 | FEQ | http://www.toronto.ca/TWONTO#00350
45473 | TAB-DIG-FEQ-5464S | Extinguisher, Fire, CO2,Digestion Tank 9-12 Bsmt. | TAB-SUSPENDED ENTITY | Suspended entities | Fire Prevention,Extinguisher | Fire Equipment | 42018 | FEQ | http://www.toronto.ca/TWONTO#00350
45474 | TAB-DIG-FEQ-5464S | Extinguisher, Fire, CO2,Digestion Tank 9-12 Bsmt. | TAB-WA7-FEQ-0003S | Extinguisher, Fire - Digester Tank #1 to #22 | Fire Prevention,Extinguisher | Fire Equipment | 42018 | FEQ | http://www.toronto.ca/TWONTO#00350
45475 | TAB-DIG-FEQ-5470S | Extinguisher, Fire, Dry, Basement, N. Digestion Tank 13 - 16 | TAB-WA7-FEQ-0003S | Extinguisher, Fire - Digester Tank #1 to #22 | Fire Prevention,Extinguisher | Fire Equipment | 42019 | FEQ | http://www.toronto.ca/TWONTO#00350
45476 | TAB-DIG-FEQ-5471S | Extinguisher, Fire, Dry, Basement, E. Digestion Tank 13 - 16 | TAB-SUSPENDED ENTITY | Suspended entities | Fire Prevention,Extinguisher | Fire Equipment | 42020 | FEQ | http://www.toronto.ca/TWONTO#00350
45477 | TAB-DIG-FEQ-5471S | Extinguisher, Fire, Dry, Basement, E. Digestion Tank 13 - 16 | TAB-WA7-FEQ-0003S | Extinguisher, Fire - Digester Tank #1 to #22 | Fire Prevention,Extinguisher | Fire Equipment | 42020 | FEQ | http://www.toronto.ca/TWONTO#00350
45478 | TAB-DIG-FEQ-5472S | Extinguisher, Fire, Dry, Basement, W. Digestion Tank 13 - 16 | TAB-WA7-FEQ-0003S | Extinguisher, Fire - Digester Tank #1 to #22 | Fire Prevention,Extinguisher | Fire Equipment | 42021 | FEQ | http://www.toronto.ca/TWONTO#00350
45479 | TAB-DIG-FEQ-5473S | Extinguisher, Fire, Dry, Basement, S. Digestion Tank 13 - 16 | TAB-WA7-FEQ-0003S | Extinguisher, Fire - Digester Tank #1 to #22 | Fire Prevention,Extinguisher | Fire Equipment | 42022 | FEQ | http://www.toronto.ca/TWONTO#00350
45480 | TAB-DIG-FEQ-5474S | Extinguisher, Fire, Main Floor, In front of WA5 Dig. Control Room, Digestion Tank 13 - 16 | TAB-SUSPENDED ENTITY | Suspended entities | Fire Prevention,Extinguisher | Fire Equipment | 42023 | FEQ | http://www.toronto.ca/TWONTO#00350
45481 | TAB-DIG-FEQ-5474S | Extinguisher, Fire, Main Floor, In front of WA5 Dig. Control Room, Digestion Tank 13 - 16 | TAB-WA7-FEQ-0003S | Extinguisher, Fire - Digester Tank #1 to #22 | Fire Prevention,Extinguisher | Fire Equipment | 42023 | FEQ | http://www.toronto.ca/TWONTO#00350
45482 | TAB-DIG-FEQ-5475S | Extinguisher, Fire, Dry, Main Floor, Lunch Room, Digestion Tank 13 - 16 | TAB-WA7-FEQ-0003S | Extinguisher, Fire - Digester Tank #1 to #22 | Fire Prevention,Extinguisher | Fire Equipment | 42024 | FEQ | http://www.toronto.ca/TWONTO#00350
45483 | TAB-DIG-FEQ-5476S | Extinguisher, Fire, Dry, Main Floor, MCC Room, Digestion Tank 13 - 16 | TAB-WA7-FEQ-0003S | Extinguisher, Fire - Digester Tank #1 to #22 | Fire Prevention,Extinguisher | Fire Equipment | 42025 | FEQ | http://www.toronto.ca/TWONTO#00350
45484 | TAB-DIG-FEQ-5477S | Extinguisher, Fire, Dry, Main Floor, Gas Shop, Digestion Tank 13 - 16 | TAB-SUSPENDED ENTITY | Suspended entities | Fire Prevention,Extinguisher | Fire Equipment | 42026 | FEQ | http://www.toronto.ca/TWONTO#00350
45485 | TAB-DIG-FEQ-5478S | Extinguisher, Dry, Main Floor, Compressor Room, North, Digestion Tank 13 - 16 | TAB-WA7-FEQ-0003S | Extinguisher, Fire - Digester Tank #1 to #22 | Fire Prevention,Extinguisher | Fire Equipment | 42027 | FEQ | http://www.toronto.ca/TWONTO#00350
45486 | TAB-DIG-FEQ-5479S | Extinguisher, Fire, Dry Main Floor, Compressor Room South,Digestion Tank 13-16 | TAB-SUSPENDED ENTITY | Suspended entities | Fire Prevention,Extinguisher | Fire Equipment | 42028 | FEQ | http://www.toronto.ca/TWONTO#00350
45487 | TAB-DIG-FEQ-5479S | Extinguisher, Fire, Dry Main Floor, Compressor Room South,Digestion Tank 13-16 | TAB-WA7-FEQ-0003S | Extinguisher, Fire - Digester Tank #1 to #22 | Fire Prevention,Extinguisher | Fire Equipment | 42028 | FEQ | http://www.toronto.ca/TWONTO#00350
45488 | TAB-DIG-FEQ-5480S | Extinguisher, Fire, Dry, Basement, N., Digestion Tank 19 - 22 | TAB-WA7-FEQ-0003S | Extinguisher, Fire - Digester Tank #1 to #22 | Fire Prevention,Extinguisher | Fire Equipment | 42029 | FEQ | http://www.toronto.ca/TWONTO#00350
45489 | TAB-DIG-FEQ-5481S | Extinguisher, Fire, Dry, Basement, E., Digestion Tank 19 - 22 | TAB-WA7-FEQ-0003S | Extinguisher, Fire - Digester Tank #1 to #22 | Fire Prevention,Extinguisher | Fire Equipment | 42030 | FEQ | http://www.toronto.ca/TWONTO#00350
45490 | TAB-DIG-FEQ-5482S | Extinguisher, Fire, Dry, Basement, W., Digestion Tank 19 - 22 | TAB-SUSPENDED ENTITY | Suspended entities | Fire Prevention,Extinguisher | Fire Equipment | 42031 | FEQ | http://www.toronto.ca/TWONTO#00350
45491 | TAB-DIG-FEQ-5483S | Extinguisher, Fire, Dry, Basement, S., Digestion Tank 19 - 22 | TAB-WA7-FEQ-0003S | Extinguisher, Fire - Digester Tank #1 to #22 | Fire Prevention,Extinguisher | Fire Equipment | 42032 | FEQ | http://www.toronto.ca/TWONTO#00350
45492 | TAB-DIG-FEQ-5484S | Extinguisher, Fire, Dry, Out Side Control Room, Digestion Tank 19 - 22 | TAB-WA7-FEQ-0003S | Extinguisher, Fire - Digester Tank #1 to #22 | Fire Prevention,Extinguisher | Fire Equipment | 42033 | FEQ | http://www.toronto.ca/TWONTO#00350
45493 | TAB-DIG-FEQ-5486S | Extinguisher, Fire, Dry, MCC Room, Digestion Tank 19 - 22 main Flr. | TAB-WA7-FEQ-0003S | Extinguisher, Fire - Digester Tank #1 to #22 | Fire Prevention,Extinguisher | Fire Equipment | 42035 | FEQ | http://www.toronto.ca/TWONTO#00350
45494 | TAB-DIG-FEQ-5487S | Extinguisher, Fire, Dry, Compressor Room, N., Digestion Tank 19 - 22 | TAB-WA7-FEQ-0003S | Extinguisher, Fire - Digester Tank #1 to #22 | Fire Prevention,Extinguisher | Fire Equipment | 42036 | FEQ | http://www.toronto.ca/TWONTO#00350
45495 | TAB-DIG-FEQ-5488S | Extinguisher, Fire, Dry, Compressor Room, S., Digestion Tank 19 - 22 | TAB-SUSPENDED ENTITY | Suspended entities | Fire Prevention,Extinguisher | Fire Equipment | 42037 | FEQ | http://www.toronto.ca/TWONTO#00350
45496 | TAB-DIG-FEQ-5488S | Extinguisher, Fire, Dry, Compressor Room, S., Digestion Tank 19 - 22 | TAB-WA7-FEQ-0003S | Extinguisher, Fire - Digester Tank #1 to #22 | Fire Prevention,Extinguisher | Fire Equipment | 42037 | FEQ | http://www.toronto.ca/TWONTO#00350
45497 | TAB-DIG-FEQ-5489S | Extinguisher, Fire, Lbs, Dry Chemical, Btwn Digester 1-4 and Digester 5-8, Control Room, North Wall | TAB-WA7-FEQ-0003S | Extinguisher, Fire - Digester Tank #1 to #22 | Fire Prevention,Extinguisher | Fire Equipment | 42038 | FEQ | http://www.toronto.ca/TWONTO#00350
45498 | TAB-DIG-FEQ-5490S | Extinguisher, Fire, Lbs, Dry Chemical, Btwn Digester 1-4 and Digester 5-8, Control Room, North Wall | TAB-WA7-FEQ-0003S | Extinguisher, Fire - Digester Tank #1 to #22 | Fire Prevention,Extinguisher | Fire Equipment | 42039 | FEQ | http://www.toronto.ca/TWONTO#00350
45499 | TAB-DIG-FEQ-5491S | Extinguisher, Fire, Lbs, Dry Chemical, Digester 9-12, Control Room, North Wall | TAB-WA7-FEQ-0003S | Extinguisher, Fire - Digester Tank #1 to #22 | Fire Prevention,Extinguisher | Fire Equipment | 42040 | FEQ | http://www.toronto.ca/TWONTO#00350
45500 | TAB-DIG-FEQ-5492S | Extinguisher, Fire, Lbs, Dry Chemical, Digester 9-12, Control Room, North Wall | TAB-SUSPENDED ENTITY | Suspended entities | Fire Prevention,Extinguisher | Fire Equipment | 42041 | FEQ | http://www.toronto.ca/TWONTO#00350
45501 | TAB-DIG-FEQ-5492S | Extinguisher, Fire, Lbs, Dry Chemical, Digester 9-12, Control Room, North Wall | TAB-WA7-FEQ-0003S | Extinguisher, Fire - Digester Tank #1 to #22 | Fire Prevention,Extinguisher | Fire Equipment | 42041 | FEQ | http://www.toronto.ca/TWONTO#00350
45502 | TAB-DIG-FEQ-5493S | Extinguisher, Fire, Lbs, Dry Chemical, Digester 13-16, Crane Room, North Wall | TAB-WA7-FEQ-0003S | Extinguisher, Fire - Digester Tank #1 to #22 | Fire Prevention,Extinguisher | Fire Equipment | 42042 | FEQ | http://www.toronto.ca/TWONTO#00350
47483 | TAB-DIS-FEQ-1001S | Extinguisher, Fire, Evap. Room, Chlorine Bldg | TAB-SUSPENDED ENTITY | Suspended entities | Fire Prevention,Extinguisher | Fire Equipment | 42043 | FEQ | http://www.toronto.ca/TWONTO#00350
47484 | TAB-DIS-FEQ-1001S | Extinguisher, Fire, Evap. Room, Chlorine Bldg | TAB-WA7-FEQ-2165AS | Extinguisher, Fire - Chlorine Building | Fire Prevention,Extinguisher | Fire Equipment | 42043 | FEQ | http://www.toronto.ca/TWONTO#00350
47485 | TAB-DIS-FEQ-1002S | Extinguisher, Fire, Scrubber Rm. Chlorine Bldg | TAB-SUSPENDED ENTITY | Suspended entities | Fire Prevention,Extinguisher | Fire Equipment | 42044 | FEQ | http://www.toronto.ca/TWONTO#00350
47486 | TAB-DIS-FEQ-1003S | Extinguisher, Fire, Basement, Chlorine Bldg | TAB-SUSPENDED ENTITY | Suspended entities | Fire Prevention,Extinguisher | Fire Equipment | 42045 | FEQ | http://www.toronto.ca/TWONTO#00350
47487 | TAB-DIS-FEQ-1004S | Extinguisher, Fire, 1st Floor, Chlorine Bldg | TAB-WA7-FEQ-2165AS | Extinguisher, Fire - Chlorine Building | Fire Prevention,Extinguisher | Fire Equipment | 42046 | FEQ | http://www.toronto.ca/TWONTO#00350
47488 | TAB-DIS-FEQ-1005S | Extinguisher, Fire, 1st Floor, Gallery SW, Chlorine Bldg | TAB-WA7-FEQ-2165AS | Extinguisher, Fire - Chlorine Building | Fire Prevention,Extinguisher | Fire Equipment | 42047 | FEQ | http://www.toronto.ca/TWONTO#00350
48238 | TAB-EL1-ASH-0840 | Smoke Detector,TAB-EL1-RPU-0840 Panel,North Substation,Electrical Control Room,Ceiling | NRTH SUBSTN_ELE_CNTRL_RM | MSA Substation,Electrical Control Room | Fire Prevention,Smoke Detector | Fire Equipment |  | ASH | http://www.toronto.ca/TWONTO#00362
48461 | TAB-EL1-CP-7160S | Panel,Fire Alarm,North Substation,1st Floor | NORTH SUBSTN_1ST FLR | MSA Substation,1st Floor | Fire Prevention,Cabinet | Fire Equipment | 44066 | CP | http://www.toronto.ca/TWONTO#00154
48462 | TAB-EL1-CP-7160S | Panel,Fire Alarm,North Substation,1st Floor | TAB-FEQ-ALRS | Control & Alarm Panel, Fires | Fire Prevention,Cabinet | Fire Equipment | 44066 | CP | http://www.toronto.ca/TWONTO#00154
48463 | TAB-EL1-CP-7160S | Panel,Fire Alarm,North Substation,1st Floor | TAB-SUSPENDED ENTITY | Suspended entities | Fire Prevention,Cabinet | Fire Equipment | 44066 | CP | http://www.toronto.ca/TWONTO#00154
48469 | TAB-EL1-FEQ-5050S | Extinguisher, Fire, Carbon Dioxide, North Hydro Sub-Station | TAB-WA7-FEQ-0005S | Extinguisher, Fire - Hydro Sub-Stations | Fire Prevention,Extinguisher | Fire Equipment | 42048 | FEQ | http://www.toronto.ca/TWONTO#00350
48470 | TAB-EL1-FEQ-5051S | Extinguisher, Fire, CO2, New North Hydro Sub-Station | TAB-SUSPENDED ENTITY | Suspended entities | Fire Prevention,Extinguisher | Fire Equipment | 42049 | FEQ | http://www.toronto.ca/TWONTO#00350
48471 | TAB-EL1-FEQ-5051S | Extinguisher, Fire, CO2, New North Hydro Sub-Station | TAB-WA7-FEQ-0005S | Extinguisher, Fire - Hydro Sub-Stations | Fire Prevention,Extinguisher | Fire Equipment | 42049 | FEQ | http://www.toronto.ca/TWONTO#00350
48472 | TAB-EL1-FEQ-5052S | Extinguisher, Fire, CO2, New North Hydro Sub-Station | TAB-SUSPENDED ENTITY | Suspended entities | Fire Prevention,Extinguisher | Fire Equipment | 42050 | FEQ | http://www.toronto.ca/TWONTO#00350
48473 | TAB-EL1-FEQ-5052S | Extinguisher, Fire, CO2, New North Hydro Sub-Station | TAB-WA7-FEQ-0005S | Extinguisher, Fire - Hydro Sub-Stations | Fire Prevention,Extinguisher | Fire Equipment | 42050 | FEQ | http://www.toronto.ca/TWONTO#00350
48474 | TAB-EL1-FEQ-5053S | Extinguisher, Fire, Dry, New North Hydro Sub-Station | TAB-WA7-FEQ-0005S | Extinguisher, Fire - Hydro Sub-Stations | Fire Prevention,Extinguisher | Fire Equipment | 42051 | FEQ | http://www.toronto.ca/TWONTO#00350
48475 | TAB-EL1-FEQ-5054S | Extinguisher, Fire, Dry, New North Hydro Sub-Station | TAB-WA7-FEQ-0005S | Extinguisher, Fire - Hydro Sub-Stations | Fire Prevention,Extinguisher | Fire Equipment | 42052 | FEQ | http://www.toronto.ca/TWONTO#00350
48476 | TAB-EL1-FEQ-5055S | Extinguisher, Fire, 5Lbs, Dry Chemical, Old North Substation | TAB-SUSPENDED ENTITY | Suspended entities | Fire Prevention,Extinguisher | Fire Equipment | 42053 | FEQ | http://www.toronto.ca/TWONTO#00350
48477 | TAB-EL1-FEQ-5056S | Extinguisher, Fire, 5Lbs, Dry Chemical, Old North Substation | TAB-WA7-FEQ-0005S | Extinguisher, Fire - Hydro Sub-Stations | Fire Prevention,Extinguisher | Fire Equipment | 42054 | FEQ | http://www.toronto.ca/TWONTO#00350
48478 | TAB-EL1-FEQ-5057S | Extinguisher, Fire, 5Lbs, Dry Chemical, Old North Substation | TAB-WA7-FEQ-0005S | Extinguisher, Fire - Hydro Sub-Stations | Fire Prevention,Extinguisher | Fire Equipment | 42055 | FEQ | http://www.toronto.ca/TWONTO#00350
48479 | TAB-EL1-FEQ-5058S | Extinguisher, Fire, 5Lbs, Dry Chemical, Old North Substation | TAB-SUSPENDED ENTITY | Suspended entities | Fire Prevention,Extinguisher | Fire Equipment | 42056 | FEQ | http://www.toronto.ca/TWONTO#00350
48480 | TAB-EL1-FEQ-5059S | Extinguisher, Fire, 14.9 Kg, Dry Chemical, Mobile Generator No.1, Outdoor North of North Substation | TAB-WA7-FEQ-0005S | Extinguisher, Fire - Hydro Sub-Stations | Fire Prevention,Extinguisher | Fire Equipment | 42057 | FEQ | http://www.toronto.ca/TWONTO#00350
48481 | TAB-EL1-FEQ-5060S | Extinguisher, Fire, 14.9 Kg, Dry Chemical, Mobile Generator No.2, Outdoor North of North Substation | TAB-SUSPENDED ENTITY | Suspended entities | Fire Prevention,Extinguisher | Fire Equipment | 42058 | FEQ | http://www.toronto.ca/TWONTO#00350
49171 | TAB-EL2-FEQ-5061S | Extinguisher, Fire, Dry, South Sub-Station, Main Flr. South | TAB-SUSPENDED ENTITY | Suspended entities | Fire Prevention,Extinguisher | Fire Equipment | 42060 | FEQ | http://www.toronto.ca/TWONTO#00350
49172 | TAB-EL2-FEQ-5062S | Extinguisher, Fire, Dry,Hydro Sub-Stations, South, Maintenance Cage, | TAB-SUSPENDED ENTITY | Suspended entities | Fire Prevention,Extinguisher | Fire Equipment | 42061 | FEQ | http://www.toronto.ca/TWONTO#00350
49173 | TAB-EL2-FEQ-5063S | Extinguisher, Fire, CO2,10 Lbs., South Sub-Station, 2nd Flr. North | TAB-WA7-FEQ-0005S | Extinguisher, Fire - Hydro Sub-Stations | Fire Prevention,Extinguisher | Fire Equipment | 42062 | FEQ | http://www.toronto.ca/TWONTO#00350
49174 | TAB-EL2-FEQ-5064S | Extinguisher, Fire, CO2,10 Lbs., South Sub-Station, 2nd Flr. South | TAB-SUSPENDED ENTITY | Suspended entities | Fire Prevention,Extinguisher | Fire Equipment | 42063 | FEQ | http://www.toronto.ca/TWONTO#00350
49175 | TAB-EL2-FEQ-5065S | Extinguisher, Fire, Dry, Training Room, 2nd Floor, Hydro Sub-Stations South | TAB-SUSPENDED ENTITY | Suspended entities | Fire Prevention,Extinguisher | Fire Equipment | 42064 | FEQ | http://www.toronto.ca/TWONTO#00350
49434 | TAB-EL3-FEQ-5070S | Extinguisher, Fire, CO2, 10 Lbs, Hydro Sub-Stations, Seawall Sub-Stn, Main Flr | TAB-WA7-FEQ-0005S | Extinguisher, Fire - Hydro Sub-Stations | Fire Prevention,Extinguisher | Fire Equipment | 42065 | FEQ | http://www.toronto.ca/TWONTO#00350
49435 | TAB-EL3-FEQ-5071S | Extinguisher, Fire, Dry, Main Floor North, Seawall Hydro Sub-Station | TAB-WA7-FEQ-0005S | Extinguisher, Fire - Hydro Sub-Stations | Fire Prevention,Extinguisher | Fire Equipment | 42066 | FEQ | http://www.toronto.ca/TWONTO#00350
49436 | TAB-EL3-FEQ-5072S | Extinguisher, Fire,Dry,10Lbs, Seawall Hydro, Main Flr., N-E | TAB-WA7-FEQ-0005S | Extinguisher, Fire - Hydro Sub-Stations | Fire Prevention,Extinguisher | Fire Equipment | 42067 | FEQ | http://www.toronto.ca/TWONTO#00350
49437 | TAB-EL3-FEQ-5073S | Extinguisher, Fire, CO2,10Lbs, Seawall Hydro, Main Flr.,S-E | TAB-WA7-FEQ-0005S | Extinguisher, Fire - Hydro Sub-Stations | Fire Prevention,Extinguisher | Fire Equipment | 42068 | FEQ | http://www.toronto.ca/TWONTO#00350
49550 | FCL-FEQ-FEQ-0001-SUS | Fire Extinguisher #1, Low Lift Building, Ground Floor, Gallery Near North East Stairs | FCL-SES-FEQ-SUS | Portable Fire Extinguishers | Fire Prevention,Extinguisher | Fire Equipment | 46331 | FEQ | http://www.toronto.ca/TWONTO#00350
49551 | FCL-FEQ-FEQ-0002-SUS | Fire Extinguisher #2, Low Lift Building, Ground Floor, Gallery Near Lobby | FCL-SES-FEQ-SUS | Portable Fire Extinguishers | Fire Prevention,Extinguisher | Fire Equipment | 46332 | FEQ | http://www.toronto.ca/TWONTO#00350
49552 | FCL-FEQ-FEQ-0002-SUS | Fire Extinguisher #2, Low Lift Building, Ground Floor, Gallery Near Lobby | FCL-SUSPENDED | Suspended entity | Fire Prevention,Extinguisher | Fire Equipment | 46332 | FEQ | http://www.toronto.ca/TWONTO#00350
49553 | FCL-FEQ-FEQ-0003-SUS | Fire Extinguisher #3, Low Lift Building, Ground Floor, Screen Room N/W Wall | FCL-SES-FEQ-SUS | Portable Fire Extinguishers | Fire Prevention,Extinguisher | Fire Equipment | 46333 | FEQ | http://www.toronto.ca/TWONTO#00350
49554 | FCL-FEQ-FEQ-0004-SUS | Fire Extinguisher #4, Low Lift Building, Ground Floor, Screen Room N/E Wall | FCL-SES-FEQ-SUS | Portable Fire Extinguishers | Fire Prevention,Extinguisher | Fire Equipment | 46334 | FEQ | http://www.toronto.ca/TWONTO#00350
49555 | FCL-FEQ-FEQ-0004-SUS | Fire Extinguisher #4, Low Lift Building, Ground Floor, Screen Room N/E Wall | FCL-SUSPENDED | Suspended entity | Fire Prevention,Extinguisher | Fire Equipment | 46334 | FEQ | http://www.toronto.ca/TWONTO#00350
49556 | FCL-FEQ-FEQ-0005-SUS | Fire Extinguisher #5, Dry Chemical Building, MCC Room, North Entrance | FCL-SES-FEQ-SUS | Portable Fire Extinguishers | Fire Prevention,Extinguisher | Fire Equipment | 46335 | FEQ | http://www.toronto.ca/TWONTO#00350
49557 | FCL-FEQ-FEQ-0005-SUS | Fire Extinguisher #5, Dry Chemical Building, MCC Room, North Entrance | FCL-SUSPENDED | Suspended entity | Fire Prevention,Extinguisher | Fire Equipment | 46335 | FEQ | http://www.toronto.ca/TWONTO#00350
49558 | FCL-FEQ-FEQ-0008-SUS | Fire Extinguisher #8, Low Lift PS Building, Store Room | FCL-SUSPENDED | Suspended entity | Fire Prevention,Extinguisher | Fire Equipment | 46338 | FEQ | http://www.toronto.ca/TWONTO#00350
49559 | FCL-FEQ-FEQ-0009-SUS | Fire Extinguisher #9, Low Lift Building, Basement B1, Machine Shop S/E Wall | FCL-SES-FEQ-SUS | Portable Fire Extinguishers | Fire Prevention,Extinguisher | Fire Equipment | 46339 | FEQ | http://www.toronto.ca/TWONTO#00350
49560 | FCL-FEQ-FEQ-0009-SUS | Fire Extinguisher #9, Low Lift Building, Basement B1, Machine Shop S/E Wall | FCL-SUSPENDED | Suspended entity | Fire Prevention,Extinguisher | Fire Equipment | 46339 | FEQ | http://www.toronto.ca/TWONTO#00350
49561 | FCL-FEQ-FEQ-0011-SUS | Fire Extinguisher #11, Low Lift Building, Basement B1, Pump Room N/W Wall | FCL-SES-FEQ-SUS | Portable Fire Extinguishers | Fire Prevention,Extinguisher | Fire Equipment | 46341 | FEQ | http://www.toronto.ca/TWONTO#00350
49562 | FCL-FEQ-FEQ-0011-SUS | Fire Extinguisher #11, Low Lift Building, Basement B1, Pump Room N/W Wall | FCL-SUSPENDED | Suspended entity | Fire Prevention,Extinguisher | Fire Equipment | 46341 | FEQ | http://www.toronto.ca/TWONTO#00350
49563 | FCL-FEQ-FEQ-0012-SUS | Fire Extinguisher #12, Low Lift Building, Basement B1, Machine Shop N/E Wall | FCL-SES-FEQ-SUS | Portable Fire Extinguishers | Fire Prevention,Extinguisher | Fire Equipment | 46342 | FEQ | http://www.toronto.ca/TWONTO#00350
49564 | FCL-FEQ-FEQ-0012-SUS | Fire Extinguisher #12, Low Lift Building, Basement B1, Machine Shop N/E Wall | FCL-SUSPENDED | Suspended entity | Fire Prevention,Extinguisher | Fire Equipment | 46342 | FEQ | http://www.toronto.ca/TWONTO#00350
49565 | FCL-FEQ-FEQ-0013-SUS | Fire Extinguisher #13, Dry Chemical Building, Oil Storage East Wall | FCL-SUSPENDED | Suspended entity | Fire Prevention,Extinguisher | Fire Equipment | 46343 | FEQ | http://www.toronto.ca/TWONTO#00350
49566 | FCL-FEQ-FEQ-0014-SUS | Fire Extinguisher #14, Unloading Door S/E Wall, Dry Chemical Building | FCL-SES-FEQ-SUS | Portable Fire Extinguishers | Fire Prevention,Extinguisher | Fire Equipment | 46344 | FEQ | http://www.toronto.ca/TWONTO#00350
49567 | FCL-FEQ-FEQ-0015-SUS | Fire Extinguisher #15, Dry Chemical Building, Alum Room S/W Wall | FCL-SES-FEQ-SUS | Portable Fire Extinguishers | Fire Prevention,Extinguisher | Fire Equipment | 46345 | FEQ | http://www.toronto.ca/TWONTO#00350
49568 | FCL-FEQ-FEQ-0015-SUS | Fire Extinguisher #15, Dry Chemical Building, Alum Room S/W Wall | FCL-SUSPENDED | Suspended entity | Fire Prevention,Extinguisher | Fire Equipment | 46345 | FEQ | http://www.toronto.ca/TWONTO#00350
49569 | FCL-FEQ-FEQ-0016-SUS | Fire Extinguisher #16, Low Lift PS Building, Stairway Dressing Room | FCL-SES-FEQ-SUS | Portable Fire Extinguishers | Fire Prevention,Extinguisher | Fire Equipment | 46346 | FEQ | http://www.toronto.ca/TWONTO#00350
49570 | FCL-FEQ-FEQ-0016-SUS | Fire Extinguisher #16, Low Lift PS Building, Stairway Dressing Room | FCL-SUSPENDED | Suspended entity | Fire Prevention,Extinguisher | Fire Equipment | 46346 | FEQ | http://www.toronto.ca/TWONTO#00350
49693 | TAB-ELS-FEQ-5053 | Fire Extinguisher,North Substation,Basement,West Entrance | NORTH SUBSTATION_BASEMENT | MSA Substation,Basement | Fire Prevention,Extinguisher,Dry Chemical | Fire Equipment |  | FEQ | http://www.toronto.ca/TWONTO#00350
49701 | FCL-FEQ-FEQ-0017-SUS | Fire Extinguisher #17, Low Lift PS Building, Lunchroom Wall | FCL-SUSPENDED | Suspended entity | Fire Prevention,Extinguisher | Fire Equipment | 46347 | FEQ | http://www.toronto.ca/TWONTO#00350
49702 | FCL-FEQ-FEQ-0018-SUS | Fire Extinguisher #18, Flocculation Tanks S/E Wall | FCL-SES-FEQ-SUS | Portable Fire Extinguishers | Fire Prevention,Extinguisher | Fire Equipment | 46348 | FEQ | http://www.toronto.ca/TWONTO#00350
49703 | FCL-FEQ-FEQ-0018-SUS | Fire Extinguisher #18, Flocculation Tanks S/E Wall | FCL-SUSPENDED | Suspended entity | Fire Prevention,Extinguisher | Fire Equipment | 46348 | FEQ | http://www.toronto.ca/TWONTO#00350
49704 | FCL-FEQ-FEQ-0022-SUS | Fire Extinguisher #22, Filter Gallery S/E Wall | FCL-SES-FEQ-SUS | Portable Fire Extinguishers | Fire Prevention,Extinguisher | Fire Equipment | 46352 | FEQ | http://www.toronto.ca/TWONTO#00350
49705 | FCL-FEQ-FEQ-0022-SUS | Fire Extinguisher #22, Filter Gallery S/E Wall | FCL-SUSPENDED | Suspended entity | Fire Prevention,Extinguisher | Fire Equipment | 46352 | FEQ | http://www.toronto.ca/TWONTO#00350
49706 | FCL-FEQ-FEQ-0025-SUS | Fire Extinguisher #25, Filter Gallery N/W Wall | FCL-SES-FEQ-SUS | Portable Fire Extinguishers | Fire Prevention,Extinguisher | Fire Equipment | 46355 | FEQ | http://www.toronto.ca/TWONTO#00350
49707 | FCL-FEQ-FEQ-0026-SUS | Fire Extinguisher #26, Surge Tank Building, Compressor Room N/W Wall | FCL-SES-FEQ-SUS | Portable Fire Extinguishers | Fire Prevention,Extinguisher | Fire Equipment | 46356 | FEQ | http://www.toronto.ca/TWONTO#00350
49708 | FCL-FEQ-FEQ-0027-SUS | Fire Extinguisher #27, High Lift Building, Pump Room Gallery S/W Wall | FCL-SES-FEQ-SUS | Portable Fire Extinguishers | Fire Prevention,Extinguisher | Fire Equipment | 46357 | FEQ | http://www.toronto.ca/TWONTO#00350
49709 | FCL-FEQ-FEQ-0027-SUS | Fire Extinguisher #27, High Lift Building, Pump Room Gallery S/W Wall | FCL-SUSPENDED | Suspended entity | Fire Prevention,Extinguisher | Fire Equipment | 46357 | FEQ | http://www.toronto.ca/TWONTO#00350
49710 | FCL-FEQ-FEQ-0029-SUS | Fire Extinguisher #29, High Lift Building, Pump Room Gallery S/E Wall | FCL-SES-FEQ-SUS | Portable Fire Extinguishers | Fire Prevention,Extinguisher | Fire Equipment | 46359 | FEQ | http://www.toronto.ca/TWONTO#00350
49711 | FCL-FEQ-FEQ-0030-SUS | Fire Extinguisher #30, High Lift Building, Pump Room Gallery North Wall | FCL-SES-FEQ-SUS | Portable Fire Extinguishers | Fire Prevention,Extinguisher | Fire Equipment | 46360 | FEQ | http://www.toronto.ca/TWONTO#00350
49712 | FCL-FEQ-FEQ-0030-SUS | Fire Extinguisher #30, High Lift Building, Pump Room Gallery North Wall | FCL-SUSPENDED | Suspended entity | Fire Prevention,Extinguisher | Fire Equipment | 46360 | FEQ | http://www.toronto.ca/TWONTO#00350
49713 | FCL-FEQ-FEQ-0031-SUS | Fire Extinguisher #31, High Lift Building, Pump Room Gallery N/W Wall | FCL-SES-FEQ-SUS | Portable Fire Extinguishers | Fire Prevention,Extinguisher | Fire Equipment | 46361 | FEQ | http://www.toronto.ca/TWONTO#00350
49714 | FCL-FEQ-FEQ-0031-SUS | Fire Extinguisher #31, High Lift Building, Pump Room Gallery N/W Wall | FCL-SUSPENDED | Suspended entity | Fire Prevention,Extinguisher | Fire Equipment | 46361 | FEQ | http://www.toronto.ca/TWONTO#00350
49715 | FCL-FEQ-FEQ-0033-SUS | Fire Extinguisher #33, Control Room Back Hall North Exit | FCL-SES-FEQ-SUS | Portable Fire Extinguishers | Fire Prevention,Extinguisher | Fire Equipment | 46363 | FEQ | http://www.toronto.ca/TWONTO#00350
49716 | FCL-FEQ-FEQ-0033-SUS | Fire Extinguisher #33, Control Room Back Hall North Exit | FCL-SUSPENDED | Suspended entity | Fire Prevention,Extinguisher | Fire Equipment | 46363 | FEQ | http://www.toronto.ca/TWONTO#00350
49717 | FCL-FEQ-FEQ-0034-SUS | Fire Extinguisher #34, High Lift Pumping Station, Ground Floor, Copy/Fax Room | FCL-SES-FEQ-SUS | Portable Fire Extinguishers | Fire Prevention,Extinguisher | Fire Equipment | 46364 | FEQ | http://www.toronto.ca/TWONTO#00350
49718 | FCL-FEQ-FEQ-0034-SUS | Fire Extinguisher #34, High Lift Pumping Station, Ground Floor, Copy/Fax Room | FCL-SUSPENDED | Suspended entity | Fire Prevention,Extinguisher | Fire Equipment | 46364 | FEQ | http://www.toronto.ca/TWONTO#00350
49719 | FCL-FEQ-FEQ-0035-SUS | Fire Extinguisher #35, Filter Gallery, South Corridor | FCL-SUSPENDED | Suspended entity | Fire Prevention,Extinguisher | Fire Equipment | 46365 | FEQ | http://www.toronto.ca/TWONTO#00350
49720 | FCL-FEQ-FEQ-0037-SUS | Fire Extinguisher #37, Admin Building, Basement B1, Cableway Corridor, Near Switchgear Room West Door | FCL-SUSPENDED | Suspended entity | Fire Prevention,Extinguisher | Fire Equipment | 46367 | FEQ | http://www.toronto.ca/TWONTO#00350
49721 | FCL-FEQ-FEQ-0039-SUS | Fire Extinguisher #39, Gaseous Building Basement Corridor, Near Switchgear Room North/East Door | FCL-SES-FEQ-SUS | Portable Fire Extinguishers | Fire Prevention,Extinguisher | Fire Equipment | 46369 | FEQ | http://www.toronto.ca/TWONTO#00350
49722 | FCL-FEQ-FEQ-0040-SUS | Fire Extinguisher #40, Admin Building Basement B1, South Corridor to Filter Gallery, North Wall | FCL-SES-FEQ-SUS | Portable Fire Extinguishers | Fire Prevention,Extinguisher | Fire Equipment | 46370 | FEQ | http://www.toronto.ca/TWONTO#00350
49723 | FCL-FEQ-FEQ-0040-SUS | Fire Extinguisher #40, Admin Building Basement B1, South Corridor to Filter Gallery, North Wall | FCL-SUSPENDED | Suspended entity | Fire Prevention,Extinguisher | Fire Equipment | 46370 | FEQ | http://www.toronto.ca/TWONTO#00350
49724 | FCL-FEQ-FEQ-0043-SUS | Fire Extinguisher #43, Venturi Room Corridor West, North Wall, TW Basement B2 | FCL-SES-FEQ-SUS | Portable Fire Extinguishers | Fire Prevention,Extinguisher | Fire Equipment | 46373 | FEQ | http://www.toronto.ca/TWONTO#00350
49725 | FCL-FEQ-FEQ-0044-SUS | Fire Extinguisher #44,TW Basement B2, Venturi Room Corridor East, South Wall | FCL-SES-FEQ-SUS | Portable Fire Extinguishers | Fire Prevention,Extinguisher | Fire Equipment | 46374 | FEQ | http://www.toronto.ca/TWONTO#00350
49726 | FCL-FEQ-FEQ-0045-SUS | Fire Extinguisher #45, Pump Room N/E Wall, High Lift PS Basement | FCL-SES-FEQ-SUS | Portable Fire Extinguishers | Fire Prevention,Extinguisher | Fire Equipment | 46375 | FEQ | http://www.toronto.ca/TWONTO#00350
49727 | FCL-FEQ-FEQ-0045-SUS | Fire Extinguisher #45, Pump Room N/E Wall, High Lift PS Basement | FCL-SUSPENDED | Suspended entity | Fire Prevention,Extinguisher | Fire Equipment | 46375 | FEQ | http://www.toronto.ca/TWONTO#00350
49728 | FCL-FEQ-FEQ-0047-SUS | Fire Extinguisher #47,Pipe Room West, High Lift PS Basement | FCL-SES-FEQ-SUS | Portable Fire Extinguishers | Fire Prevention,Extinguisher | Fire Equipment | 46377 | FEQ | http://www.toronto.ca/TWONTO#00350
49729 | FCL-FEQ-FEQ-0049-SUS | Fire Extinguisher #49, Gaseous Chemical Building, 1st Floor,Elevator Corridor, S/W Wall | FCL-SES-FEQ-SUS | Portable Fire Extinguishers | Fire Prevention,Extinguisher | Fire Equipment | 46379 | FEQ | http://www.toronto.ca/TWONTO#00350
49730 | FCL-FEQ-FEQ-0050-SUS | Fire Extinguisher #50, Gaseous Chemical Building, 2nd Floor, Elevator Corridor, S/E Wall | FCL-SUSPENDED | Suspended entity | Fire Prevention,Extinguisher | Fire Equipment | 46380 | FEQ | http://www.toronto.ca/TWONTO#00350
49731 | FCL-FEQ-FEQ-0053-SUS | Fire Extinguisher #53, 3rd Floor Computer Room Hallway, North Wall, Gaseous Chemical Building | FCL-SES-FEQ-SUS | Portable Fire Extinguishers | Fire Prevention,Extinguisher | Fire Equipment | 46383 | FEQ | http://www.toronto.ca/TWONTO#00350
49732 | FCL-FEQ-FEQ-0054-SUS | Fire Extinguisher #54, Gaseous Building, 3rd Floor, Cl & So2 Machine Room East Wall | FCL-SUSPENDED | Suspended entity | Fire Prevention,Extinguisher | Fire Equipment | 46384 | FEQ | http://www.toronto.ca/TWONTO#00350
49733 | FCL-FEQ-FEQ-0056-SUS | Fire Extinguisher #56, Ammonia Room S/E Wall, Dry Chemical Building | FCL-SES-FEQ-SUS | Portable Fire Extinguishers | Fire Prevention,Extinguisher | Fire Equipment | 46386 | FEQ | http://www.toronto.ca/TWONTO#00350
49734 | FCL-FEQ-FEQ-0056-SUS | Fire Extinguisher #56, Ammonia Room S/E Wall, Dry Chemical Building | FCL-SUSPENDED | Suspended entity | Fire Prevention,Extinguisher | Fire Equipment | 46386 | FEQ | http://www.toronto.ca/TWONTO#00350
49735 | FCL-FEQ-FEQ-0057-SUS | Fire Extinguisher #57, Operations Lab South/East Corner | FCL-SES-FEQ-SUS | Portable Fire Extinguishers | Fire Prevention,Extinguisher | Fire Equipment | 46387 | FEQ | http://www.toronto.ca/TWONTO#00350
49736 | FCL-FEQ-FEQ-0057-SUS | Fire Extinguisher #57, Operations Lab South/East Corner | FCL-SUSPENDED | Suspended entity | Fire Prevention,Extinguisher | Fire Equipment | 46387 | FEQ | http://www.toronto.ca/TWONTO#00350
49782 | FCL-FEQ-FEQ-0059-SUS | Fire Extinguisher #59, Filter Pipe Gallery South | FCL-SES-FEQ-SUS | Portable Fire Extinguishers | Fire Prevention,Extinguisher | Fire Equipment | 46389 | FEQ | http://www.toronto.ca/TWONTO#00350
49783 | FCL-FEQ-FEQ-0059-SUS | Fire Extinguisher #59, Filter Pipe Gallery South | FCL-SUSPENDED | Suspended entity | Fire Prevention,Extinguisher | Fire Equipment | 46389 | FEQ | http://www.toronto.ca/TWONTO#00350
49784 | FCL-FEQ-FEQ-0061-SUS | Fire Extinguisher #61, Store Room Shut Down | FCL-SES-FEQ-SUS | Portable Fire Extinguishers | Fire Prevention,Extinguisher | Fire Equipment | 46391 | FEQ | http://www.toronto.ca/TWONTO#00350
49785 | FCL-FEQ-FEQ-0063-SUS | Fire Extinguisher #63, RMF Centrifuge Building, Ground Floor, South Wall | FCL-SES-FEQ-SUS | Portable Fire Extinguishers | Fire Prevention,Extinguisher | Fire Equipment | 46393 | FEQ | http://www.toronto.ca/TWONTO#00350
49786 | FCL-FEQ-FEQ-0063-SUS | Fire Extinguisher #63, RMF Centrifuge Building, Ground Floor, South Wall | FCL-SUSPENDED | Suspended entity | Fire Prevention,Extinguisher | Fire Equipment | 46393 | FEQ | http://www.toronto.ca/TWONTO#00350
49787 | FCL-FEQ-FEQ-0064-SUS | Fire Extinguisher #64, RMF Centrifuge Building, Polymer Tote Area, North | FCL-SES-FEQ-SUS | Portable Fire Extinguishers | Fire Prevention,Extinguisher | Fire Equipment | 46394 | FEQ | http://www.toronto.ca/TWONTO#00350
49788 | FCL-FEQ-FEQ-0064-SUS | Fire Extinguisher #64, RMF Centrifuge Building, Polymer Tote Area, North | FCL-SUSPENDED | Suspended entity | Fire Prevention,Extinguisher | Fire Equipment | 46394 | FEQ | http://www.toronto.ca/TWONTO#00350
49789 | FCL-FEQ-FEQ-0066-SUS | Fire Extinguisher #66, RMF Centrifuge Building, Bin Room North/East | FCL-SES-FEQ-SUS | Portable Fire Extinguishers | Fire Prevention,Extinguisher | Fire Equipment | 46396 | FEQ | http://www.toronto.ca/TWONTO#00350
49790 | FCL-FEQ-FEQ-0066-SUS | Fire Extinguisher #66, RMF Centrifuge Building, Bin Room North/East | FCL-SUSPENDED | Suspended entity | Fire Prevention,Extinguisher | Fire Equipment | 46396 | FEQ | http://www.toronto.ca/TWONTO#00350
49791 | FCL-FEQ-FEQ-0067-SUS | Fire Extinguisher #67, Admin Building, 2nd Floor Office Corridor 217 | FCL-SUSPENDED | Suspended entity | Fire Prevention,Extinguisher | Fire Equipment | 46397 | FEQ | http://www.toronto.ca/TWONTO#00350
49792 | FCL-FEQ-FEQ-0070-SUS | Fire Extinguisher #70, Admin Building, 2nd Floor at Office Elevator | FCL-SUSPENDED | Suspended entity | Fire Prevention,Extinguisher | Fire Equipment | 46400 | FEQ | http://www.toronto.ca/TWONTO#00350
49793 | FCL-FEQ-FEQ-0071-SUS | Fire Extinguisher #71, Admin Building, 2nd Floor at Office Photocopier | FCL-SUSPENDED | Suspended entity | Fire Prevention,Extinguisher | Fire Equipment | 46401 | FEQ | http://www.toronto.ca/TWONTO#00350
49794 | FCL-FEQ-FEQ-0072-SUS | Fire Extinguisher #72, Admin Building, 1st Floor PCS Lab | FCL-SES-FEQ-SUS | Portable Fire Extinguishers | Fire Prevention,Extinguisher | Fire Equipment | 46402 | FEQ | http://www.toronto.ca/TWONTO#00350
49795 | FCL-FEQ-FEQ-0072-SUS | Fire Extinguisher #72, Admin Building, 1st Floor PCS Lab | FCL-SUSPENDED | Suspended entity | Fire Prevention,Extinguisher | Fire Equipment | 46402 | FEQ | http://www.toronto.ca/TWONTO#00350
49796 | FCL-FEQ-FEQ-0073-SUS | Fire Extinguisher #73, Admin Building, 1st Floor Main Entrance | FCL-SES-FEQ-SUS | Portable Fire Extinguishers | Fire Prevention,Extinguisher | Fire Equipment | 46403 | FEQ | http://www.toronto.ca/TWONTO#00350
49797 | FCL-FEQ-FEQ-0074-SUS | Fire Extinguisher #74, Admin Building, 1st Floor Server Room | FCL-SES-FEQ-SUS | Portable Fire Extinguishers | Fire Prevention,Extinguisher | Fire Equipment | 46404 | FEQ | http://www.toronto.ca/TWONTO#00350
49798 | FCL-FEQ-FEQ-0074-SUS | Fire Extinguisher #74, Admin Building, 1st Floor Server Room | FCL-SUSPENDED | Suspended entity | Fire Prevention,Extinguisher | Fire Equipment | 46404 | FEQ | http://www.toronto.ca/TWONTO#00350
49799 | FCL-FEQ-FEQ-0076-SUS | Fire Extinguisher #76, Admin Building, 1st Floor Washroom | FCL-SES-FEQ-SUS | Portable Fire Extinguishers | Fire Prevention,Extinguisher | Fire Equipment | 46406 | FEQ | http://www.toronto.ca/TWONTO#00350
49800 | FCL-FEQ-FEQ-0076-SUS | Fire Extinguisher #76, Admin Building, 1st Floor Washroom | FCL-SUSPENDED | Suspended entity | Fire Prevention,Extinguisher | Fire Equipment | 46406 | FEQ | http://www.toronto.ca/TWONTO#00350
49801 | FCL-FEQ-FEQ-0080-SUS | Fire Extinguisher #80, Admin Building, 2nd Floor Furnace Room | FCL-SUSPENDED | Suspended entity | Fire Prevention,Extinguisher | Fire Equipment | 46408 | FEQ | http://www.toronto.ca/TWONTO#00350
49802 | FCL-FEQ-FEQ-0092-SUS | Fire Extinguisher #92, RMF Building, Hallway, Thickener No.2 East Wall | FCL-SES-FEQ-SUS | Portable Fire Extinguishers | Fire Prevention,Extinguisher | Fire Equipment | 46410 | FEQ | http://www.toronto.ca/TWONTO#00350
49803 | FCL-FEQ-FEQ-0092-SUS | Fire Extinguisher #92, RMF Building, Hallway, Thickener No.2 East Wall | FCL-SUSPENDED | Suspended entity | Fire Prevention,Extinguisher | Fire Equipment | 46410 | FEQ | http://www.toronto.ca/TWONTO#00350
49804 | FCL-FEQ-FEQ-0094-SUS | Fire Extinguisher #94, RMF Building Hallway, Clarifier No.2, Stairway No.2 Wall | FCL-SES-FEQ-SUS | Portable Fire Extinguishers | Fire Prevention,Extinguisher | Fire Equipment | 46412 | FEQ | http://www.toronto.ca/TWONTO#00350
49805 | FCL-FEQ-FEQ-0094-SUS | Fire Extinguisher #94, RMF Building Hallway, Clarifier No.2, Stairway No.2 Wall | FCL-SUSPENDED | Suspended entity | Fire Prevention,Extinguisher | Fire Equipment | 46412 | FEQ | http://www.toronto.ca/TWONTO#00350
49806 | FCL-FEQ-FEQ-0095-SUS | Fire Extinguisher #95, RMF Building Hallway, Clarifier No.2 East Wall | FCL-SUSPENDED | Suspended entity | Fire Prevention,Extinguisher | Fire Equipment | 46413 | FEQ | http://www.toronto.ca/TWONTO#00350
49807 | FCL-FEQ-FEQ-0096-SUS | Fire Extinguisher #96, RMF Building Hallway, Between Clarifier No.1&2 East Wall | FCL-SES-FEQ-SUS | Portable Fire Extinguishers | Fire Prevention,Extinguisher | Fire Equipment | 46414 | FEQ | http://www.toronto.ca/TWONTO#00350
49808 | FCL-FEQ-FEQ-0096-SUS | Fire Extinguisher #96, RMF Building Hallway, Between Clarifier No.1&2 East Wall | FCL-SUSPENDED | Suspended entity | Fire Prevention,Extinguisher | Fire Equipment | 46414 | FEQ | http://www.toronto.ca/TWONTO#00350
49809 | FCL-FEQ-FEQ-0097-SUS | Fire Extinguisher #97, RMF Building Hallway, Clarifier No.1 East Wall | FCL-SES-FEQ-SUS | Portable Fire Extinguishers | Fire Prevention,Extinguisher | Fire Equipment | 46415 | FEQ | http://www.toronto.ca/TWONTO#00350
49810 | FCL-FEQ-FEQ-0099-SUS | Fire Extinguisher #99, Spare | FCL-SES-FEQ-SUS | Portable Fire Extinguishers | Fire Prevention,Extinguisher | Fire Equipment | 46417 | FEQ | http://www.toronto.ca/TWONTO#00350
49811 | FCL-FEQ-FEQ-0099-SUS | Fire Extinguisher #99, Spare | FCL-SUSPENDED | Suspended entity | Fire Prevention,Extinguisher | Fire Equipment | 46417 | FEQ | http://www.toronto.ca/TWONTO#00350
49812 | FCL-FEQ-FEQ-0102-SUS | Fire Extinguisher #102, Gaseous Chemical Building, Chlorine Tank Room Entrance | FCL-SES-FEQ-SUS | Portable Fire Extinguishers | Fire Prevention,Extinguisher | Fire Equipment | 46420 | FEQ | http://www.toronto.ca/TWONTO#00350
49813 | FCL-FEQ-FEQ-0103-SUS | Fire Extinguisher #103, Gaseous Chemical Building, Chlorine Tank Room Exit | FCL-SES-FEQ-SUS | Portable Fire Extinguishers | Fire Prevention,Extinguisher | Fire Equipment | 46421 | FEQ | http://www.toronto.ca/TWONTO#00350
49814 | FCL-FEQ-FEQ-0103-SUS | Fire Extinguisher #103, Gaseous Chemical Building, Chlorine Tank Room Exit | FCL-SUSPENDED | Suspended entity | Fire Prevention,Extinguisher | Fire Equipment | 46421 | FEQ | http://www.toronto.ca/TWONTO#00350
49897 | TAB-FEQ-FA-3001 | Control Panel, Fire Alarm, Electrical Room No. 4, P Bldg. | TAB-PLT-SQ | P Building - Safety Equipment | Fire Prevention,Alarm | Fire Equipment |  | FA | http://www.toronto.ca/TWONTO#00154
49899 | TAB-FEQ-FE | Extinguisher, Fires | TAB-FEQ | Fire Protection Equipment, Plant Wide |  | Fire Equipment |  |  | http://www.toronto.ca/TWONTO#00350
49900 | TAB-FEQ-FEQ-1500S | Dry Chemical Fire Extinguisher, For Fire types A,B and C, CTC vestibule and CTC Training room | TAB-FEQ-FE | Extinguisher, Fires | Fire Prevention,Extinguisher,Dry Chemical | Fire Equipment | 41322 | FEQ | http://www.toronto.ca/TWONTO#00350
49901 | TAB-FEQ-FEQ-1500S | Dry Chemical Fire Extinguisher, For Fire types A,B and C, CTC vestibule and CTC Training room | TAB-SUSPENDED ENTITY | Suspended entities | Fire Prevention,Extinguisher,Dry Chemical | Fire Equipment | 41322 | FEQ | http://www.toronto.ca/TWONTO#00350
50012 | TAB-HRS-FEQ-5215S | Extinguisher, Fire, Hose Cabinet Unit 15, Dry, 6th Floor "E", Heat Recovery | TAB-SUSPENDED ENTITY | Suspended entities | Fire Prevention,Extinguisher | Fire Equipment | 42070 | FEQ | http://www.toronto.ca/TWONTO#00350
50013 | TAB-HRS-FEQ-5215S | Extinguisher, Fire, Hose Cabinet Unit 15, Dry, 6th Floor "E", Heat Recovery | TAB-WA7-FEQ-0013S | Extinguisher, Fire - Heat Recovery | Fire Prevention,Extinguisher | Fire Equipment | 42070 | FEQ | http://www.toronto.ca/TWONTO#00350
50014 | TAB-HRS-FEQ-5216S | Extinguisher, Fire, Hose Cabinet Unit 16 , Dry, 6th Floor "W", Heat Recovery | TAB-SUSPENDED ENTITY | Suspended entities | Fire Prevention,Extinguisher | Fire Equipment | 42071 | FEQ | http://www.toronto.ca/TWONTO#00350
50015 | TAB-HRS-FEQ-5216S | Extinguisher, Fire, Hose Cabinet Unit 16 , Dry, 6th Floor "W", Heat Recovery | TAB-WA7-FEQ-0013S | Extinguisher, Fire - Heat Recovery | Fire Prevention,Extinguisher | Fire Equipment | 42071 | FEQ | http://www.toronto.ca/TWONTO#00350
50016 | TAB-HRS-FEQ-5217S | Extinguisher, Fire, Hose Cabinet Unit 17 , Dry, 5th Floor "E", Heat Recovery | TAB-WA7-FEQ-0013S | Extinguisher, Fire - Heat Recovery | Fire Prevention,Extinguisher | Fire Equipment | 42072 | FEQ | http://www.toronto.ca/TWONTO#00350
50017 | TAB-HRS-FEQ-5219S | Extinguisher, Fire, Hose Cabinet Unit 19 , Dry, 4th Floor, Heat Recovery | TAB-SUSPENDED ENTITY | Suspended entities | Fire Prevention,Extinguisher | Fire Equipment | 42074 | FEQ | http://www.toronto.ca/TWONTO#00350
50018 | TAB-HRS-FEQ-5219S | Extinguisher, Fire, Hose Cabinet Unit 19 , Dry, 4th Floor, Heat Recovery | TAB-WA7-FEQ-0013S | Extinguisher, Fire - Heat Recovery | Fire Prevention,Extinguisher | Fire Equipment | 42074 | FEQ | http://www.toronto.ca/TWONTO#00350
50019 | TAB-HRS-FEQ-5221S | Extinguisher, Fire, Hose Cabinet Unit 21 , Dry, 3rd Floor "E", Heat Recovery | TAB-SUSPENDED ENTITY | Suspended entities | Fire Prevention,Extinguisher | Fire Equipment | 42076 | FEQ | http://www.toronto.ca/TWONTO#00350
50020 | TAB-HRS-FEQ-5221S | Extinguisher, Fire, Hose Cabinet Unit 21 , Dry, 3rd Floor "E", Heat Recovery | TAB-WA7-FEQ-0013S | Extinguisher, Fire - Heat Recovery | Fire Prevention,Extinguisher | Fire Equipment | 42076 | FEQ | http://www.toronto.ca/TWONTO#00350
50021 | TAB-HRS-FEQ-5222S | Extinguisher, Fire, Hose Cabinet Unit 22 , Dry, 1st Floor "W", Heat Recovery | TAB-WA7-FEQ-0013S | Extinguisher, Fire - Heat Recovery | Fire Prevention,Extinguisher | Fire Equipment | 42077 | FEQ | http://www.toronto.ca/TWONTO#00350
50022 | TAB-HRS-FEQ-5223S | Extinguisher, Fire, Hose Cabinet Unit 23 , Dry, 1st Floor "E", Heat Recovery | TAB-WA7-FEQ-0013S | Extinguisher, Fire - Heat Recovery | Fire Prevention,Extinguisher | Fire Equipment | 42078 | FEQ | http://www.toronto.ca/TWONTO#00350
50023 | TAB-HRS-FEQ-5224S | Extinguisher, Fire, Hose Cabinet Unit 24 , Dry, Basement "W", Heat Recovery | TAB-WA7-FEQ-0013S | Extinguisher, Fire - Heat Recovery | Fire Prevention,Extinguisher | Fire Equipment | 42079 | FEQ | http://www.toronto.ca/TWONTO#00350
50024 | TAB-HRS-FEQ-5225S | Extinguisher, Fire, Hose Cabinet Unit 25 , Dry, Basement "E", Heat Recovery | TAB-WA7-FEQ-0013S | Extinguisher, Fire - Heat Recovery | Fire Prevention,Extinguisher | Fire Equipment | 42080 | FEQ | http://www.toronto.ca/TWONTO#00350
50025 | TAB-HRS-FEQ-5226S | Fire Extinguisher, 5 lb ABC, Elevator, Heat Recovery Mechanical Room | TAB-SUSPENDED ENTITY | Suspended entities |  | Fire Equipment | 42081 | FEQ | http://www.toronto.ca/TWONTO#00350
50026 | TAB-HRS-FEQ-5226S | Fire Extinguisher, 5 lb ABC, Elevator, Heat Recovery Mechanical Room | TAB-WA7-FEQ-0013S | Extinguisher, Fire - Heat Recovery |  | Fire Equipment | 42081 | FEQ | http://www.toronto.ca/TWONTO#00350
50048 | TAB-INC-FEQ-5201S | Extinguisher, Fire, 10 lbs, Dry, Hose Unit #1, Basement, Incinerator Bldg | TAB-SUSPENDED ENTITY | Suspended entities | Fire Prevention,Extinguisher | Fire Equipment | 42199 | FEQ | http://www.toronto.ca/TWONTO#00350
50049 | TAB-INC-FEQ-5201S | Extinguisher, Fire, 10 lbs, Dry, Hose Unit #1, Basement, Incinerator Bldg | TAB-WA7-FEQ-2174S | Extinguisher, Fire - Incinerators,Silo , Biosolid Truck Loading & Auxiliary Building, Stack | Fire Prevention,Extinguisher | Fire Equipment | 42199 | FEQ | http://www.toronto.ca/TWONTO#00350
50050 | TAB-INC-FEQ-5204S | Extinguisher, Fire, 10 lbs, Dry, Hose Unit #4,1st Floor, "E", Incinerator Bldg. | TAB-SUSPENDED ENTITY | Suspended entities | Fire Prevention,Extinguisher | Fire Equipment | 42506 | FEQ | http://www.toronto.ca/TWONTO#00350
50051 | TAB-INC-FEQ-5204S | Extinguisher, Fire, 10 lbs, Dry, Hose Unit #4,1st Floor, "E", Incinerator Bldg. | TAB-WA7-FEQ-2174S | Extinguisher, Fire - Incinerators,Silo , Biosolid Truck Loading & Auxiliary Building, Stack | Fire Prevention,Extinguisher | Fire Equipment | 42506 | FEQ | http://www.toronto.ca/TWONTO#00350
50052 | TAB-INC-FEQ-5205S | Extinguisher, Fire, 10 lbs, Dry, Hose Unit #5 2nd Floor, Incinerator Bldg | TAB-SUSPENDED ENTITY | Suspended entities | Fire Prevention,Extinguisher | Fire Equipment | 42202 | FEQ | http://www.toronto.ca/TWONTO#00350
50053 | TAB-INC-FEQ-5205S | Extinguisher, Fire, 10 lbs, Dry, Hose Unit #5 2nd Floor, Incinerator Bldg | TAB-WA7-FEQ-2174S | Extinguisher, Fire - Incinerators,Silo , Biosolid Truck Loading & Auxiliary Building, Stack | Fire Prevention,Extinguisher | Fire Equipment | 42202 | FEQ | http://www.toronto.ca/TWONTO#00350
50054 | TAB-INC-FEQ-5206S | Extinguisher, Fire, 10 lbs, Dry, Hose Unit #6 2nd Floor, Incinerator bldg | TAB-WA7-FEQ-2174S | Extinguisher, Fire - Incinerators,Silo , Biosolid Truck Loading & Auxiliary Building, Stack | Fire Prevention,Extinguisher | Fire Equipment | 42203 | FEQ | http://www.toronto.ca/TWONTO#00350
50055 | TAB-INC-FEQ-5207S | Extinguisher, Fire, 8 lbs, Dry, Hose Unit #7, 3rd Floor, "E", Incinerator Bldg. | TAB-WA7-FEQ-2174S | Extinguisher, Fire - Incinerators,Silo , Biosolid Truck Loading & Auxiliary Building, Stack | Fire Prevention,Extinguisher | Fire Equipment | 42204 | FEQ | http://www.toronto.ca/TWONTO#00350
50056 | TAB-INC-FEQ-5209S | Extinguisher, Fire, 10 lbs, Dry,Hose Unit #9, 4th Floor, "E", Incinerator Bldg. | TAB-SUSPENDED ENTITY | Suspended entities | Fire Prevention,Extinguisher | Fire Equipment | 42206 | FEQ | http://www.toronto.ca/TWONTO#00350
50057 | TAB-INC-FEQ-5210S | Extinguisher, Fire,10 lbs, Dry,Hose Unit #10, 4th Floor, "W", Incinerator Bldg. | TAB-WA7-FEQ-2174S | Extinguisher, Fire - Incinerators,Silo , Biosolid Truck Loading & Auxiliary Building, Stack | Fire Prevention,Extinguisher | Fire Equipment | 42207 | FEQ | http://www.toronto.ca/TWONTO#00350
50058 | TAB-INC-FEQ-5211S | Extinguisher, Fire, 10 lbs, Dry, Hose Unit # 11,5th Floor, "E", Incinerator Bldg | TAB-WA7-FEQ-2174S | Extinguisher, Fire - Incinerators,Silo , Biosolid Truck Loading & Auxiliary Building, Stack | Fire Prevention,Extinguisher | Fire Equipment | 42208 | FEQ | http://www.toronto.ca/TWONTO#00350
50059 | TAB-INC-FEQ-5212S | Extinguisher, Fire, 10 lbs, Dry, Hose Unit # 12,5th Floor, "W", Incinerator Bldg. | TAB-WA7-FEQ-2174S | Extinguisher, Fire - Incinerators,Silo , Biosolid Truck Loading & Auxiliary Building, Stack | Fire Prevention,Extinguisher | Fire Equipment | 42209 | FEQ | http://www.toronto.ca/TWONTO#00350
50060 | TAB-INC-FEQ-5214S | Extinguisher, Fire, 10lbs, Dry, Hose Unit # 14 6th Floor, Incinerator Bldg | TAB-SUSPENDED ENTITY | Suspended entities | Fire Prevention,Extinguisher | Fire Equipment | 42211 | FEQ | http://www.toronto.ca/TWONTO#00350
50061 | TAB-INC-FEQ-5300S | Extinguisher, Fire, Dry, Basement "W", Silo Bldg | TAB-WA7-FEQ-2174S | Extinguisher, Fire - Incinerators,Silo , Biosolid Truck Loading & Auxiliary Building, Stack | Fire Prevention,Extinguisher | Fire Equipment | 42212 | FEQ | http://www.toronto.ca/TWONTO#00350
50062 | TAB-INC-FEQ-5301S | Extinguisher, Fire, Dry, Basement "NW", Silo Bldg | TAB-SUSPENDED ENTITY | Suspended entities | Fire Prevention,Extinguisher | Fire Equipment | 42213 | FEQ | http://www.toronto.ca/TWONTO#00350
50063 | TAB-INC-FEQ-5302S | Extinguisher, Fire, Dry, Basement "C", Silo Bldg | TAB-WA7-FEQ-2174S | Extinguisher, Fire - Incinerators,Silo , Biosolid Truck Loading & Auxiliary Building, Stack | Fire Prevention,Extinguisher | Fire Equipment | 42214 | FEQ | http://www.toronto.ca/TWONTO#00350
50064 | TAB-INC-FEQ-5303S | Extinguisher, Fire, Dry, Basement "E", Silo Bldg | TAB-SUSPENDED ENTITY | Suspended entities | Fire Prevention,Extinguisher | Fire Equipment | 42215 | FEQ | http://www.toronto.ca/TWONTO#00350
50065 | TAB-INC-FEQ-5304S | Extinguisher, Fire, Dry, Maint. Shop, 1st Floor, Incinerator Bldg.Pigeon Allyway | TAB-SUSPENDED ENTITY | Suspended entities | Fire Prevention,Extinguisher | Fire Equipment | 42216 | FEQ | http://www.toronto.ca/TWONTO#00350
50066 | TAB-INC-FEQ-5304S | Extinguisher, Fire, Dry, Maint. Shop, 1st Floor, Incinerator Bldg.Pigeon Allyway | TAB-WA7-FEQ-2174S | Extinguisher, Fire - Incinerators,Silo , Biosolid Truck Loading & Auxiliary Building, Stack | Fire Prevention,Extinguisher | Fire Equipment | 42216 | FEQ | http://www.toronto.ca/TWONTO#00350
50067 | TAB-INC-FEQ-5305S | Extinguisher, Fire, Dry, 1st Floor, "W", Silo Bldg | TAB-WA7-FEQ-2174S | Extinguisher, Fire - Incinerators,Silo , Biosolid Truck Loading & Auxiliary Building, Stack | Fire Prevention,Extinguisher | Fire Equipment | 42217 | FEQ | http://www.toronto.ca/TWONTO#00350
50068 | TAB-INC-FEQ-5306S | Extinguisher, Fire, Dry, 1st Floor, "C", Silo Bldg | TAB-SUSPENDED ENTITY | Suspended entities | Fire Prevention,Extinguisher | Fire Equipment | 42218 | FEQ | http://www.toronto.ca/TWONTO#00350
50069 | TAB-INC-FEQ-5306S | Extinguisher, Fire, Dry, 1st Floor, "C", Silo Bldg | TAB-WA7-FEQ-2174S | Extinguisher, Fire - Incinerators,Silo , Biosolid Truck Loading & Auxiliary Building, Stack | Fire Prevention,Extinguisher | Fire Equipment | 42218 | FEQ | http://www.toronto.ca/TWONTO#00350
50070 | TAB-INC-FEQ-5307S | Extinguisher, Fire, Dry, 1st Floor, "E", Silo Bldg. | TAB-SUSPENDED ENTITY | Suspended entities | Fire Prevention,Extinguisher | Fire Equipment | 42219 | FEQ | http://www.toronto.ca/TWONTO#00350
50071 | TAB-INC-FEQ-5308S | Extinguisher, Fire, 10 lbs, CO2, Control Room "W", Silo Bldg 1st Flr | TAB-WA7-FEQ-2174S | Extinguisher, Fire - Incinerators,Silo , Biosolid Truck Loading & Auxiliary Building, Stack | Fire Prevention,Extinguisher | Fire Equipment | 42220 | FEQ | http://www.toronto.ca/TWONTO#00350
50072 | TAB-INC-FEQ-5309S | Extinguisher, Fire, 10 lbs, Carbon Dioxide, Control Room "C", Silo Bldg. 1st Flr. | TAB-WA7-FEQ-2174S | Extinguisher, Fire - Incinerators,Silo , Biosolid Truck Loading & Auxiliary Building, Stack | Fire Prevention,Extinguisher | Fire Equipment | 42221 | FEQ | http://www.toronto.ca/TWONTO#00350
50073 | TAB-INC-FEQ-5310S | Extinguisher, Fire, 10 lbs, Carbon Dioxide, Control Room "E", Silo Bldg 1st Flr | TAB-SUSPENDED ENTITY | Suspended entities | Fire Prevention,Extinguisher | Fire Equipment | 42222 | FEQ | http://www.toronto.ca/TWONTO#00350
50074 | TAB-INC-FEQ-5310S | Extinguisher, Fire, 10 lbs, Carbon Dioxide, Control Room "E", Silo Bldg 1st Flr | TAB-WA7-FEQ-2174S | Extinguisher, Fire - Incinerators,Silo , Biosolid Truck Loading & Auxiliary Building, Stack | Fire Prevention,Extinguisher | Fire Equipment | 42222 | FEQ | http://www.toronto.ca/TWONTO#00350
50075 | TAB-INC-FEQ-5312S | Extinguisher, Fire, 10 lbs, CO2, 2/F, MCC Room, Incinerator Bldg | TAB-SUSPENDED ENTITY | Suspended entities | Fire Prevention,Extinguisher | Fire Equipment | 42224 | FEQ | http://www.toronto.ca/TWONTO#00350
50076 | TAB-INC-FEQ-5312S | Extinguisher, Fire, 10 lbs, CO2, 2/F, MCC Room, Incinerator Bldg | TAB-WA7-FEQ-2174S | Extinguisher, Fire - Incinerators,Silo , Biosolid Truck Loading & Auxiliary Building, Stack | Fire Prevention,Extinguisher | Fire Equipment | 42224 | FEQ | http://www.toronto.ca/TWONTO#00350
50077 | TAB-INC-FEQ-5313S | Extinguisher, Fire, Dry, 2nd Floor, "W", Silo Bldg | TAB-SUSPENDED ENTITY | Suspended entities | Fire Prevention,Extinguisher | Fire Equipment | 42225 | FEQ | http://www.toronto.ca/TWONTO#00350
50078 | TAB-INC-FEQ-5313S | Extinguisher, Fire, Dry, 2nd Floor, "W", Silo Bldg | TAB-WA7-FEQ-2174S | Extinguisher, Fire - Incinerators,Silo , Biosolid Truck Loading & Auxiliary Building, Stack | Fire Prevention,Extinguisher | Fire Equipment | 42225 | FEQ | http://www.toronto.ca/TWONTO#00350
50079 | TAB-INC-FEQ-5314S | Extinguisher, Fire, Dry, 2nd Floor, "C", Silo Bldg | TAB-SUSPENDED ENTITY | Suspended entities | Fire Prevention,Extinguisher | Fire Equipment | 42226 | FEQ | http://www.toronto.ca/TWONTO#00350
50080 | TAB-INC-FEQ-5314S | Extinguisher, Fire, Dry, 2nd Floor, "C", Silo Bldg | TAB-WA7-FEQ-2174S | Extinguisher, Fire - Incinerators,Silo , Biosolid Truck Loading & Auxiliary Building, Stack | Fire Prevention,Extinguisher | Fire Equipment | 42226 | FEQ | http://www.toronto.ca/TWONTO#00350
50081 | TAB-INC-FEQ-5315S | Extinguisher, Fire, Dry, 2nd Floor, "E", Silo Bldg | TAB-WA7-FEQ-2174S | Extinguisher, Fire - Incinerators,Silo , Biosolid Truck Loading & Auxiliary Building, Stack | Fire Prevention,Extinguisher | Fire Equipment | 42227 | FEQ | http://www.toronto.ca/TWONTO#00350
50082 | TAB-INC-FEQ-5316S | Extinguisher, Fire, Dry, 3rd Floor, "W", Silo Bldg | TAB-SUSPENDED ENTITY | Suspended entities | Fire Prevention,Extinguisher | Fire Equipment | 42228 | FEQ | http://www.toronto.ca/TWONTO#00350
50083 | TAB-INC-FEQ-5316S | Extinguisher, Fire, Dry, 3rd Floor, "W", Silo Bldg | TAB-WA7-FEQ-2174S | Extinguisher, Fire - Incinerators,Silo , Biosolid Truck Loading & Auxiliary Building, Stack | Fire Prevention,Extinguisher | Fire Equipment | 42228 | FEQ | http://www.toronto.ca/TWONTO#00350
50084 | TAB-INC-FEQ-5317S | Extinguisher, Fire, Dry, 3rd Floor, "C", Silo Bldg. | TAB-WA7-FEQ-2174S | Extinguisher, Fire - Incinerators,Silo , Biosolid Truck Loading & Auxiliary Building, Stack | Fire Prevention,Extinguisher | Fire Equipment | 42229 | FEQ | http://www.toronto.ca/TWONTO#00350
50167 | TAB-INC-FEQ-5318S | Extinguisher, Fire, Dry, 3rd Floor, "E", Silo Bldg | TAB-SUSPENDED ENTITY | Suspended entities | Fire Prevention,Extinguisher | Fire Equipment | 42230 | FEQ | http://www.toronto.ca/TWONTO#00350
50168 | TAB-INC-FEQ-5319S | Extinguisher, Fire, Dry, 4th Floor, "W", Silo Bldg | TAB-WA7-FEQ-2174S | Extinguisher, Fire - Incinerators,Silo , Biosolid Truck Loading & Auxiliary Building, Stack | Fire Prevention,Extinguisher | Fire Equipment | 42231 | FEQ | http://www.toronto.ca/TWONTO#00350
50169 | TAB-INC-FEQ-5322S | Extinguisher, Fire, Dry, 5th Floor, "W", Silo Bldg | TAB-WA7-FEQ-2174S | Extinguisher, Fire - Incinerators,Silo , Biosolid Truck Loading & Auxiliary Building, Stack | Fire Prevention,Extinguisher | Fire Equipment | 42234 | FEQ | http://www.toronto.ca/TWONTO#00350
50170 | TAB-INC-FEQ-5323S | Extinguisher, Fire, Dry, 5th Floor, "E", Silo Bldg | TAB-WA7-FEQ-2174S | Extinguisher, Fire - Incinerators,Silo , Biosolid Truck Loading & Auxiliary Building, Stack | Fire Prevention,Extinguisher | Fire Equipment | 42235 | FEQ | http://www.toronto.ca/TWONTO#00350
50171 | TAB-INC-FEQ-5326S | Extinguisher, Fire, 10 lbs, Dry, 6th Floor, "E" Incinerator Bldg. | TAB-SUSPENDED ENTITY | Suspended entities | Fire Prevention,Extinguisher | Fire Equipment | 42238 | FEQ | http://www.toronto.ca/TWONTO#00350
50172 | TAB-INC-FEQ-5327S | Extinguisher, Fire, Dry, Ground Floor, Stack Next to roll Up Door | TAB-SUSPENDED ENTITY | Suspended entities | Fire Prevention,Extinguisher | Fire Equipment | 42239 | FEQ | http://www.toronto.ca/TWONTO#00350
50173 | TAB-INC-FEQ-5327S | Extinguisher, Fire, Dry, Ground Floor, Stack Next to roll Up Door | TAB-WA7-FEQ-2174S | Extinguisher, Fire - Incinerators,Silo , Biosolid Truck Loading & Auxiliary Building, Stack | Fire Prevention,Extinguisher | Fire Equipment | 42239 | FEQ | http://www.toronto.ca/TWONTO#00350
50174 | TAB-INC-FEQ-5328S | Extinguisher, Fire, Dry, Ground Floor, Stairwell, Stack | TAB-WA7-FEQ-2174S | Extinguisher, Fire - Incinerators,Silo , Biosolid Truck Loading & Auxiliary Building, Stack | Fire Prevention,Extinguisher | Fire Equipment | 42240 | FEQ | http://www.toronto.ca/TWONTO#00350
50175 | TAB-INC-FEQ-5329S | Extinguisher, Fire, Dry, 2nd Floor, Stack | TAB-SUSPENDED ENTITY | Suspended entities | Fire Prevention,Extinguisher | Fire Equipment | 42241 | FEQ | http://www.toronto.ca/TWONTO#00350
50176 | TAB-INC-FEQ-5330S | Extinguisher, Fire,Dry, Main Flr,(Old Bio Solid) Ground Equipment Stores, NorthWest | TAB-SUSPENDED ENTITY | Suspended entities | Fire Prevention,Extinguisher | Fire Equipment | 42242 | FEQ | http://www.toronto.ca/TWONTO#00350
50177 | TAB-INC-FEQ-5330S | Extinguisher, Fire,Dry, Main Flr,(Old Bio Solid) Ground Equipment Stores, NorthWest | TAB-WA7-FEQ-2174S | Extinguisher, Fire - Incinerators,Silo , Biosolid Truck Loading & Auxiliary Building, Stack | Fire Prevention,Extinguisher | Fire Equipment | 42242 | FEQ | http://www.toronto.ca/TWONTO#00350
50178 | TAB-INC-FEQ-5331S | Extinguisher, Fire,CO2, Main Flr,(Old Bio Solid) Ground Equipment Stores, NorthCenter | TAB-SUSPENDED ENTITY | Suspended entities | Fire Prevention,Extinguisher | Fire Equipment | 42243 | FEQ | http://www.toronto.ca/TWONTO#00350
50179 | TAB-INC-FEQ-5332S | Extinguisher, Fire,Dry, Main Flr,(Old Bio Solid) Ground Equipment Stores, North East | TAB-SUSPENDED ENTITY | Suspended entities | Fire Prevention,Extinguisher | Fire Equipment | 42244 | FEQ | http://www.toronto.ca/TWONTO#00350
50180 | TAB-INC-FEQ-5334S | Extinguisher, Fire, Dry, Main Floor "SE", (Old Biosolid) Ground Equipment Stores | TAB-SUSPENDED ENTITY | Suspended entities | Fire Prevention,Extinguisher | Fire Equipment | 42246 | FEQ | http://www.toronto.ca/TWONTO#00350
50181 | TAB-INC-FEQ-5334S | Extinguisher, Fire, Dry, Main Floor "SE", (Old Biosolid) Ground Equipment Stores | TAB-WA7-FEQ-2174S | Extinguisher, Fire - Incinerators,Silo , Biosolid Truck Loading & Auxiliary Building, Stack | Fire Prevention,Extinguisher | Fire Equipment | 42246 | FEQ | http://www.toronto.ca/TWONTO#00350
50182 | TAB-INC-FEQ-5335S | Extinguisher, Fire, Dry, 2nd Flr.,(Old Biosolid) Ground Equipment Stores | TAB-SUSPENDED ENTITY | Suspended entities | Fire Prevention,Extinguisher | Fire Equipment | 42247 | FEQ | http://www.toronto.ca/TWONTO#00350
50183 | TAB-INC-FEQ-5336S | Fire Extinguisher, 5 lb ABC, Elevator Incineration, Mechanical Room | TAB-WA7-FEQ-2174S | Extinguisher, Fire - Incinerators,Silo , Biosolid Truck Loading & Auxiliary Building, Stack |  | Fire Equipment | 42248 | FEQ | http://www.toronto.ca/TWONTO#00350
50184 | TAB-INC-FEQ-5337S | Fire Extinguisher, 5 lb ABC, Elevator, Incineration Mechanical Room | TAB-SUSPENDED ENTITY | Suspended entities |  | Fire Equipment | 42249 | FEQ | http://www.toronto.ca/TWONTO#00350
50185 | TAB-INC-FEQ-5337S | Fire Extinguisher, 5 lb ABC, Elevator, Incineration Mechanical Room | TAB-WA7-FEQ-2174S | Extinguisher, Fire - Incinerators,Silo , Biosolid Truck Loading & Auxiliary Building, Stack |  | Fire Equipment | 42249 | FEQ | http://www.toronto.ca/TWONTO#00350
50186 | TAB-INC-FEQ-5338S | Extinguisher, Fire, Lbs, Dry Chemical, Pigeon Allyway, Control Room, North Wall | TAB-SUSPENDED ENTITY | Suspended entities | Fire Prevention,Extinguisher | Fire Equipment | 42250 | FEQ | http://www.toronto.ca/TWONTO#00350
50187 | TAB-INC-FEQ-5338S | Extinguisher, Fire, Lbs, Dry Chemical, Pigeon Allyway, Control Room, North Wall | TAB-WA7-FEQ-0003S | Extinguisher, Fire - Digester Tank #1 to #22 | Fire Prevention,Extinguisher | Fire Equipment | 42250 | FEQ | http://www.toronto.ca/TWONTO#00350
50188 | TAB-INC-FEQ-5339S | Extinguisher, Fire, Lbs, Dry Chemical, Pigeon Allyway, Control Room, North Wall | TAB-SUSPENDED ENTITY | Suspended entities | Fire Prevention,Extinguisher | Fire Equipment | 42251 | FEQ | http://www.toronto.ca/TWONTO#00350
50213 | TAB-LAB-FEQ-5140S | Extinguisher, Fire, Carbon Dioxide, Main Floor, Old Admin. Bldg. | TAB-SUSPENDED ENTITY | Suspended entities | Fire Prevention,Extinguisher | Fire Equipment | 42252 | FEQ | http://www.toronto.ca/TWONTO#00350
50214 | TAB-LAB-FEQ-5141S | Extinguisher, Fire, Dry, Old Admin. Bldg. Main FlrTech. Trainer Office, Hallway, | TAB-SUSPENDED ENTITY | Suspended entities | Fire Prevention,Extinguisher | Fire Equipment | 42253 | FEQ | http://www.toronto.ca/TWONTO#00350
50215 | TAB-LAB-FEQ-5141S | Extinguisher, Fire, Dry, Old Admin. Bldg. Main FlrTech. Trainer Office, Hallway, | TAB-WA7-FEQ-2175S | Extinguisher, Fire - Laboratory/ Old Admin | Fire Prevention,Extinguisher | Fire Equipment | 42253 | FEQ | http://www.toronto.ca/TWONTO#00350
50216 | TAB-LAB-FEQ-5143S | Extinguisher, Fire, Carbon Dioxide, Old Admin. Bldg. Laboratory 2nd Floor, | TAB-SUSPENDED ENTITY | Suspended entities | Fire Prevention,Extinguisher | Fire Equipment | 42255 | FEQ | http://www.toronto.ca/TWONTO#00350
50217 | TAB-LAB-FEQ-5143S | Extinguisher, Fire, Carbon Dioxide, Old Admin. Bldg. Laboratory 2nd Floor, | TAB-WA7-FEQ-2175S | Extinguisher, Fire - Laboratory/ Old Admin | Fire Prevention,Extinguisher | Fire Equipment | 42255 | FEQ | http://www.toronto.ca/TWONTO#00350
50218 | TAB-LAB-FEQ-5144S | Extinguisher, Fire, Carbon Dioxide, Old Admin. Bldg. Laboratory 2nd Flr. | TAB-SUSPENDED ENTITY | Suspended entities | Fire Prevention,Extinguisher | Fire Equipment | 42256 | FEQ | http://www.toronto.ca/TWONTO#00350
50219 | TAB-LAB-FEQ-5144S | Extinguisher, Fire, Carbon Dioxide, Old Admin. Bldg. Laboratory 2nd Flr. | TAB-WA7-FEQ-2175S | Extinguisher, Fire - Laboratory/ Old Admin | Fire Prevention,Extinguisher | Fire Equipment | 42256 | FEQ | http://www.toronto.ca/TWONTO#00350
50221 | TAB-M&T-FEQ-5490S | Extinguisher, Fire, Dry, M Bldg, Boiler Room, Bsmt,West | TAB-SUSPENDED ENTITY | Suspended entities | Fire Prevention,Extinguisher | Fire Equipment | 42260 | FEQ | http://www.toronto.ca/TWONTO#00350
50222 | TAB-M&T-FEQ-5492S | Extinguisher, Fire, Carbon Dioxide, Basement "SE", M Building | TAB-SUSPENDED ENTITY | Suspended entities | Fire Prevention,Extinguisher | Fire Equipment | 42262 | FEQ | http://www.toronto.ca/TWONTO#00350
50223 | TAB-M&T-FEQ-5492S | Extinguisher, Fire, Carbon Dioxide, Basement "SE", M Building | TAB-WA7-FEQ-2176S | Extinguisher, Fire - M & T Buildings | Fire Prevention,Extinguisher | Fire Equipment | 42262 | FEQ | http://www.toronto.ca/TWONTO#00350
50224 | TAB-M&T-FEQ-5493S | Extinguisher, Fire, Carbon Dioxide, Basement "NW", M Building | TAB-SUSPENDED ENTITY | Suspended entities | Fire Prevention,Extinguisher | Fire Equipment | 42263 | FEQ | http://www.toronto.ca/TWONTO#00350
50225 | TAB-M&T-FEQ-5495S | Extinguisher, Fire, Carbon Dioxide, Main Flr, East Centre,M Building | TAB-SUSPENDED ENTITY | Suspended entities | Fire Prevention,Extinguisher | Fire Equipment | 42265 | FEQ | http://www.toronto.ca/TWONTO#00350
50226 | TAB-M&T-FEQ-5495S | Extinguisher, Fire, Carbon Dioxide, Main Flr, East Centre,M Building | TAB-WA7-FEQ-2176S | Extinguisher, Fire - M & T Buildings | Fire Prevention,Extinguisher | Fire Equipment | 42265 | FEQ | http://www.toronto.ca/TWONTO#00350
50227 | TAB-M&T-FEQ-5496S | Extinguisher, Fire, , CO2, M Bldg, Main Flr North Centre | TAB-SUSPENDED ENTITY | Suspended entities | Fire Prevention,Extinguisher | Fire Equipment | 42266 | FEQ | http://www.toronto.ca/TWONTO#00350
50228 | TAB-M&T-FEQ-5497S | Extinguisher, Fire, Dry, Kitchen, M Building | TAB-WA7-FEQ-2176S | Extinguisher, Fire - M & T Buildings | Fire Prevention,Extinguisher | Fire Equipment | 42267 | FEQ | http://www.toronto.ca/TWONTO#00350
50229 | TAB-M&T-FEQ-5498S | Extinguisher, Fire, CO2, Screening Rm, M Bldg. North | TAB-SUSPENDED ENTITY | Suspended entities | Fire Prevention,Extinguisher | Fire Equipment | 42268 | FEQ | http://www.toronto.ca/TWONTO#00350
50230 | TAB-M&T-FEQ-5499S | Extinguisher, Fire, Carbon Dioxide, Screening Room, South West, M Building | TAB-SUSPENDED ENTITY | Suspended entities | Fire Prevention,Extinguisher | Fire Equipment | 42269 | FEQ | http://www.toronto.ca/TWONTO#00350
50231 | TAB-M&T-FEQ-5500S | Extinguisher, Fire, Dry, Basement 4th Level, T Building | TAB-WA7-FEQ-2176S | Extinguisher, Fire - M & T Buildings | Fire Prevention,Extinguisher | Fire Equipment | 42270 | FEQ | http://www.toronto.ca/TWONTO#00350
50232 | TAB-M&T-FEQ-5501S | Extinguisher, Fire, Dry, Basement 3rd Level, T Building | TAB-SUSPENDED ENTITY | Suspended entities | Fire Prevention,Extinguisher | Fire Equipment | 42271 | FEQ | http://www.toronto.ca/TWONTO#00350
50233 | TAB-M&T-FEQ-5502S | Extinguisher, Fire, Dry, Basement 2nd Level, T Building | TAB-SUSPENDED ENTITY | Suspended entities | Fire Prevention,Extinguisher | Fire Equipment | 42272 | FEQ | http://www.toronto.ca/TWONTO#00350
50234 | TAB-M&T-FEQ-5502S | Extinguisher, Fire, Dry, Basement 2nd Level, T Building | TAB-WA7-FEQ-2176S | Extinguisher, Fire - M & T Buildings | Fire Prevention,Extinguisher | Fire Equipment | 42272 | FEQ | http://www.toronto.ca/TWONTO#00350
50235 | TAB-M&T-FEQ-5503S | Extinguisher, Fire, CO2, Basement 2nd, MCC Room, T Building | TAB-WA7-FEQ-2176S | Extinguisher, Fire - M & T Buildings | Fire Prevention,Extinguisher | Fire Equipment | 42273 | FEQ | http://www.toronto.ca/TWONTO#00350
50236 | TAB-M&T-FEQ-5504S | Extinguisher, Fire, CO2, Basement 1st Level, T Building | TAB-SUSPENDED ENTITY | Suspended entities | Fire Prevention,Extinguisher | Fire Equipment | 42274 | FEQ | http://www.toronto.ca/TWONTO#00350
50237 | TAB-M&T-FEQ-5505S | Extinguisher, Fire, Carbon Dioxide, 1st Floor, Near Enterance,T Building | TAB-SUSPENDED ENTITY | Suspended entities | Fire Prevention,Extinguisher | Fire Equipment | 42275 | FEQ | http://www.toronto.ca/TWONTO#00350
50238 | TAB-M&T-FEQ-5507S | Extinguisher, Fire, CO2. 2nd Flr.MCC Room, T Bldg. | TAB-SUSPENDED ENTITY | Suspended entities | Fire Prevention,Extinguisher | Fire Equipment | 42277 | FEQ | http://www.toronto.ca/TWONTO#00350
50239 | TAB-M&T-FEQ-5508S | Extinguisher, Fire, CO2, Electrical - Mechanical Room, 3/F, T Building | TAB-SUSPENDED ENTITY | Suspended entities | Fire Prevention,Extinguisher | Fire Equipment | 42278 | FEQ | http://www.toronto.ca/TWONTO#00350
50240 | TAB-M&T-FEQ-5509S | Extinguisher, Fire, Dry, 4th Flr(New Mechanical), T Building | TAB-SUSPENDED ENTITY | Suspended entities | Fire Prevention,Extinguisher | Fire Equipment | 42279 | FEQ | http://www.toronto.ca/TWONTO#00350
50241 | TAB-M&T-FEQ-5509S | Extinguisher, Fire, Dry, 4th Flr(New Mechanical), T Building | TAB-WA7-FEQ-2176S | Extinguisher, Fire - M & T Buildings | Fire Prevention,Extinguisher | Fire Equipment | 42279 | FEQ | http://www.toronto.ca/TWONTO#00350
50242 | TAB-M&T-FEQ-5511S | Extinguisher,Fire, 5 lb ABC, " T " Building Mechanical Room | TAB-SUSPENDED ENTITY | Suspended entities |  | Fire Equipment | 42281 | FEQ | http://www.toronto.ca/TWONTO#00350
50243 | TAB-M&T-FEQ-5511S | Extinguisher,Fire, 5 lb ABC, " T " Building Mechanical Room | TAB-WA7-FEQ-2176S | Extinguisher, Fire - M & T Buildings |  | Fire Equipment | 42281 | FEQ | http://www.toronto.ca/TWONTO#00350
50277 | TAB-M&T-FEQ-5512S | Extinguisher, Fire, Dry, basement 3rd level, T building | TAB-FEQ | Fire Protection Equipment, Plant Wide |  | Fire Equipment | 42282 | FEQ | http://www.toronto.ca/TWONTO#00350
50278 | TAB-M&T-FEQ-5512S | Extinguisher, Fire, Dry, basement 3rd level, T building | TAB-FEQ-FE | Extinguisher, Fires |  | Fire Equipment | 42282 | FEQ | http://www.toronto.ca/TWONTO#00350
50279 | TAB-M&T-FEQ-5512S | Extinguisher, Fire, Dry, basement 3rd level, T building | TAB-WA7-FEQ-2176S | Extinguisher, Fire - M & T Buildings |  | Fire Equipment | 42282 | FEQ | http://www.toronto.ca/TWONTO#00350
50280 | TAB-M&T-FEQ-5513S | Extinguisher, Fire, Carbon Dioxide, Basement "SW", M Building | TAB-SUSPENDED ENTITY | Suspended entities | Fire Prevention,Extinguisher | Fire Equipment | 42283 | FEQ | http://www.toronto.ca/TWONTO#00350
50281 | TAB-M&T-FEQ-5513S | Extinguisher, Fire, Carbon Dioxide, Basement "SW", M Building | TAB-WA7-FEQ-2176S | Extinguisher, Fire - M & T Buildings | Fire Prevention,Extinguisher | Fire Equipment | 42283 | FEQ | http://www.toronto.ca/TWONTO#00350
50282 | TAB-M&T-FEQ-5514S | Fire Extinguisher, 10 lb ABC, 4th Flr (Stairwell), T Building | TAB-SUSPENDED ENTITY | Suspended entities | Fire Prevention,Extinguisher,CO2 | Fire Equipment | 42284 | FEQ | http://www.toronto.ca/TWONTO#00350
50283 | TAB-M&T-FEQ-5515S | Fire Extinguisher, 10 lb ABC, 3rd Flr , T Building | TAB-WA7-FEQ-2176S | Extinguisher, Fire - M & T Buildings | Fire Prevention,Extinguisher,CO2 | Fire Equipment | 42285 | FEQ | http://www.toronto.ca/TWONTO#00350
50284 | TAB-M&T-FEQ-5516S | Fire Extinguisher, 10 lb ABC, 3rd Flr , T Building | TAB-SUSPENDED ENTITY | Suspended entities | Fire Prevention,Extinguisher,CO2 | Fire Equipment | 42286 | FEQ | http://www.toronto.ca/TWONTO#00350
50299 | TAB-MCS-FEQ-5001S | Extinguisher, Fire, Dry West Main Enterance, AECOM trailer | TAB-SUSPENDED ENTITY | Suspended entities | Fire Prevention,Extinguisher | Fire Equipment | 42501 | FEQ | http://www.toronto.ca/TWONTO#00350
50300 | TAB-MCS-FEQ-5002S | Extinguisher, Fire, Dry. Pantry, AECOM Trailer | TAB-SUSPENDED ENTITY | Suspended entities | Fire Prevention,Extinguisher | Fire Equipment | 42502 | FEQ | http://www.toronto.ca/TWONTO#00350
50301 | TAB-MCS-FEQ-5002S | Extinguisher, Fire, Dry. Pantry, AECOM Trailer | TAB-WA7-FEQ-0004S | Extinguisher, Fires - AECOM Trailer & Meeting Rooms, OMU Office | Fire Prevention,Extinguisher | Fire Equipment | 42502 | FEQ | http://www.toronto.ca/TWONTO#00350
50302 | TAB-MCS-FEQ-5004S | Extinguisher, Fire, Dry, Meeting Room 1,AECOM trailer | TAB-WA7-FEQ-0004S | Extinguisher, Fires - AECOM Trailer & Meeting Rooms, OMU Office | Fire Prevention,Extinguisher | Fire Equipment | 42504 | FEQ | http://www.toronto.ca/TWONTO#00350
50303 | TAB-MCS-FEQ-5005S | Extinguisher, Fire, Dry,OMU Office. AECOM Trailer | TAB-WA7-FEQ-0004S | Extinguisher, Fires - AECOM Trailer & Meeting Rooms, OMU Office | Fire Prevention,Extinguisher | Fire Equipment | 42505 | FEQ | http://www.toronto.ca/TWONTO#00350
50304 | TAB-MCS-FEQ-5253S | Extinguisher, Fire, Dry, Hose Unit 53, Machine Shop, South | TAB-WA7-FEQ-2182S | Extinguisher, Fire - Z Building | Fire Prevention,Extinguisher | Fire Equipment | 42507 | FEQ | http://www.toronto.ca/TWONTO#00350
50305 | TAB-MCS-FEQ-5254S | Extinguisher, Fire, Dry, Hose Unit 54, Machine Shop, East | TAB-WA7-FEQ-2182S | Extinguisher, Fire - Z Building | Fire Prevention,Extinguisher | Fire Equipment | 42508 | FEQ | http://www.toronto.ca/TWONTO#00350
50306 | TAB-MCS-FEQ-5360S | Extinguisher, Fire, Dry, Welding Machine, ESAB,Machine Shop, | TAB-SUSPENDED ENTITY | Suspended entities | Fire Prevention,Extinguisher | Fire Equipment | 42509 | FEQ | http://www.toronto.ca/TWONTO#00350
50307 | TAB-MCS-FEQ-5361S | Extinguisher, Fire, Dry,Welding Cart,( MILLER)Machine Shop, | TAB-SUSPENDED ENTITY | Suspended entities | Fire Prevention,Extinguisher | Fire Equipment | 42510 | FEQ | http://www.toronto.ca/TWONTO#00350
50308 | TAB-MCS-FEQ-5362S | Extinguisher, Fire, Dry, Portable Welding Machine,(LINCOLN) Machine Shop, | TAB-WA7-FEQ-2182S | Extinguisher, Fire - Z Building | Fire Prevention,Extinguisher | Fire Equipment | 42511 | FEQ | http://www.toronto.ca/TWONTO#00350
50309 | TAB-MCS-FEQ-5363S | Extinguisher, Fire, Carbon Dioxide, Tool Crib,Machine Shop West | TAB-SUSPENDED ENTITY | Suspended entities | Fire Prevention,Extinguisher | Fire Equipment | 42512 | FEQ | http://www.toronto.ca/TWONTO#00350
50768 | TAB-OPS-FEQ-5140S | Extinguisher, Fire, Carbon Dioxide, House #1, North, Old P.S. | TAB-SUSPENDED ENTITY | Suspended entities | Fire Prevention,Extinguisher | Fire Equipment | 42513 | FEQ | http://www.toronto.ca/TWONTO#00350
50769 | TAB-OPS-FEQ-5140S | Extinguisher, Fire, Carbon Dioxide, House #1, North, Old P.S. | TAB-WA7-FEQ-0010S | Extinguisher, Fire -Old P.S. Bldg | Fire Prevention,Extinguisher | Fire Equipment | 42513 | FEQ | http://www.toronto.ca/TWONTO#00350
50770 | TAB-OPS-FEQ-5141S | Extinguisher, Fire, Carbon Dioxide, House #1, South, Old P.S. | TAB-WA7-FEQ-0010S | Extinguisher, Fire -Old P.S. Bldg | Fire Prevention,Extinguisher | Fire Equipment | 42514 | FEQ | http://www.toronto.ca/TWONTO#00350
50771 | TAB-OPS-FEQ-5143S | Extinguisher, Fire, Carbon Dioxide, Outside Southend, Old P.S. | TAB-WA7-FEQ-0010S | Extinguisher, Fire -Old P.S. Bldg | Fire Prevention,Extinguisher | Fire Equipment | 42516 | FEQ | http://www.toronto.ca/TWONTO#00350
50772 | TAB-OPS-FEQ-5144S | Extinguisher, Fire, Carbon Dioxide, House #2, North, Old P.S. | TAB-WA7-FEQ-0010S | Extinguisher, Fire -Old P.S. Bldg | Fire Prevention,Extinguisher | Fire Equipment | 42517 | FEQ | http://www.toronto.ca/TWONTO#00350
50773 | TAB-OPS-FEQ-5145S | Extinguisher, Fire, Carbon Dioxide, House #2, South, Old P.S. | TAB-WA7-FEQ-0010S | Extinguisher, Fire -Old P.S. Bldg | Fire Prevention,Extinguisher | Fire Equipment | 42518 | FEQ | http://www.toronto.ca/TWONTO#00350
50774 | TAB-OPS-FEQ-5146 | Extinguisher, Fire, Carbon Dioxide, House #2, MCC Room South, Old P.S. | TAB-WA7-FEQ-0010S | Extinguisher, Fire -Old P.S. Bldg | Fire Prevention,Extinguisher | Fire Equipment | 42519 | FEQ | http://www.toronto.ca/TWONTO#00350
50828 | TAB-PBLD-FEQ-5410S | Extinguisher, Fire, CO2, Blower Room, P Bldg, Bsmt | TAB-SUSPENDED ENTITY | Suspended entities | Fire Prevention,Extinguisher | Fire Equipment | 42523 | FEQ | http://www.toronto.ca/TWONTO#00350
50829 | TAB-PBLD-FEQ-5410S | Extinguisher, Fire, CO2, Blower Room, P Bldg, Bsmt | TAB-WA7-FEQ-2169S | Extinguisher, Fires - P Bldg & New P.S. | Fire Prevention,Extinguisher | Fire Equipment | 42523 | FEQ | http://www.toronto.ca/TWONTO#00350
50830 | TAB-PBLD-FEQ-5411S | Extinguisher, Fire, Carbon Dioxide, P Bldg. Bsmt,West Pumping Gallery, P Bldg. Bsmt -West Side | TAB-SUSPENDED ENTITY | Suspended entities | Fire Prevention,Extinguisher | Fire Equipment | 42524 | FEQ | http://www.toronto.ca/TWONTO#00350
50831 | TAB-PBLD-FEQ-5411S | Extinguisher, Fire, Carbon Dioxide, P Bldg. Bsmt,West Pumping Gallery, P Bldg. Bsmt -West Side | TAB-WA7-FEQ-2169S | Extinguisher, Fires - P Bldg & New P.S. | Fire Prevention,Extinguisher | Fire Equipment | 42524 | FEQ | http://www.toronto.ca/TWONTO#00350
50832 | TAB-PBLD-FEQ-5412S | Extinguisher, Fire, Carbon Dioxide, P Bldg. Bsmt,West Pumping Gallery, P Bldg. Bsmt -Centre | TAB-WA7-FEQ-2169S | Extinguisher, Fires - P Bldg & New P.S. | Fire Prevention,Extinguisher | Fire Equipment | 42525 | FEQ | http://www.toronto.ca/TWONTO#00350
50833 | TAB-PBLD-FEQ-5414S | Extinguisher, Fire, , Carbon Dioxide, P Bldg. Bsmt,East Pumping Gallery, P Bldg. Bsmt -West side | TAB-SUSPENDED ENTITY | Suspended entities | Fire Prevention,Extinguisher | Fire Equipment | 42527 | FEQ | http://www.toronto.ca/TWONTO#00350
50834 | TAB-PBLD-FEQ-5416S | Extinguisher, Fire, Carbon Dioxide, P Bldg. MCC Room ( Control Room) Next to Pri. Tank # 9 | TAB-WA7-FEQ-2169S | Extinguisher, Fires - P Bldg & New P.S. | Fire Prevention,Extinguisher | Fire Equipment | 42529 | FEQ | http://www.toronto.ca/TWONTO#00350
50835 | TAB-PBLD-FEQ-5417S | Extinguisher, Fire, Dry, P Bldg,Ground Flr, Screen Room Loading Bay | TAB-WA7-FEQ-2169S | Extinguisher, Fires - P Bldg & New P.S. | Fire Prevention,Extinguisher | Fire Equipment | 42530 | FEQ | http://www.toronto.ca/TWONTO#00350
50836 | TAB-PBLD-FEQ-5418S | Extinguisher, Fire, Dry, P Bldg. Screening Room, South West | TAB-SUSPENDED ENTITY | Suspended entities | Fire Prevention,Extinguisher | Fire Equipment | 42531 | FEQ | http://www.toronto.ca/TWONTO#00350
50837 | TAB-PBLD-FEQ-5419S | Extinguisher, Fire, CO2, P Bldg., Screen Rm "SE", | TAB-WA7-FEQ-2169S | Extinguisher, Fires - P Bldg & New P.S. | Fire Prevention,Extinguisher | Fire Equipment | 42532 | FEQ | http://www.toronto.ca/TWONTO#00350
50838 | TAB-PBLD-FEQ-5420S | Extinguisher, Fire, CO2,P Bldg MCC Rm, North of Pri. Tank #9 | TAB-SUSPENDED ENTITY | Suspended entities | Fire Prevention,Extinguisher | Fire Equipment | 42533 | FEQ | http://www.toronto.ca/TWONTO#00350
50839 | TAB-PBLD-FEQ-5422S | Extinguisher, Fire, Dry, P Bldg.,Grit Hopper Room , West Entrance, | TAB-WA7-FEQ-2169S | Extinguisher, Fires - P Bldg & New P.S. | Fire Prevention,Extinguisher | Fire Equipment | 42535 | FEQ | http://www.toronto.ca/TWONTO#00350
50840 | TAB-PBLD-FEQ-5423S | Extinguisher, Fire, Carbon Dioxide, P Bldg., Grit Hopper Room, South Wall, | TAB-SUSPENDED ENTITY | Suspended entities | Fire Prevention,Extinguisher | Fire Equipment | 42536 | FEQ | http://www.toronto.ca/TWONTO#00350
50841 | TAB-PBLD-FEQ-5423S | Extinguisher, Fire, Carbon Dioxide, P Bldg., Grit Hopper Room, South Wall, | TAB-WA7-FEQ-2169S | Extinguisher, Fires - P Bldg & New P.S. | Fire Prevention,Extinguisher | Fire Equipment | 42536 | FEQ | http://www.toronto.ca/TWONTO#00350
50842 | TAB-PBLD-FEQ-5424S | Extinguisher, Fire, Carbon Dioxide, New P.S Bldg. Bsmt. East next to Raw water Pump Room | TAB-SUSPENDED ENTITY | Suspended entities | Fire Prevention,Extinguisher | Fire Equipment | 42537 | FEQ | http://www.toronto.ca/TWONTO#00350
50843 | TAB-PBLD-FEQ-5425S | Extinguisher, Fire, Dry, New P.S Bldg. Gr.Flr West Stair Well | TAB-SUSPENDED ENTITY | Suspended entities | Fire Prevention,Extinguisher | Fire Equipment | 42538 | FEQ | http://www.toronto.ca/TWONTO#00350
50844 | TAB-PBLD-FEQ-5425S | Extinguisher, Fire, Dry, New P.S Bldg. Gr.Flr West Stair Well | TAB-WA7-FEQ-2169S | Extinguisher, Fires - P Bldg & New P.S. | Fire Prevention,Extinguisher | Fire Equipment | 42538 | FEQ | http://www.toronto.ca/TWONTO#00350
50845 | TAB-PBLD-FEQ-5426S | Extinguisher, Fire, Dry,New P.S Bldg. Gr.Flr South West Stair Well | TAB-SUSPENDED ENTITY | Suspended entities | Fire Prevention,Extinguisher | Fire Equipment | 42539 | FEQ | http://www.toronto.ca/TWONTO#00350
50846 | TAB-PBLD-FEQ-5427S | Extinguisher, Fire, CO2,WA1 Welding Shop, Out side the cage | TAB-SUSPENDED ENTITY | Suspended entities | Fire Prevention,Extinguisher | Fire Equipment | 42540 | FEQ | http://www.toronto.ca/TWONTO#00350
50847 | TAB-PBLD-FEQ-5428S | Extinguisher, Fire, CO2, WA1, Welding Shop, | TAB-WA7-FEQ-2169S | Extinguisher, Fires - P Bldg & New P.S. | Fire Prevention,Extinguisher | Fire Equipment | 42541 | FEQ | http://www.toronto.ca/TWONTO#00350
50848 | TAB-PBLD-FEQ-5429S | Extinguisher, Fire, CO2, WA1 maintenance Shop | TAB-WA7-FEQ-2169S | Extinguisher, Fires - P Bldg & New P.S. | Fire Prevention,Extinguisher | Fire Equipment | 42542 | FEQ | http://www.toronto.ca/TWONTO#00350
50849 | TAB-PBLD-FEQ-5430S | Extinguisher, Fire, CO2, WA1 maintenance Shop | TAB-WA7-FEQ-2169S | Extinguisher, Fires - P Bldg & New P.S. | Fire Prevention,Extinguisher | Fire Equipment | 42543 | FEQ | http://www.toronto.ca/TWONTO#00350
50850 | TAB-PBLD-FEQ-5431S | Extinguisher, Fire, Dry, WA1 Lunch Room, New P.S Bldg. 2nd Flr | TAB-WA7-FEQ-2169S | Extinguisher, Fires - P Bldg & New P.S. | Fire Prevention,Extinguisher | Fire Equipment | 42544 | FEQ | http://www.toronto.ca/TWONTO#00350
50851 | TAB-PBLD-FEQ-5432S | Extinguisher, Fire, Dry, New P.S Bldg. 2nd Flr Old Grit Machine Room | TAB-SUSPENDED ENTITY | Suspended entities | Fire Prevention,Extinguisher | Fire Equipment | 42545 | FEQ | http://www.toronto.ca/TWONTO#00350
50852 | TAB-PBLD-FEQ-5432S | Extinguisher, Fire, Dry, New P.S Bldg. 2nd Flr Old Grit Machine Room | TAB-WA7-FEQ-2169S | Extinguisher, Fires - P Bldg & New P.S. | Fire Prevention,Extinguisher | Fire Equipment | 42545 | FEQ | http://www.toronto.ca/TWONTO#00350
50853 | TAB-PBLD-FEQ-5433S | Extinguisher, Carbon Dioxide, New P.S Bldg. 2nd Flr.,MCCRoom,Next to Old Grit Mach. Room | TAB-SUSPENDED ENTITY | Suspended entities | Fire Prevention,Extinguisher | Fire Equipment | 42546 | FEQ | http://www.toronto.ca/TWONTO#00350
50854 | TAB-PBLD-FEQ-5433S | Extinguisher, Carbon Dioxide, New P.S Bldg. 2nd Flr.,MCCRoom,Next to Old Grit Mach. Room | TAB-WA7-FEQ-2169S | Extinguisher, Fires - P Bldg & New P.S. | Fire Prevention,Extinguisher | Fire Equipment | 42546 | FEQ | http://www.toronto.ca/TWONTO#00350
50894 | TAB-PBLD-FEQ-5434S | Extinguisher, Fire, Dry, Scrubber Room, P Bldg | TAB-WA7-FEQ-2169S | Extinguisher, Fires - P Bldg & New P.S. | Fire Prevention,Extinguisher | Fire Equipment | 42547 | FEQ | http://www.toronto.ca/TWONTO#00350
50895 | TAB-PBLD-FEQ-5435S | Extinguisher, Fire, Dry, Hypo Storage Tank Room , P Bldg | TAB-SUSPENDED ENTITY | Suspended entities | Fire Prevention,Extinguisher | Fire Equipment | 42548 | FEQ | http://www.toronto.ca/TWONTO#00350
50896 | TAB-PBLD-FEQ-5436S | Extinguisher, Fire, Dry, P Bldg, Screen Room East | TAB-SUSPENDED ENTITY | Suspended entities | Fire Prevention,Extinguisher | Fire Equipment | 42549 | FEQ | http://www.toronto.ca/TWONTO#00350
50897 | TAB-PBLD-FEQ-5436S | Extinguisher, Fire, Dry, P Bldg, Screen Room East | TAB-WA7-FEQ-2169S | Extinguisher, Fires - P Bldg & New P.S. | Fire Prevention,Extinguisher | Fire Equipment | 42549 | FEQ | http://www.toronto.ca/TWONTO#00350
50898 | TAB-PBLD-FEQ-5437S | Extinguisher, Fire, Dry, Mechanical Room Ground Floor | TAB-WA7-FEQ-2169S | Extinguisher, Fires - P Bldg & New P.S. | Fire Prevention,Extinguisher | Fire Equipment | 42550 | FEQ | http://www.toronto.ca/TWONTO#00350
50899 | TAB-PBLD-FEQ-5438S | Extinguisher, Fire, Dry, Pump Room, Basement | TAB-SUSPENDED ENTITY | Suspended entities | Fire Prevention,Extinguisher | Fire Equipment | 42551 | FEQ | http://www.toronto.ca/TWONTO#00350
50900 | TAB-PBLD-FEQ-5439S | Extinguisher, Fire, Dry, Screen Handling Area, South | TAB-SUSPENDED ENTITY | Suspended entities | Fire Prevention,Extinguisher | Fire Equipment | 42552 | FEQ | http://www.toronto.ca/TWONTO#00350
50901 | TAB-PBLD-FEQ-5440S | Extinguisher, Fire, Dry, Screen Handling Area, North | TAB-WA7-FEQ-2169S | Extinguisher, Fires - P Bldg & New P.S. | Fire Prevention,Extinguisher | Fire Equipment | 42553 | FEQ | http://www.toronto.ca/TWONTO#00350
50902 | TAB-PBLD-FEQ-5441S | Extinguisher, Fire, Dry, Screen Handling Area, West | TAB-SUSPENDED ENTITY | Suspended entities | Fire Prevention,Extinguisher | Fire Equipment | 42554 | FEQ | http://www.toronto.ca/TWONTO#00350
50903 | TAB-PBLD-FEQ-5442S | Extinguisher, Fire, Dry, Equipment Loading Bay | TAB-WA7-FEQ-2169S | Extinguisher, Fires - P Bldg & New P.S. | Fire Prevention,Extinguisher | Fire Equipment | 42555 | FEQ | http://www.toronto.ca/TWONTO#00350
50904 | TAB-PBLD-FEQ-5443S | Extinguisher, Fire, Dry, Mechanical Room 3, Penthouse South | TAB-WA7-FEQ-2169S | Extinguisher, Fires - P Bldg & New P.S. | Fire Prevention,Extinguisher | Fire Equipment | 42556 | FEQ | http://www.toronto.ca/TWONTO#00350
50905 | TAB-PBLD-FEQ-5444S | Extinguisher, Fire, Dry, Mechanical Room 3, Penthouse North | TAB-SUSPENDED ENTITY | Suspended entities | Fire Prevention,Extinguisher | Fire Equipment | 42557 | FEQ | http://www.toronto.ca/TWONTO#00350
50906 | TAB-PBLD-FEQ-5446S | Extinguisher, Fire, Dry, Grit Loading Area West | TAB-SUSPENDED ENTITY | Suspended entities | Fire Prevention,Extinguisher | Fire Equipment | 42559 | FEQ | http://www.toronto.ca/TWONTO#00350
50907 | TAB-PBLD-FEQ-5447S | Extinguisher, Fire, Dry, Grit Loading Area, Basement | TAB-SUSPENDED ENTITY | Suspended entities | Fire Prevention,Extinguisher | Fire Equipment | 42560 | FEQ | http://www.toronto.ca/TWONTO#00350
50908 | TAB-PBLD-FEQ-5449S | Extinguisher, Fire, Dry, Grit Loading Area, NE Bunker Wall | TAB-SUSPENDED ENTITY | Suspended entities | Fire Prevention,Extinguisher | Fire Equipment | 42562 | FEQ | http://www.toronto.ca/TWONTO#00350
50909 | TAB-PBLD-FEQ-5450S | Extinguisher, Fire, Dry, Outside Coagulant Room | TAB-SUSPENDED ENTITY | Suspended entities | Fire Prevention,Extinguisher | Fire Equipment | 42563 | FEQ | http://www.toronto.ca/TWONTO#00350
50910 | TAB-PBLD-FEQ-5451S | Extinguisher, Fire, Dry, SW Coagulant Room Area | TAB-SUSPENDED ENTITY | Suspended entities | Fire Prevention,Extinguisher | Fire Equipment | 42564 | FEQ | http://www.toronto.ca/TWONTO#00350
50911 | TAB-PBLD-FEQ-5451S | Extinguisher, Fire, Dry, SW Coagulant Room Area | TAB-WA7-FEQ-2169S | Extinguisher, Fires - P Bldg & New P.S. | Fire Prevention,Extinguisher | Fire Equipment | 42564 | FEQ | http://www.toronto.ca/TWONTO#00350
50912 | TAB-PBLD-FEQ-5452S | Extinguisher, Fire, Dry, SE Coagulant Room Area | TAB-SUSPENDED ENTITY | Suspended entities | Fire Prevention,Extinguisher | Fire Equipment | 42565 | FEQ | http://www.toronto.ca/TWONTO#00350
50913 | TAB-PBLD-FEQ-5452S | Extinguisher, Fire, Dry, SE Coagulant Room Area | TAB-WA7-FEQ-2169S | Extinguisher, Fires - P Bldg & New P.S. | Fire Prevention,Extinguisher | Fire Equipment | 42565 | FEQ | http://www.toronto.ca/TWONTO#00350
50914 | TAB-PBLD-FEQ-5453S | Extinguisher, Fire, Dry, West Wall Coagulant Room Area | TAB-WA7-FEQ-2169S | Extinguisher, Fires - P Bldg & New P.S. | Fire Prevention,Extinguisher | Fire Equipment | 42566 | FEQ | http://www.toronto.ca/TWONTO#00350
50915 | TAB-PBLD-FEQ-5454S | Extinguisher, Fire, Dry, East Wall Coagulant Room Area | TAB-WA7-FEQ-2169S | Extinguisher, Fires - P Bldg & New P.S. | Fire Prevention,Extinguisher | Fire Equipment | 42567 | FEQ | http://www.toronto.ca/TWONTO#00350
50916 | TAB-PBLD-FEQ-5455S | Extinguisher, Fire, CO2 10 lbs, SE Flow Meter Room | TAB-WA7-FEQ-2169S | Extinguisher, Fires - P Bldg & New P.S. | Fire Prevention,Extinguisher | Fire Equipment | 42568 | FEQ | http://www.toronto.ca/TWONTO#00350
50917 | TAB-PBLD-FEQ-5456S | Extinguisher, Fire, Dry, Flow Metetr Room, Center | TAB-WA7-FEQ-2169S | Extinguisher, Fires - P Bldg & New P.S. | Fire Prevention,Extinguisher | Fire Equipment | 42569 | FEQ | http://www.toronto.ca/TWONTO#00350
50918 | TAB-PBLD-FEQ-5457S | Extinguisher, Fire, Dry, SW Flow Meter Room | TAB-SUSPENDED ENTITY | Suspended entities | Fire Prevention,Extinguisher | Fire Equipment | 42570 | FEQ | http://www.toronto.ca/TWONTO#00350
50919 | TAB-PBLD-FEQ-5459S | Extinguisher, Fire, Dry, Polymer Room !st Floor South East | TAB-SUSPENDED ENTITY | Suspended entities | Fire Prevention,Extinguisher | Fire Equipment | 42572 | FEQ | http://www.toronto.ca/TWONTO#00350
50920 | TAB-PBLD-FEQ-5459S | Extinguisher, Fire, Dry, Polymer Room !st Floor South East | TAB-WA7-FEQ-2169S | Extinguisher, Fires - P Bldg & New P.S. | Fire Prevention,Extinguisher | Fire Equipment | 42572 | FEQ | http://www.toronto.ca/TWONTO#00350
50921 | TAB-PBLD-FEQ-5461S | Extinguisher, Fire, Dry, Polymer Room Loading Area Door | TAB-WA7-FEQ-2169S | Extinguisher, Fires - P Bldg & New P.S. | Fire Prevention,Extinguisher | Fire Equipment | 42574 | FEQ | http://www.toronto.ca/TWONTO#00350
50922 | TAB-PBLD-FEQ-5463S | Extinguisher, Fire, Dry Chemical 20 lbs, Mechanical Room 5 | TAB-SUSPENDED ENTITY | Suspended entities | Fire Prevention,Extinguisher | Fire Equipment | 42576 | FEQ | http://www.toronto.ca/TWONTO#00350
50923 | TAB-PBLD-FEQ-5464S | Extinguisher, Fire, CO2 15 lbs, Electrical Room 4 | TAB-SUSPENDED ENTITY | Suspended entities | Fire Prevention,Extinguisher | Fire Equipment | 42577 | FEQ | http://www.toronto.ca/TWONTO#00350
50924 | TAB-PBLD-FEQ-5464S | Extinguisher, Fire, CO2 15 lbs, Electrical Room 4 | TAB-WA7-FEQ-2169S | Extinguisher, Fires - P Bldg & New P.S. | Fire Prevention,Extinguisher | Fire Equipment | 42577 | FEQ | http://www.toronto.ca/TWONTO#00350
50925 | TAB-PBLD-FEQ-5465S | Extinguisher, Fire, Dry Chemical 20 lbs, Electrical Room 4 | TAB-WA7-FEQ-2169S | Extinguisher, Fires - P Bldg & New P.S. | Fire Prevention,Extinguisher | Fire Equipment | 42578 | FEQ | http://www.toronto.ca/TWONTO#00350
50926 | TAB-PBLD-FEQ-5467S | Extinguisher, Fire, CO2 10 lbs, Servive Connection Room | TAB-SUSPENDED ENTITY | Suspended entities | Fire Prevention,Extinguisher | Fire Equipment | 42580 | FEQ | http://www.toronto.ca/TWONTO#00350
50927 | TAB-PBLD-FEQ-5467S | Extinguisher, Fire, CO2 10 lbs, Servive Connection Room | TAB-WA7-FEQ-2169S | Extinguisher, Fires - P Bldg & New P.S. | Fire Prevention,Extinguisher | Fire Equipment | 42580 | FEQ | http://www.toronto.ca/TWONTO#00350
50928 | TAB-PBLD-FEQ-5468S | Extinguisher, Fire, CO2 10 lbs, Central Gallery Area | TAB-WA7-FEQ-2169S | Extinguisher, Fires - P Bldg & New P.S. | Fire Prevention,Extinguisher | Fire Equipment | 42581 | FEQ | http://www.toronto.ca/TWONTO#00350
50929 | TAB-PBLD-FEQ-5469S | Extinguisher, Fire, CO2 10 lbs, Primary Gallery Stairs | TAB-SUSPENDED ENTITY | Suspended entities | Fire Prevention,Extinguisher | Fire Equipment | 42582 | FEQ | http://www.toronto.ca/TWONTO#00350
50930 | TAB-PBLD-FEQ-5469S | Extinguisher, Fire, CO2 10 lbs, Primary Gallery Stairs | TAB-WA7-FEQ-2169S | Extinguisher, Fires - P Bldg & New P.S. | Fire Prevention,Extinguisher | Fire Equipment | 42582 | FEQ | http://www.toronto.ca/TWONTO#00350
50931 | TAB-PBLD-FEQ-5470S | Extinguisher, Fire, Dry Chemical 5 lbs, Primary Gallery 9 East Center Pillar | TAB-WA7-FEQ-2169S | Extinguisher, Fires - P Bldg & New P.S. | Fire Prevention,Extinguisher | Fire Equipment | 42583 | FEQ | http://www.toronto.ca/TWONTO#00350
50932 | TAB-PBLD-FEQ-5471S | Extinguisher, Fire, CO2 10 lbs, North Wall Primary Gallery 9 East | TAB-SUSPENDED ENTITY | Suspended entities | Fire Prevention,Extinguisher | Fire Equipment | 42584 | FEQ | http://www.toronto.ca/TWONTO#00350
50933 | TAB-PBLD-FEQ-5471S | Extinguisher, Fire, CO2 10 lbs, North Wall Primary Gallery 9 East | TAB-WA7-FEQ-2169S | Extinguisher, Fires - P Bldg & New P.S. | Fire Prevention,Extinguisher | Fire Equipment | 42584 | FEQ | http://www.toronto.ca/TWONTO#00350
50934 | TAB-PBLD-FEQ-5473S | Extinguisher, Fire, Dry Chemical 5 lbs, Primary Gallery 8 West Center Pillar | TAB-WA7-FEQ-2169S | Extinguisher, Fires - P Bldg & New P.S. | Fire Prevention,Extinguisher | Fire Equipment | 42586 | FEQ | http://www.toronto.ca/TWONTO#00350
50935 | TAB-PBLD-FEQ-5474S | Extinguisher, Fire, CO2 10 lbs, North Wall Primary Gallery 8 West | TAB-WA7-FEQ-2169S | Extinguisher, Fires - P Bldg & New P.S. | Fire Prevention,Extinguisher | Fire Equipment | 42587 | FEQ | http://www.toronto.ca/TWONTO#00350
50936 | TAB-PBLD-FEQ-5475S | Extinguisher, Fire, CO2 15 lbs, Pumping Gallery | TAB-WA7-FEQ-2169S | Extinguisher, Fires - P Bldg & New P.S. | Fire Prevention,Extinguisher | Fire Equipment | 42588 | FEQ | http://www.toronto.ca/TWONTO#00350
50937 | TAB-PBLD-FEQ-5477S | Extinguisher, Fire, CO2 15 lbs, Mechanical Room 6 | TAB-SUSPENDED ENTITY | Suspended entities | Fire Prevention,Extinguisher | Fire Equipment | 42590 | FEQ | http://www.toronto.ca/TWONTO#00350
50938 | TAB-PBLD-FEQ-5479 | Cabinet,Fire Hose/Standpipe, Mechanical Room 1, Ground Flr. | TAB-FEQ-HC-PBLD | Fire Standpipe/Hose, P- Building | Fire Prevention,Cabinet | Fire Equipment |  | FEQ | http://www.toronto.ca/TWONTO#00351
50939 | TAB-PBLD-FEQ-5481 | Cabinet,Fire Hose/Standpipe, Truck Loading Bay, Ground Flr. West | TAB-FEQ-HC-PBLD | Fire Standpipe/Hose, P- Building | Fire Prevention,Cabinet | Fire Equipment |  | FEQ | http://www.toronto.ca/TWONTO#00351
53571 | TAB-PWA-FE-0042 | Hydrant, Plant Water | TAB-FEQ-FH | Fire Hydrants | Fire Prevention,Hydrant | Fire Equipment |  | FE | http://www.toronto.ca/TWONTO#00432
53572 | TAB-PWA-FE-0042 | Hydrant, Plant Water | TAB-PWA-V | Plant Water - Valves | Fire Prevention,Hydrant | Fire Equipment |  | FE | http://www.toronto.ca/TWONTO#00432
53573 | TAB-PWA-FE-0673 | Hydrant,Plant Water | TAB-PWA-V | Plant Water - Valves |  | Fire Equipment |  | FE | http://www.toronto.ca/TWONTO#00432
53574 | TAB-PWA-FE-0676 | Hydrant, Plant Water | TAB-PWA-V | Plant Water - Valves | Fire Prevention,Hydrant | Fire Equipment |  | FE | http://www.toronto.ca/TWONTO#00432
53575 | TAB-PWA-FE-0676 | Hydrant, Plant Water | TAB-PWA-V1 | Plant Water - Valves, Hydrants | Fire Prevention,Hydrant | Fire Equipment |  | FE | http://www.toronto.ca/TWONTO#00432
53611 | TAB-PWA-FE-1719 | Fire Hydrant,west Dig5-8 | TAB-FEQ-FH | Fire Hydrants | Fire Prevention,Hydrant | Fire Equipment |  | FE | http://www.toronto.ca/TWONTO#00432
53612 | TAB-PWA-FE1720 | Fire Hydrant, east Dig5-8 | TAB-FEQ-FH | Fire Hydrants | Fire Prevention,Hydrant | Fire Equipment |  |  | http://www.toronto.ca/TWONTO#00432
53613 | TAB-PWA-FE1721 | Fire Hydrant, east Dig5-8 | TAB-FEQ-FH | Fire Hydrants | Fire Prevention,Hydrant | Fire Equipment |  |  | http://www.toronto.ca/TWONTO#00432
53614 | TAB-PWA-FEQ-5080S | Extinguisher, Fire, CO2, PWPS MCC Room North East | TAB-SUSPENDED ENTITY | Suspended entities | Fire Prevention,Extinguisher | Fire Equipment | 42592 | FEQ | http://www.toronto.ca/TWONTO#00350
53615 | TAB-PWA-FEQ-5080S | Extinguisher, Fire, CO2, PWPS MCC Room North East | TAB-WA7-FEQ-2179S | Extinguisher, Fire - Plant Water Pumping Station | Fire Prevention,Extinguisher | Fire Equipment | 42592 | FEQ | http://www.toronto.ca/TWONTO#00350
53616 | TAB-PWA-FEQ-5081S | Extinguisher, Fire, CO2, PWPS MCC Room South West | TAB-SUSPENDED ENTITY | Suspended entities | Fire Prevention,Extinguisher | Fire Equipment | 42593 | FEQ | http://www.toronto.ca/TWONTO#00350
53617 | TAB-PWA-FEQ-5084S | Extinguisher, Fire, CO2, PWPS 1st Floor, Hypochlorite Room | TAB-SUSPENDED ENTITY | Suspended entities | Fire Prevention,Extinguisher,CO2 | Fire Equipment | 42596 | FEQ | http://www.toronto.ca/TWONTO#00350
53618 | TAB-PWA-FEQ-5084S | Extinguisher, Fire, CO2, PWPS 1st Floor, Hypochlorite Room | TAB-WA7-FEQ-2179S | Extinguisher, Fire - Plant Water Pumping Station | Fire Prevention,Extinguisher,CO2 | Fire Equipment | 42596 | FEQ | http://www.toronto.ca/TWONTO#00350
53619 | TAB-PWA-FEQ-5085S | Extinguisher, Fire, CO2, PWPS Bsmt, Hypochlorite Room | TAB-SUSPENDED ENTITY | Suspended entities | Fire Prevention,Extinguisher,CO2 | Fire Equipment | 42597 | FEQ | http://www.toronto.ca/TWONTO#00350
53620 | TAB-PWA-FEQ-5085S | Extinguisher, Fire, CO2, PWPS Bsmt, Hypochlorite Room | TAB-WA7-FEQ-2179S | Extinguisher, Fire - Plant Water Pumping Station | Fire Prevention,Extinguisher,CO2 | Fire Equipment | 42597 | FEQ | http://www.toronto.ca/TWONTO#00350
53621 | TAB-PWA-FEQ-5088S | Extinguisher, Fire, , Portable Weld, PWPS Bsmt Cage, | TAB-SUSPENDED ENTITY | Suspended entities | Fire Prevention,Extinguisher | Fire Equipment | 42600 | FEQ | http://www.toronto.ca/TWONTO#00350
53622 | TAB-PWA-FEQ-5088S | Extinguisher, Fire, , Portable Weld, PWPS Bsmt Cage, | TAB-WA7-FEQ-2179S | Extinguisher, Fire - Plant Water Pumping Station | Fire Prevention,Extinguisher | Fire Equipment | 42600 | FEQ | http://www.toronto.ca/TWONTO#00350
53623 | TAB-PWA-FEQ-5089S | Extinguisher, Fire, Dry, PWPS,Mezzanine, | TAB-WA7-FEQ-2179S | Extinguisher, Fire - Plant Water Pumping Station | Fire Prevention,Extinguisher | Fire Equipment | 42601 | FEQ | http://www.toronto.ca/TWONTO#00350
53941 | TAB-PWA-FEQ-5090S | Extinguisher, Fire, Dry, PWPS Basement "NW", | TAB-SUSPENDED ENTITY | Suspended entities | Fire Prevention,Extinguisher | Fire Equipment | 42606 | FEQ | http://www.toronto.ca/TWONTO#00350
53942 | TAB-PWA-FEQ-5090S | Extinguisher, Fire, Dry, PWPS Basement "NW", | TAB-WA7-FEQ-2179S | Extinguisher, Fire - Plant Water Pumping Station | Fire Prevention,Extinguisher | Fire Equipment | 42606 | FEQ | http://www.toronto.ca/TWONTO#00350
53943 | TAB-PWA-FEQ-5091S | Extinguisher, Fire, Dry, 20lbs,PWPS Basement Outside the East Door to Sea Wall tunnel | TAB-WA7-FEQ-2179S | Extinguisher, Fire - Plant Water Pumping Station | Fire Prevention,Extinguisher | Fire Equipment | 42607 | FEQ | http://www.toronto.ca/TWONTO#00350
53944 | TAB-PWA-FEQ-5092S | Extinguisher, Fire, Dry, 5 lbs, PWPS Machine shop Main Flr. south East | TAB-SUSPENDED ENTITY | Suspended entities | Fire Prevention,Extinguisher | Fire Equipment | 42608 | FEQ | http://www.toronto.ca/TWONTO#00350
53945 | TAB-PWA-FEQ-5092S | Extinguisher, Fire, Dry, 5 lbs, PWPS Machine shop Main Flr. south East | TAB-WA7-FEQ-2179S | Extinguisher, Fire - Plant Water Pumping Station | Fire Prevention,Extinguisher | Fire Equipment | 42608 | FEQ | http://www.toronto.ca/TWONTO#00350
53946 | TAB-PWA-FEQ-5093S | Extinguisher, Fire, CO2, 10lbs,PWPS MCC Room South East | TAB-SUSPENDED ENTITY | Suspended entities | Fire Prevention,Extinguisher,CO2 | Fire Equipment | 42609 | FEQ | http://www.toronto.ca/TWONTO#00350
53947 | TAB-PWA-FEQ-5093S | Extinguisher, Fire, CO2, 10lbs,PWPS MCC Room South East | TAB-WA7-FEQ-2179S | Extinguisher, Fire - Plant Water Pumping Station | Fire Prevention,Extinguisher,CO2 | Fire Equipment | 42609 | FEQ | http://www.toronto.ca/TWONTO#00350
55128 | TAB-SES-FEQ-0001S | Fire Hose/Standpipe #1 (Inc.) | TAB-FEQ-HC-INC | Fire Standpipe/Hose, Incineration/Heat Recovery | Fire Prevention,Hose | Fire Equipment | 43534 | FEQ | http://www.toronto.ca/TWONTO#00351
55129 | TAB-SES-FEQ-0002 | Fire Hose/Standpipe #2 (Inc.) | TAB-FEQ-HC-INC | Fire Standpipe/Hose, Incineration/Heat Recovery | Fire Prevention,Hose | Fire Equipment |  | FEQ | http://www.toronto.ca/TWONTO#00351
55130 | TAB-SES-FEQ-0002S | Fire Hose/Standpipe #2 (Inc.) | TAB-FEQ-HC-INC | Fire Standpipe/Hose, Incineration/Heat Recovery | Fire Prevention,Hose | Fire Equipment | 43535 | FEQ | http://www.toronto.ca/TWONTO#00351
55131 | TAB-SES-FEQ-0002S | Fire Hose/Standpipe #2 (Inc.) | TAB-SUSPENDED ENTITY | Suspended entities | Fire Prevention,Hose | Fire Equipment | 43535 | FEQ | http://www.toronto.ca/TWONTO#00351
55132 | TAB-SES-FEQ-0003 | Fire Hose/Standpipe #3 (Inc.) | TAB-FEQ-HC-INC | Fire Standpipe/Hose, Incineration/Heat Recovery | Fire Prevention,Hose | Fire Equipment |  | FEQ | http://www.toronto.ca/TWONTO#00351
55133 | TAB-SES-FEQ-0004S | Fire Hose/Standpipe #4 (Inc.) | TAB-FEQ-HC-INC | Fire Standpipe/Hose, Incineration/Heat Recovery | Fire Prevention,Hose | Fire Equipment | 43537 | FEQ | http://www.toronto.ca/TWONTO#00351
55134 | TAB-SES-FEQ-0004S | Fire Hose/Standpipe #4 (Inc.) | TAB-SUSPENDED ENTITY | Suspended entities | Fire Prevention,Hose | Fire Equipment | 43537 | FEQ | http://www.toronto.ca/TWONTO#00351
55135 | TAB-SES-FEQ-0005 | Fire Hose/Standpipe #5 (Inc.) | TAB-FEQ-HC-INC | Fire Standpipe/Hose, Incineration/Heat Recovery | Fire Prevention,Hose | Fire Equipment |  | FEQ | http://www.toronto.ca/TWONTO#00351
55136 | TAB-SES-FEQ-0005S | Fire Hose/Standpipe #5 (Inc.) | TAB-FEQ-HC-INC | Fire Standpipe/Hose, Incineration/Heat Recovery | Fire Prevention,Hose | Fire Equipment | 43538 | FEQ | http://www.toronto.ca/TWONTO#00351
55137 | TAB-SES-FEQ-0006 | Fire Hose/Standpipe #6 (Inc.) | TAB-FEQ-HC-INC | Fire Standpipe/Hose, Incineration/Heat Recovery | Fire Prevention,Hose | Fire Equipment |  | FEQ | http://www.toronto.ca/TWONTO#00351
55138 | TAB-SES-FEQ-0006S | Fire Hose/Standpipe #6 (Inc.) | TAB-SUSPENDED ENTITY | Suspended entities | Fire Prevention,Hose | Fire Equipment | 43539 | FEQ | http://www.toronto.ca/TWONTO#00351
55139 | TAB-SES-FEQ-0008 | Fire Hose/Standpipe #8 (Inc.) | TAB-FEQ-HC-INC | Fire Standpipe/Hose, Incineration/Heat Recovery | Fire Prevention,Hose | Fire Equipment |  | FEQ | http://www.toronto.ca/TWONTO#00351
55140 | TAB-SES-FEQ-0008S | Fire Hose/Standpipe #8 (Inc.) | TAB-SUSPENDED ENTITY | Suspended entities | Fire Prevention,Hose | Fire Equipment | 43541 | FEQ | http://www.toronto.ca/TWONTO#00351
55141 | TAB-SES-FEQ-0009 | Fire Hose/Standpipe #9 (Inc.) | TAB-FEQ-HC-INC | Fire Standpipe/Hose, Incineration/Heat Recovery | Fire Prevention,Hose | Fire Equipment |  | FEQ | http://www.toronto.ca/TWONTO#00351
55142 | TAB-SES-FEQ-0009S | Fire Hose/Standpipe #9 (Inc.) | TAB-FEQ-HC-INC | Fire Standpipe/Hose, Incineration/Heat Recovery | Fire Prevention,Hose | Fire Equipment | 43542 | FEQ | http://www.toronto.ca/TWONTO#00351
55143 | TAB-SES-FEQ-0009S | Fire Hose/Standpipe #9 (Inc.) | TAB-SUSPENDED ENTITY | Suspended entities | Fire Prevention,Hose | Fire Equipment | 43542 | FEQ | http://www.toronto.ca/TWONTO#00351
55144 | TAB-SES-FEQ-0010S | Fire Hose/Standpipe #10 (Inc.) | TAB-SUSPENDED ENTITY | Suspended entities | Fire Prevention,Hose | Fire Equipment | 43543 | FEQ | http://www.toronto.ca/TWONTO#00351
55145 | TAB-SES-FEQ-0011 | Fire Hose/Standpipe #11 (Inc.) | TAB-FEQ-HC-INC | Fire Standpipe/Hose, Incineration/Heat Recovery | Fire Prevention,Hose | Fire Equipment |  | FEQ | http://www.toronto.ca/TWONTO#00351
55146 | TAB-SES-FEQ-0011S | Fire Hose/Standpipe #11 (Inc.) | TAB-FEQ-HC-INC | Fire Standpipe/Hose, Incineration/Heat Recovery | Fire Prevention,Hose | Fire Equipment | 43544 | FEQ | http://www.toronto.ca/TWONTO#00351
55147 | TAB-SES-FEQ-0012 | Fire Hose/Standpipe #12 (Inc.) | TAB-FEQ-HC-INC | Fire Standpipe/Hose, Incineration/Heat Recovery | Fire Prevention,Hose | Fire Equipment |  | FEQ | http://www.toronto.ca/TWONTO#00351
55148 | TAB-SES-FEQ-0014S | Fire Hose/Standpipe #14 (Inc.) | TAB-SUSPENDED ENTITY | Suspended entities | Fire Prevention,Hose | Fire Equipment | 43547 | FEQ | http://www.toronto.ca/TWONTO#00351
55149 | TAB-SES-FEQ-0015S | Fire Hose/Standpipe #15 (HRB) | TAB-FEQ-HC-INC | Fire Standpipe/Hose, Incineration/Heat Recovery | Fire Prevention,Hose | Fire Equipment | 43548 | FEQ | http://www.toronto.ca/TWONTO#00351
55150 | TAB-SES-FEQ-0017 | Fire Hose/Standpipe #17 (HRB) | TAB-FEQ-HC-INC | Fire Standpipe/Hose, Incineration/Heat Recovery | Fire Prevention,Hose | Fire Equipment |  | FEQ | http://www.toronto.ca/TWONTO#00351
55151 | TAB-SES-FEQ-0017S | Fire Hose/Standpipe #17 (HRB) | TAB-FEQ-HC-INC | Fire Standpipe/Hose, Incineration/Heat Recovery | Fire Prevention,Hose | Fire Equipment | 43550 | FEQ | http://www.toronto.ca/TWONTO#00351
55152 | TAB-SES-FEQ-0018 | Fire Hose/Standpipe #18 (HRB) | TAB-FEQ-HC-INC | Fire Standpipe/Hose, Incineration/Heat Recovery | Fire Prevention,Hose | Fire Equipment |  | FEQ | http://www.toronto.ca/TWONTO#00351
55153 | TAB-SES-FEQ-0018S | Fire Hose/Standpipe #18 (HRB) | TAB-FEQ-HC-INC | Fire Standpipe/Hose, Incineration/Heat Recovery | Fire Prevention,Hose | Fire Equipment | 43551 | FEQ | http://www.toronto.ca/TWONTO#00351
55154 | TAB-SES-FEQ-0018S | Fire Hose/Standpipe #18 (HRB) | TAB-SUSPENDED ENTITY | Suspended entities | Fire Prevention,Hose | Fire Equipment | 43551 | FEQ | http://www.toronto.ca/TWONTO#00351
55155 | TAB-SES-FEQ-0020S | Fire Hose/Standpipe #20 (HRB) | TAB-SUSPENDED ENTITY | Suspended entities | Fire Prevention,Hose | Fire Equipment | 43553 | FEQ | http://www.toronto.ca/TWONTO#00351
55156 | TAB-SES-FEQ-0021 | Fire Hose/Standpipe #21 (HRB) | TAB-FEQ-HC-INC | Fire Standpipe/Hose, Incineration/Heat Recovery | Fire Prevention,Hose | Fire Equipment |  | FEQ | http://www.toronto.ca/TWONTO#00351
55157 | TAB-SES-FEQ-0021S | Fire Hose/Standpipe #21 (HRB) | TAB-FEQ-HC-INC | Fire Standpipe/Hose, Incineration/Heat Recovery | Fire Prevention,Hose | Fire Equipment | 43554 | FEQ | http://www.toronto.ca/TWONTO#00351
55158 | TAB-SES-FEQ-0021S | Fire Hose/Standpipe #21 (HRB) | TAB-SUSPENDED ENTITY | Suspended entities | Fire Prevention,Hose | Fire Equipment | 43554 | FEQ | http://www.toronto.ca/TWONTO#00351
55159 | TAB-SES-FEQ-0022S | Fire Hose/Standpipe #22 (HRB) | TAB-FEQ-HC-INC | Fire Standpipe/Hose, Incineration/Heat Recovery | Fire Prevention,Hose | Fire Equipment | 43555 | FEQ | http://www.toronto.ca/TWONTO#00351
55160 | TAB-SES-FEQ-0022S | Fire Hose/Standpipe #22 (HRB) | TAB-SUSPENDED ENTITY | Suspended entities | Fire Prevention,Hose | Fire Equipment | 43555 | FEQ | http://www.toronto.ca/TWONTO#00351
55161 | TAB-SES-FEQ-0023S | Fire Hose/Standpipe #23 (HRB) | TAB-FEQ-HC-INC | Fire Standpipe/Hose, Incineration/Heat Recovery | Fire Prevention,Hose | Fire Equipment | 43556 | FEQ | http://www.toronto.ca/TWONTO#00351
55162 | TAB-SES-FEQ-0024 | Fire Hose/Standpipe #24 (HRB) | TAB-FEQ-HC-INC | Fire Standpipe/Hose, Incineration/Heat Recovery | Fire Prevention,Hose | Fire Equipment |  | FEQ | http://www.toronto.ca/TWONTO#00351
55163 | TAB-SES-FEQ-0024S | Fire Hose/Standpipe #24 (HRB) | TAB-FEQ-HC-INC | Fire Standpipe/Hose, Incineration/Heat Recovery | Fire Prevention,Hose | Fire Equipment | 43557 | FEQ | http://www.toronto.ca/TWONTO#00351
55164 | TAB-SES-FEQ-0025 | Fire Hose/Standpipe #25(HRB) | TAB-FEQ-HC-INC | Fire Standpipe/Hose, Incineration/Heat Recovery | Fire Prevention,Hose | Fire Equipment |  | FEQ | http://www.toronto.ca/TWONTO#00351
55165 | TAB-SES-FEQ-0026S | Fire Hose/Standpipe #26 | TAB-SUSPENDED ENTITY | Suspended entities | Fire Prevention,Hose | Fire Equipment | 43559 | FEQ | http://www.toronto.ca/TWONTO#00351
55166 | TAB-SES-FEQ-0027S | Fire Hose/Standpipe #27 | TAB-FEQ-HC-Z | Fire Standpipe/Hose, Z Building | Fire Prevention,Hose | Fire Equipment | 43560 | FEQ | http://www.toronto.ca/TWONTO#00351
55167 | TAB-SES-FEQ-0028S | Fire Hose/Standpipe #28 | TAB-SUSPENDED ENTITY | Suspended entities | Fire Prevention,Hose | Fire Equipment | 43561 | FEQ | http://www.toronto.ca/TWONTO#00351
55168 | TAB-SES-FEQ-0029S | Fire Hose/Standpipe #29 | TAB-FEQ-HC-FLO | Fire Standpipe/Hose, Floatation Building | Fire Prevention,Hose | Fire Equipment | 43562 | FEQ | http://www.toronto.ca/TWONTO#00351
55169 | TAB-SES-FEQ-0030S | Fire Hose/Standpipe #30 | TAB-FEQ-HC-FLO | Fire Standpipe/Hose, Floatation Building | Fire Prevention,Hose | Fire Equipment | 43563 | FEQ | http://www.toronto.ca/TWONTO#00351
55170 | TAB-SES-FEQ-0031 | Fire Hose/Standpipe #31 | TAB-FEQ-HC-Z | Fire Standpipe/Hose, Z Building | Fire Prevention,Hose | Fire Equipment |  | FEQ | http://www.toronto.ca/TWONTO#00351
55171 | TAB-SES-FEQ-0031S | Fire Hose/Standpipe #31 | TAB-SUSPENDED ENTITY | Suspended entities | Fire Prevention,Hose | Fire Equipment | 43564 | FEQ | http://www.toronto.ca/TWONTO#00351
55172 | TAB-SES-FEQ-0032 | Fire Hose/Standpipe #32 | TAB-FEQ-HC-Z | Fire Standpipe/Hose, Z Building | Fire Prevention,Hose | Fire Equipment |  | FEQ | http://www.toronto.ca/TWONTO#00351
55173 | TAB-SES-FEQ-0032S | Fire Hose/Standpipe #32 | TAB-SUSPENDED ENTITY | Suspended entities | Fire Prevention,Hose | Fire Equipment | 43565 | FEQ | http://www.toronto.ca/TWONTO#00351
55174 | TAB-SES-FEQ-0033 | Fire Hose/Standpipe #33 | TAB-FEQ-HC-Z | Fire Standpipe/Hose, Z Building | Fire Prevention,Hose | Fire Equipment |  | FEQ | http://www.toronto.ca/TWONTO#00351
55175 | TAB-SES-FEQ-0033S | Fire Hose/Standpipe #33 | TAB-SUSPENDED ENTITY | Suspended entities | Fire Prevention,Hose | Fire Equipment | 43566 | FEQ | http://www.toronto.ca/TWONTO#00351
55176 | TAB-SES-FEQ-0034S | Fire Hose/Standpipe #34 | TAB-SUSPENDED ENTITY | Suspended entities | Fire Prevention,Hose | Fire Equipment | 43567 | FEQ | http://www.toronto.ca/TWONTO#00351
55177 | TAB-SES-FEQ-0035S | Fire Hose/Standpipe #35 | TAB-SUSPENDED ENTITY | Suspended entities | Fire Prevention,Hose | Fire Equipment | 43568 | FEQ | http://www.toronto.ca/TWONTO#00351
55178 | TAB-SES-FEQ-0036S | Fire Hose/Standpipe #36 | TAB-FEQ-HC-FLO | Fire Standpipe/Hose, Floatation Building | Fire Prevention,Hose | Fire Equipment | 43569 | FEQ | http://www.toronto.ca/TWONTO#00351
55179 | TAB-SES-FEQ-0037 | Fire Hose/Standpipe #37 | TAB-FEQ-HC-FLO | Fire Standpipe/Hose, Floatation Building | Fire Prevention,Hose | Fire Equipment |  | FEQ | http://www.toronto.ca/TWONTO#00351
55180 | TAB-SES-FEQ-0037S | Fire Hose/Standpipe #37 | TAB-FEQ-HC-FLO | Fire Standpipe/Hose, Floatation Building | Fire Prevention,Hose | Fire Equipment | 43570 | FEQ | http://www.toronto.ca/TWONTO#00351
55181 | TAB-SES-FEQ-0038 | Fire Hose/Standpipe #38 | TAB-FEQ-HC-FLO | Fire Standpipe/Hose, Floatation Building | Fire Prevention,Hose | Fire Equipment |  | FEQ | http://www.toronto.ca/TWONTO#00351
55182 | TAB-SES-FEQ-0038S | Fire Hose/Standpipe #38 | TAB-SUSPENDED ENTITY | Suspended entities | Fire Prevention,Hose | Fire Equipment | 43571 | FEQ | http://www.toronto.ca/TWONTO#00351
55183 | TAB-SES-FEQ-0039 | Fire Hose/Standpipe #39 | TAB-FEQ-HC-FLO | Fire Standpipe/Hose, Floatation Building | Fire Prevention,Hose | Fire Equipment |  | FEQ | http://www.toronto.ca/TWONTO#00351
55184 | TAB-SES-FEQ-0039S | Fire Hose/Standpipe #39 | TAB-SUSPENDED ENTITY | Suspended entities | Fire Prevention,Hose | Fire Equipment | 43572 | FEQ | http://www.toronto.ca/TWONTO#00351
55185 | TAB-SES-FEQ-0040 | Fire Hose/Standpipe #40 | TAB-FEQ-HC-Z | Fire Standpipe/Hose, Z Building | Fire Prevention,Hose | Fire Equipment |  | FEQ | http://www.toronto.ca/TWONTO#00351
55186 | TAB-SES-FEQ-0040S | Fire Hose/Standpipe #40 | TAB-SUSPENDED ENTITY | Suspended entities | Fire Prevention,Hose | Fire Equipment | 43573 | FEQ | http://www.toronto.ca/TWONTO#00351
55187 | TAB-SES-FEQ-0041 | Fire Hose/Standpipe #41 | TAB-FEQ-HC-FLO | Fire Standpipe/Hose, Floatation Building | Fire Prevention,Hose | Fire Equipment |  | FEQ | http://www.toronto.ca/TWONTO#00351
55188 | TAB-SES-FEQ-0041S | Fire Hose/Standpipe #41 | TAB-FEQ-HC-FLO | Fire Standpipe/Hose, Floatation Building | Fire Prevention,Hose | Fire Equipment | 43575 | FEQ | http://www.toronto.ca/TWONTO#00351
55189 | TAB-SES-FEQ-0042 | Fire Hose/Standpipe #42 | TAB-FEQ-HC-FLO | Fire Standpipe/Hose, Floatation Building | Fire Prevention,Hose | Fire Equipment |  | FEQ | http://www.toronto.ca/TWONTO#00351
55190 | TAB-SES-FEQ-0042S | Fire Hose/Standpipe #42 | TAB-FEQ-HC-FLO | Fire Standpipe/Hose, Floatation Building | Fire Prevention,Hose | Fire Equipment | 43576 | FEQ | http://www.toronto.ca/TWONTO#00351
55191 | TAB-SES-FEQ-0043 | Fire Hose/Standpipe #43 | TAB-FEQ-HC-Z | Fire Standpipe/Hose, Z Building | Fire Prevention,Hose | Fire Equipment |  | FEQ | http://www.toronto.ca/TWONTO#00351
55192 | TAB-SES-FEQ-0044 | Fire Hose/Standpipe #44 | TAB-FEQ-HC-Z | Fire Standpipe/Hose, Z Building | Fire Prevention,Hose | Fire Equipment |  | FEQ | http://www.toronto.ca/TWONTO#00351
55193 | TAB-SES-FEQ-0044S | Fire Hose/Standpipe #44 | TAB-SUSPENDED ENTITY | Suspended entities | Fire Prevention,Hose | Fire Equipment | 43578 | FEQ | http://www.toronto.ca/TWONTO#00351
55194 | TAB-SES-FEQ-0045S | Fire Hose/Standpipe #45 | TAB-FEQ-HC-Z | Fire Standpipe/Hose, Z Building | Fire Prevention,Hose | Fire Equipment | 43579 | FEQ | http://www.toronto.ca/TWONTO#00351
55195 | TAB-SES-FEQ-0046S | Fire Hose/Standpipe #46 | TAB-SUSPENDED ENTITY | Suspended entities | Fire Prevention,Hose | Fire Equipment | 43580 | FEQ | http://www.toronto.ca/TWONTO#00351
55196 | TAB-SES-FEQ-0047 | Fire Hose/Standpipe #47 | TAB-FEQ-HC-Z | Fire Standpipe/Hose, Z Building | Fire Prevention,Hose | Fire Equipment |  | FEQ | http://www.toronto.ca/TWONTO#00351
55197 | TAB-SES-FEQ-0047S | Fire Hose/Standpipe #47 | TAB-SUSPENDED ENTITY | Suspended entities | Fire Prevention,Hose | Fire Equipment | 43581 | FEQ | http://www.toronto.ca/TWONTO#00351
55198 | TAB-SES-FEQ-0048 | Fire Hose/Standpipe #48 | TAB-FEQ-HC-Z | Fire Standpipe/Hose, Z Building | Fire Prevention,Hose | Fire Equipment |  | FEQ | http://www.toronto.ca/TWONTO#00351
55199 | TAB-SES-FEQ-0048S | Fire Hose/Standpipe #48 | TAB-FEQ-HC-Z | Fire Standpipe/Hose, Z Building | Fire Prevention,Hose | Fire Equipment | 43582 | FEQ | http://www.toronto.ca/TWONTO#00351
55200 | TAB-SES-FEQ-0049S | Fire Hose/Standpipe #49 | TAB-SUSPENDED ENTITY | Suspended entities | Fire Prevention,Hose | Fire Equipment | 43583 | FEQ | http://www.toronto.ca/TWONTO#00351
55201 | TAB-SES-FEQ-0050 | Fire Hose/Standpipe #50 | TAB-FEQ-HC-FLO | Fire Standpipe/Hose, Floatation Building | Fire Prevention,Hose | Fire Equipment |  | FEQ | http://www.toronto.ca/TWONTO#00351
55202 | TAB-SES-FEQ-0050S | Fire Hose/Standpipe #50 | TAB-SUSPENDED ENTITY | Suspended entities | Fire Prevention,Hose | Fire Equipment | 43584 | FEQ | http://www.toronto.ca/TWONTO#00351
55203 | TAB-SES-FEQ-0051S | Fire Hose/Standpipe #51 | TAB-FEQ-HC-FLO | Fire Standpipe/Hose, Floatation Building | Fire Prevention,Hose | Fire Equipment | 43585 | FEQ | http://www.toronto.ca/TWONTO#00351
55204 | TAB-SES-FEQ-0052 | Fire Hose/Standpipe #52 | TAB-FEQ-HC-FLO | Fire Standpipe/Hose, Floatation Building | Fire Prevention,Hose | Fire Equipment |  | FEQ | http://www.toronto.ca/TWONTO#00351
55205 | TAB-SES-FEQ-0052S | Fire Hose/Standpipe #52 | TAB-SUSPENDED ENTITY | Suspended entities | Fire Prevention,Hose | Fire Equipment | 43586 | FEQ | http://www.toronto.ca/TWONTO#00351
55206 | TAB-SES-FEQ-0053 | Fire Hose/Standpipe #53 | TAB-FEQ-HC-Z | Fire Standpipe/Hose, Z Building | Fire Prevention,Hose | Fire Equipment |  | FEQ | http://www.toronto.ca/TWONTO#00351
55207 | TAB-SES-FEQ-0054S | Fire Hose/Standpipe #54 | TAB-FEQ-HC-Z | Fire Standpipe/Hose, Z Building | Fire Prevention,Hose | Fire Equipment | 43588 | FEQ | http://www.toronto.ca/TWONTO#00351
55208 | TAB-SES-FEQ-0054S | Fire Hose/Standpipe #54 | TAB-SUSPENDED ENTITY | Suspended entities | Fire Prevention,Hose | Fire Equipment | 43588 | FEQ | http://www.toronto.ca/TWONTO#00351
55209 | TAB-SES-FEQ-0055 | Fire Hose/Standpipe #55 | TAB-FEQ-HC-Z | Fire Standpipe/Hose, Z Building | Fire Prevention,Hose | Fire Equipment |  | FEQ | http://www.toronto.ca/TWONTO#00351
55210 | TAB-SES-FEQ-0056S | Fire Hose/Standpipe #56 | TAB-FEQ-HC-Z | Fire Standpipe/Hose, Z Building | Fire Prevention,Hose | Fire Equipment | 43590 | FEQ | http://www.toronto.ca/TWONTO#00351
55211 | TAB-SES-FEQ-0056S | Fire Hose/Standpipe #56 | TAB-SUSPENDED ENTITY | Suspended entities | Fire Prevention,Hose | Fire Equipment | 43590 | FEQ | http://www.toronto.ca/TWONTO#00351
55212 | TAB-SES-FEQ-0057 | Fire Hose/Standpipe #57 | TAB-FEQ-HC-FLO | Fire Standpipe/Hose, Floatation Building | Fire Prevention,Hose | Fire Equipment |  | FEQ | http://www.toronto.ca/TWONTO#00351
55213 | TAB-SES-FEQ-0057S | Fire Hose/Standpipe #57 | TAB-FEQ-HC-FLO | Fire Standpipe/Hose, Floatation Building | Fire Prevention,Hose | Fire Equipment | 43591 | FEQ | http://www.toronto.ca/TWONTO#00351
55214 | TAB-SES-FEQ-0058S | Fire Hose/Standpipe #58 | TAB-SUSPENDED ENTITY | Suspended entities | Fire Prevention,Hose | Fire Equipment | 43592 | FEQ | http://www.toronto.ca/TWONTO#00351
55215 | TAB-SES-FEQ-0059 | Fire Hose/Standpipe #59 | TAB-FEQ-HC-Z | Fire Standpipe/Hose, Z Building | Fire Prevention,Hose | Fire Equipment |  | FEQ | http://www.toronto.ca/TWONTO#00351
55216 | TAB-SES-FEQ-0060 | Fire Hose/Standpipe #60 | TAB-FEQ-HC-Z | Fire Standpipe/Hose, Z Building | Fire Prevention,Hose | Fire Equipment |  | FEQ | http://www.toronto.ca/TWONTO#00351
55217 | TAB-SES-FEQ-0060S | Fire Hose/Standpipe #60 | TAB-SUSPENDED ENTITY | Suspended entities | Fire Prevention,Hose | Fire Equipment | 43594 | FEQ | http://www.toronto.ca/TWONTO#00351
55218 | TAB-SES-FEQ-0061S | Fire Hose/Standpipe #61 | TAB-FEQ-HC-Z | Fire Standpipe/Hose, Z Building | Fire Prevention,Hose | Fire Equipment | 43595 | FEQ | http://www.toronto.ca/TWONTO#00351
55219 | TAB-SES-FEQ-0062S | Fire Hose/Standpipe #62 | TAB-SUSPENDED ENTITY | Suspended entities | Fire Prevention,Hose | Fire Equipment | 43596 | FEQ | http://www.toronto.ca/TWONTO#00351
55220 | TAB-SES-FEQ-0063 | Fire Hose/Standpipe #63 | TAB-FEQ-HC-Z | Fire Standpipe/Hose, Z Building | Fire Prevention,Hose | Fire Equipment |  | FEQ | http://www.toronto.ca/TWONTO#00351
55221 | TAB-SES-FEQ-0063S | Fire Hose/Standpipe #63 | TAB-SUSPENDED ENTITY | Suspended entities | Fire Prevention,Hose | Fire Equipment | 43597 | FEQ | http://www.toronto.ca/TWONTO#00351
55222 | TAB-SES-FEQ-0064 | Fire Hose/Standpipe #64 | TAB-FEQ-HC-Z | Fire Standpipe/Hose, Z Building | Fire Prevention,Hose | Fire Equipment |  | FEQ | http://www.toronto.ca/TWONTO#00351
55223 | TAB-SES-FEQ-0064S | Fire Hose/Standpipe #64 | TAB-SUSPENDED ENTITY | Suspended entities | Fire Prevention,Hose | Fire Equipment | 43598 | FEQ | http://www.toronto.ca/TWONTO#00351
55224 | TAB-SES-FEQ-0065S | Fire Hose/Standpipe #65 | TAB-SUSPENDED ENTITY | Suspended entities | Fire Prevention,Hose | Fire Equipment | 43599 | FEQ | http://www.toronto.ca/TWONTO#00351
55225 | TAB-SES-FEQ-0066S | Fire Hose/Standpipe #66 | TAB-FEQ-HC-Z | Fire Standpipe/Hose, Z Building | Fire Prevention,Hose | Fire Equipment | 43600 | FEQ | http://www.toronto.ca/TWONTO#00351
55226 | TAB-SES-FEQ-0066S | Fire Hose/Standpipe #66 | TAB-SUSPENDED ENTITY | Suspended entities | Fire Prevention,Hose | Fire Equipment | 43600 | FEQ | http://www.toronto.ca/TWONTO#00351
55227 | TAB-SES-FEQ-0067 | Fire Hose/Standpipe #67 | TAB-FEQ-HC-Z | Fire Standpipe/Hose, Z Building | Fire Prevention,Hose | Fire Equipment |  | FEQ | http://www.toronto.ca/TWONTO#00351
55228 | TAB-SES-FEQ-0067S | Fire Hose/Standpipe #67 | TAB-FEQ-HC-Z | Fire Standpipe/Hose, Z Building | Fire Prevention,Hose | Fire Equipment | 43601 | FEQ | http://www.toronto.ca/TWONTO#00351
55229 | TAB-SES-FEQ-0068 | Fire Hose/Standpipe #68 | TAB-FEQ-HC-Z | Fire Standpipe/Hose, Z Building | Fire Prevention,Hose | Fire Equipment |  | FEQ | http://www.toronto.ca/TWONTO#00351
55230 | TAB-SES-FEQ-0068S | Fire Hose/Standpipe #68 | TAB-SUSPENDED ENTITY | Suspended entities | Fire Prevention,Hose | Fire Equipment | 43602 | FEQ | http://www.toronto.ca/TWONTO#00351
55231 | TAB-SES-FEQ-0069S | Fire Hose/Standpipe #69 | TAB-SUSPENDED ENTITY | Suspended entities | Fire Prevention,Hose | Fire Equipment | 43603 | FEQ | http://www.toronto.ca/TWONTO#00351
55232 | TAB-SES-FEQ-0070 | Fire Hose/Standpipe #70 | TAB-FEQ-HC-Z | Fire Standpipe/Hose, Z Building | Fire Prevention,Hose | Fire Equipment |  | FEQ | http://www.toronto.ca/TWONTO#00351
55233 | TAB-SES-FEQ-0070S | Fire Hose/Standpipe #70 | TAB-SUSPENDED ENTITY | Suspended entities | Fire Prevention,Hose | Fire Equipment | 43604 | FEQ | http://www.toronto.ca/TWONTO#00351
55234 | TAB-SES-FEQ-0071S | Fire Hose/Standpipe #71 | TAB-FEQ-HC-AUX | Fire Standpipe/Hose, Auxilliary Building | Fire Prevention,Hose | Fire Equipment | 43605 | FEQ | http://www.toronto.ca/TWONTO#00351
55235 | TAB-SES-FEQ-0071S | Fire Hose/Standpipe #71 | TAB-SUSPENDED ENTITY | Suspended entities | Fire Prevention,Hose | Fire Equipment | 43605 | FEQ | http://www.toronto.ca/TWONTO#00351
55236 | TAB-SES-FEQ-0072S | Fire Hose/Standpipe #72 | TAB-SUSPENDED ENTITY | Suspended entities | Fire Prevention,Hose | Fire Equipment | 43606 | FEQ | http://www.toronto.ca/TWONTO#00351
55237 | TAB-SES-FEQ-0074S | Fire Hose/Standpipe #74 | TAB-FEQ-HC-AUX | Fire Standpipe/Hose, Auxilliary Building | Fire Prevention,Hose | Fire Equipment | 43608 | FEQ | http://www.toronto.ca/TWONTO#00351
55238 | TAB-SES-FEQ-0074S | Fire Hose/Standpipe #74 | TAB-SUSPENDED ENTITY | Suspended entities | Fire Prevention,Hose | Fire Equipment | 43608 | FEQ | http://www.toronto.ca/TWONTO#00351
55239 | TAB-SES-FEQ-0075S | Fire Hose/Standpipe #75 | TAB-FEQ-HC-AUX | Fire Standpipe/Hose, Auxilliary Building | Fire Prevention,Hose | Fire Equipment | 43609 | FEQ | http://www.toronto.ca/TWONTO#00351
55240 | TAB-SES-FEQ-0075S | Fire Hose/Standpipe #75 | TAB-SUSPENDED ENTITY | Suspended entities | Fire Prevention,Hose | Fire Equipment | 43609 | FEQ | http://www.toronto.ca/TWONTO#00351
55241 | TAB-SES-FEQ-0076S | Fire Hose/Standpipe #76 | TAB-FEQ-HC-BLWR | Fire Standpipe/Hose, Aeration/Blower Building | Fire Prevention,Hose | Fire Equipment | 43610 | FEQ | http://www.toronto.ca/TWONTO#00351
55242 | TAB-SES-FEQ-0076S | Fire Hose/Standpipe #76 | TAB-SUSPENDED ENTITY | Suspended entities | Fire Prevention,Hose | Fire Equipment | 43610 | FEQ | http://www.toronto.ca/TWONTO#00351
55243 | TAB-SES-FEQ-0077S | Fire Hose/Standpipe #77 | TAB-FEQ-HC-BLWR | Fire Standpipe/Hose, Aeration/Blower Building | Fire Prevention,Hose | Fire Equipment | 43611 | FEQ | http://www.toronto.ca/TWONTO#00351
55244 | TAB-SES-FEQ-0078S | Fire Hose/Standpipe #78 | TAB-SUSPENDED ENTITY | Suspended entities | Fire Prevention,Hose | Fire Equipment | 43612 | FEQ | http://www.toronto.ca/TWONTO#00351
55245 | TAB-SES-FEQ-0079S | Fire Hose/Standpipe #79 | TAB-FEQ-HC-BLWR | Fire Standpipe/Hose, Aeration/Blower Building | Fire Prevention,Hose | Fire Equipment | 43613 | FEQ | http://www.toronto.ca/TWONTO#00351
55246 | TAB-SES-FEQ-0080S | Fire Hose/Standpipe #80 | TAB-SUSPENDED ENTITY | Suspended entities | Fire Prevention,Hose | Fire Equipment | 43614 | FEQ | http://www.toronto.ca/TWONTO#00351
55247 | TAB-SES-FEQ-0081S | Fire Hose/Standpipe #81 | TAB-SUSPENDED ENTITY | Suspended entities | Fire Prevention,Hose | Fire Equipment | 43615 | FEQ | http://www.toronto.ca/TWONTO#00351
55248 | TAB-SES-FEQ-0082 | Fire Hose/Standpipe #82 | TAB-FEQ-HC-BLWR | Fire Standpipe/Hose, Aeration/Blower Building | Fire Prevention,Hose | Fire Equipment |  | FEQ | http://www.toronto.ca/TWONTO#00351
55249 | TAB-SES-FEQ-0082S | Fire Hose/Standpipe #82 | TAB-FEQ-HC-BLWR | Fire Standpipe/Hose, Aeration/Blower Building | Fire Prevention,Hose | Fire Equipment | 43623 | FEQ | http://www.toronto.ca/TWONTO#00351
55250 | TAB-SES-FEQ-0083 | Fire Hose/Standpipe #83 | TAB-FEQ-HC-BLWR | Fire Standpipe/Hose, Aeration/Blower Building | Fire Prevention,Hose | Fire Equipment |  | FEQ | http://www.toronto.ca/TWONTO#00351
55251 | TAB-SES-FEQ-0083S | Fire Hose/Standpipe #83 | TAB-FEQ-HC-BLWR | Fire Standpipe/Hose, Aeration/Blower Building | Fire Prevention,Hose | Fire Equipment | 43624 | FEQ | http://www.toronto.ca/TWONTO#00351
55252 | TAB-SES-FEQ-0084S | Fire Hose/Standpipe #84 | TAB-FEQ-HC-BLWR | Fire Standpipe/Hose, Aeration/Blower Building | Fire Prevention,Hose | Fire Equipment | 43625 | FEQ | http://www.toronto.ca/TWONTO#00351
55253 | TAB-SES-FEQ-0085S | Fire Hose/Standpipe #85 | TAB-FEQ-HC-BLWR | Fire Standpipe/Hose, Aeration/Blower Building | Fire Prevention,Hose | Fire Equipment | 43626 | FEQ | http://www.toronto.ca/TWONTO#00351
55254 | TAB-SES-FEQ-0085S | Fire Hose/Standpipe #85 | TAB-SUSPENDED ENTITY | Suspended entities | Fire Prevention,Hose | Fire Equipment | 43626 | FEQ | http://www.toronto.ca/TWONTO#00351
55255 | TAB-SES-FEQ-0086 | Fire Hose/Standpipe #86 | TAB-FEQ-HC-BLWR | Fire Standpipe/Hose, Aeration/Blower Building | Fire Prevention,Hose | Fire Equipment |  | FEQ | http://www.toronto.ca/TWONTO#00351
55256 | TAB-SES-FEQ-0087 | Fire Hose/Standpipe #87 | TAB-FEQ-HC-BLWR | Fire Standpipe/Hose, Aeration/Blower Building | Fire Prevention,Hose | Fire Equipment |  | FEQ | http://www.toronto.ca/TWONTO#00351
55257 | TAB-SES-FEQ-0087S | Fire Hose/Standpipe #87 | TAB-FEQ-HC-BLWR | Fire Standpipe/Hose, Aeration/Blower Building | Fire Prevention,Hose | Fire Equipment | 43628 | FEQ | http://www.toronto.ca/TWONTO#00351
55258 | TAB-SES-FEQ-0088S | Fire Hose/Standpipe #88 | TAB-FEQ-HC-BLWR | Fire Standpipe/Hose, Aeration/Blower Building | Fire Prevention,Hose | Fire Equipment | 43629 | FEQ | http://www.toronto.ca/TWONTO#00351
55259 | TAB-SES-FEQ-0089S | Fire Hose/Standpipe #89 | TAB-FEQ-HC-BLWR | Fire Standpipe/Hose, Aeration/Blower Building | Fire Prevention,Hose | Fire Equipment | 43630 | FEQ | http://www.toronto.ca/TWONTO#00351
55260 | TAB-SES-FEQ-0090 | Fire Hose/Standpipe #90 | TAB-FEQ-HC-BLWR | Fire Standpipe/Hose, Aeration/Blower Building | Fire Prevention,Hose | Fire Equipment |  | FEQ | http://www.toronto.ca/TWONTO#00351
55261 | TAB-SES-FEQ-0092 | Fire Hose/Standpipe #92 | TAB-FEQ-HC-BLWR | Fire Standpipe/Hose, Aeration/Blower Building | Fire Prevention,Hose | Fire Equipment |  | FEQ | http://www.toronto.ca/TWONTO#00351
55262 | TAB-SES-FEQ-0092S | Fire Hose/Standpipe #92 | TAB-SUSPENDED ENTITY | Suspended entities | Fire Prevention,Hose | Fire Equipment | 43633 | FEQ | http://www.toronto.ca/TWONTO#00351
55263 | TAB-SES-FEQ-0093 | Fire Hose/Standpipe #93 | TAB-FEQ-HC-DEW | Fire Standpipe/Hose, Dewatering | Fire Prevention,Hose | Fire Equipment |  | FEQ | http://www.toronto.ca/TWONTO#00351
55264 | TAB-SES-FEQ-0093S | Fire Hose/Standpipe #93 | TAB-SUSPENDED ENTITY | Suspended entities | Fire Prevention,Hose | Fire Equipment | 43634 | FEQ | http://www.toronto.ca/TWONTO#00351
55265 | TAB-SES-FEQ-0094S | Fire Hose/Standpipe #94 | TAB-FEQ-HC-DEW | Fire Standpipe/Hose, Dewatering | Fire Prevention,Hose | Fire Equipment | 43635 | FEQ | http://www.toronto.ca/TWONTO#00351
55266 | TAB-SES-FEQ-0095 | Fire Hose/Standpipe #95 | TAB-FEQ-HC-DEW | Fire Standpipe/Hose, Dewatering | Fire Prevention,Hose | Fire Equipment |  | FEQ | http://www.toronto.ca/TWONTO#00351
55267 | TAB-SES-FEQ-0095S | Fire Hose/Standpipe #95 | TAB-FEQ-HC-DEW | Fire Standpipe/Hose, Dewatering | Fire Prevention,Hose | Fire Equipment | 43636 | FEQ | http://www.toronto.ca/TWONTO#00351
55268 | TAB-SES-FEQ-0096S | Fire Hose/Standpipe #96 | TAB-FEQ-HC-DEW | Fire Standpipe/Hose, Dewatering | Fire Prevention,Hose | Fire Equipment | 43637 | FEQ | http://www.toronto.ca/TWONTO#00351
55269 | TAB-SES-FEQ-0097 | Fire Hose/Standpipe #97 | TAB-FEQ-HC-DEW | Fire Standpipe/Hose, Dewatering | Fire Prevention,Hose | Fire Equipment |  | FEQ | http://www.toronto.ca/TWONTO#00351
55270 | TAB-SES-FEQ-0097S | Fire Hose/Standpipe #97 | TAB-FEQ-HC-DEW | Fire Standpipe/Hose, Dewatering | Fire Prevention,Hose | Fire Equipment | 43638 | FEQ | http://www.toronto.ca/TWONTO#00351
55271 | TAB-SES-FEQ-0097S | Fire Hose/Standpipe #97 | TAB-SUSPENDED ENTITY | Suspended entities | Fire Prevention,Hose | Fire Equipment | 43638 | FEQ | http://www.toronto.ca/TWONTO#00351
55272 | TAB-SES-FEQ-0098S | Fire Hose/Standpipe #98 | TAB-SUSPENDED ENTITY | Suspended entities | Fire Prevention,Hose | Fire Equipment | 43639 | FEQ | http://www.toronto.ca/TWONTO#00351
55273 | TAB-SES-FEQ-0099 | Fire Hose/Standpipe #99 | TAB-FEQ-HC-DEW | Fire Standpipe/Hose, Dewatering | Fire Prevention,Hose | Fire Equipment |  | FEQ | http://www.toronto.ca/TWONTO#00351
55274 | TAB-SES-FEQ-0099S | Fire Hose/Standpipe #99 | TAB-SUSPENDED ENTITY | Suspended entities | Fire Prevention,Hose | Fire Equipment | 43640 | FEQ | http://www.toronto.ca/TWONTO#00351
55275 | TAB-SES-FEQ-0100 | Fire Hose/Standpipe #100 | TAB-FEQ-HC-DEW | Fire Standpipe/Hose, Dewatering | Fire Prevention,Hose | Fire Equipment |  | FEQ | http://www.toronto.ca/TWONTO#00351
55276 | TAB-SES-FEQ-0100S | Fire Hose/Standpipe #100 | TAB-FEQ-HC-DEW | Fire Standpipe/Hose, Dewatering | Fire Prevention,Hose | Fire Equipment | 43641 | FEQ | http://www.toronto.ca/TWONTO#00351
55277 | TAB-SES-FEQ-0101 | Fire Hose/Standpipe #101 | TAB-FEQ-HC-DEW | Fire Standpipe/Hose, Dewatering | Fire Prevention,Hose | Fire Equipment |  | FEQ | http://www.toronto.ca/TWONTO#00351
55278 | TAB-SES-FEQ-0101S | Fire Hose/Standpipe #101 | TAB-FEQ-HC-DEW | Fire Standpipe/Hose, Dewatering | Fire Prevention,Hose | Fire Equipment | 43642 | FEQ | http://www.toronto.ca/TWONTO#00351
55279 | TAB-SES-FEQ-0102 | Fire Hose/Standpipe #102 | TAB-FEQ-HC-DEW | Fire Standpipe/Hose, Dewatering | Fire Prevention,Hose | Fire Equipment |  | FEQ | http://www.toronto.ca/TWONTO#00351
55280 | TAB-SES-FEQ-0103 | Fire Hose/Standpipe #103 | TAB-FEQ-HC-DEW | Fire Standpipe/Hose, Dewatering | Fire Prevention,Hose | Fire Equipment |  | FEQ | http://www.toronto.ca/TWONTO#00351
55281 | TAB-SES-FEQ-0103S | Fire Hose/Standpipe #103 | TAB-SUSPENDED ENTITY | Suspended entities | Fire Prevention,Hose | Fire Equipment | 43644 | FEQ | http://www.toronto.ca/TWONTO#00351
55282 | TAB-SES-FEQ-0104 | Fire Hose/Standpipe #104 | TAB-FEQ-HC-DEW | Fire Standpipe/Hose, Dewatering | Fire Prevention,Hose | Fire Equipment |  | FEQ | http://www.toronto.ca/TWONTO#00351
55283 | TAB-SES-FEQ-0104S | Fire Hose/Standpipe #104 | TAB-FEQ-HC-DEW | Fire Standpipe/Hose, Dewatering | Fire Prevention,Hose | Fire Equipment | 43645 | FEQ | http://www.toronto.ca/TWONTO#00351
55284 | TAB-SES-FEQ-0105 | Fire Hose/Standpipe #105 | TAB-FEQ-HC-DEW | Fire Standpipe/Hose, Dewatering | Fire Prevention,Hose | Fire Equipment |  | FEQ | http://www.toronto.ca/TWONTO#00351
55285 | TAB-SES-FEQ-0105S | Fire Hose/Standpipe #105 | TAB-FEQ-HC-DEW | Fire Standpipe/Hose, Dewatering | Fire Prevention,Hose | Fire Equipment | 43646 | FEQ | http://www.toronto.ca/TWONTO#00351
55286 | TAB-SES-FEQ-0106 | Fire Hose/Standpipe #106 | TAB-FEQ-HC-DEW | Fire Standpipe/Hose, Dewatering | Fire Prevention,Hose | Fire Equipment |  | FEQ | http://www.toronto.ca/TWONTO#00351
55287 | TAB-SES-FEQ-0106S | Fire Hose/Standpipe #106 | TAB-FEQ-HC-DEW | Fire Standpipe/Hose, Dewatering | Fire Prevention,Hose | Fire Equipment | 43647 | FEQ | http://www.toronto.ca/TWONTO#00351
55288 | TAB-SES-FEQ-0107 | Fire Hose/Standpipe #107 | TAB-FEQ-HC-DEW | Fire Standpipe/Hose, Dewatering | Fire Prevention,Hose | Fire Equipment |  | FEQ | http://www.toronto.ca/TWONTO#00351
55289 | TAB-SES-FEQ-0107S | Fire Hose/Standpipe #107 | TAB-FEQ-HC-DEW | Fire Standpipe/Hose, Dewatering | Fire Prevention,Hose | Fire Equipment | 43648 | FEQ | http://www.toronto.ca/TWONTO#00351
55290 | TAB-SES-FEQ-0108 | Fire Hose/Standpipe #108 | TAB-FEQ-HC-DEW | Fire Standpipe/Hose, Dewatering | Fire Prevention,Hose | Fire Equipment |  | FEQ | http://www.toronto.ca/TWONTO#00351
55291 | TAB-SES-FEQ-0109 | Fire Hose/Standpipe #109 | TAB-FEQ-HC-DEW | Fire Standpipe/Hose, Dewatering | Fire Prevention,Hose | Fire Equipment |  | FEQ | http://www.toronto.ca/TWONTO#00351
55292 | TAB-SES-FEQ-0109S | Fire Hose/Standpipe #109 | TAB-FEQ-HC-DEW | Fire Standpipe/Hose, Dewatering | Fire Prevention,Hose | Fire Equipment | 43650 | FEQ | http://www.toronto.ca/TWONTO#00351
55293 | TAB-SES-FEQ-0109S | Fire Hose/Standpipe #109 | TAB-SUSPENDED ENTITY | Suspended entities | Fire Prevention,Hose | Fire Equipment | 43650 | FEQ | http://www.toronto.ca/TWONTO#00351
55294 | TAB-SES-FEQ-0110S | Fire Hose/Standpipe #110 | TAB-FEQ-HC-DEW | Fire Standpipe/Hose, Dewatering | Fire Prevention,Hose | Fire Equipment | 43651 | FEQ | http://www.toronto.ca/TWONTO#00351
55295 | TAB-SES-FEQ-0110S | Fire Hose/Standpipe #110 | TAB-SUSPENDED ENTITY | Suspended entities | Fire Prevention,Hose | Fire Equipment | 43651 | FEQ | http://www.toronto.ca/TWONTO#00351
55296 | TAB-SES-FEQ-0111S | Fire Hose/Standpipe #111 | TAB-SUSPENDED ENTITY | Suspended entities | Fire Prevention,Hose | Fire Equipment | 43652 | FEQ | http://www.toronto.ca/TWONTO#00351
55297 | TAB-SES-FEQ-0501 | Sprinkler System, Floatation Basement, Z Bldg, South East Wall | TAB-FEQ-SPRINK | Sprinklers & associated equipment | Fire Prevention,Sprinkler | Fire Equipment |  | FEQ | http://www.toronto.ca/TWONTO#00352
55298 | TAB-SES-FEQ-0505 | Sprinkler System, Dewatering Bldg., Basement South West Corner | TAB-FEQ-SPRINK | Sprinklers & associated equipment | Fire Prevention,Sprinkler | Fire Equipment |  | FEQ | http://www.toronto.ca/TWONTO#00352
55299 | TAB-SES-FEQ-0508 | Sprinkler System,North Substation,Basement,South West Corner | NORTH SUBSTATION_BASEMENT | MSA Substation,Basement | Fire Prevention,Cabinet | Fire Equipment |  | FEQ | http://www.toronto.ca/TWONTO#00352
55300 | TAB-SES-FEQ-0508 | Sprinkler System,North Substation,Basement,South West Corner | TAB-FEQ-SPRINK | Sprinklers & associated equipment | Fire Prevention,Cabinet | Fire Equipment |  | FEQ | http://www.toronto.ca/TWONTO#00352
55301 | TAB-SES-FEQ-0509 | Sprinkler System, D Bldg., Pump Gallery, North West Corner | TAB-FEQ-SPRINK | Sprinklers & associated equipment | Fire Prevention,Sprinkler | Fire Equipment |  | FEQ | http://www.toronto.ca/TWONTO#00352
55302 | TAB-SES-FEQ-0511 | Sprinkler System, Gas Control Bldg., Basement, North East Corner | TAB-FEQ-SPRINK | Sprinklers & associated equipment | Fire Prevention,Sprinkler | Fire Equipment |  | FEQ | http://www.toronto.ca/TWONTO#00352
55303 | TAB-SES-FEQ-0514 | Sprinkler System, Dewatering Bldg., Fourth Floor, North West | TAB-FEQ-SPRINK | Sprinklers & associated equipment | Fire Prevention,Sprinkler | Fire Equipment |  | FEQ | http://www.toronto.ca/TWONTO#00352
55434 | TAB-SES-V-0508 | Valve,Gate,Control,Sprinkler,North Substation,Basement,South West Corner | TAB-SES-FEQ-0508 | Sprinkler System,North Substation,Basement,South West Corner | Valve,Flow Control | Fire Equipment |  | V | http://www.toronto.ca/TWONTO#00781
55501 | TAB-SLO-FEQ-5340S | Extinguisher, Fire, Dry, Scrubber Room "W", Biosolids, Truck Loading Bldg | TAB-SUSPENDED ENTITY | Suspended entities | Fire Prevention,Extinguisher | Fire Equipment | 42610 | FEQ | http://www.toronto.ca/TWONTO#00350
55502 | TAB-SLO-FEQ-5343S | Extinguisher, Fire, Dry, Biosolids, Truck Loading Bay Centre North ,Main Flr | TAB-SUSPENDED ENTITY | Suspended entities | Fire Prevention,Extinguisher | Fire Equipment | 42613 | FEQ | http://www.toronto.ca/TWONTO#00350
55503 | TAB-SLO-FEQ-5343S | Extinguisher, Fire, Dry, Biosolids, Truck Loading Bay Centre North ,Main Flr | TAB-WA7-FEQ-2174S | Extinguisher, Fire - Incinerators,Silo , Biosolid Truck Loading & Auxiliary Building, Stack | Fire Prevention,Extinguisher | Fire Equipment | 42613 | FEQ | http://www.toronto.ca/TWONTO#00350
55504 | TAB-SLO-FEQ-5345S | Extinguisher, Fire, Dry, Biosolids, Truck Loading Bldg, Mezzanine Flr End of North Stairs | TAB-SUSPENDED ENTITY | Suspended entities | Fire Prevention,Extinguisher | Fire Equipment | 42615 | FEQ | http://www.toronto.ca/TWONTO#00350
55505 | TAB-SLO-FEQ-5347S | Extinguisher, Fire, Dry, Biosolids, Truck Loading Bldg, Mezzanine Flr End of South Stairs | TAB-WA7-FEQ-2174S | Extinguisher, Fire - Incinerators,Silo , Biosolid Truck Loading & Auxiliary Building, Stack | Fire Prevention,Extinguisher | Fire Equipment | 42617 | FEQ | http://www.toronto.ca/TWONTO#00350
55506 | TAB-SLO-FEQ-5348S | Extinguisher, Fire, , Dry, 2nd Floor Pipe Gallery North of Truck Loading Bay, "C", | TAB-SUSPENDED ENTITY | Suspended entities | Fire Prevention,Extinguisher | Fire Equipment | 42618 | FEQ | http://www.toronto.ca/TWONTO#00350
55507 | TAB-SLO-FEQ-5350S | Fire Extinguisher, 5 lb ABC, Elevator, Biosolids , Mechanical Room | TAB-SUSPENDED ENTITY | Suspended entities |  | Fire Equipment | 42620 | FEQ | http://www.toronto.ca/TWONTO#00350
55508 | TAB-SLO-FEQ-5351S | Extinguisher, Fire, Lbs, Dry Chemical, Biosolids, MCC Room, North Wall | TAB-SUSPENDED ENTITY | Suspended entities | Fire Prevention,Extinguisher | Fire Equipment | 42621 | FEQ | http://www.toronto.ca/TWONTO#00350
55509 | TAB-SLO-FEQ-5351S | Extinguisher, Fire, Lbs, Dry Chemical, Biosolids, MCC Room, North Wall | TAB-WA7-FEQ-2174S | Extinguisher, Fire - Incinerators,Silo , Biosolid Truck Loading & Auxiliary Building, Stack | Fire Prevention,Extinguisher | Fire Equipment | 42621 | FEQ | http://www.toronto.ca/TWONTO#00350
55510 | TAB-SLO-FEQ-5352S | Extinguisher, Fire, Lbs, Dry Chemical, Biosolids, 2nd Floor, North East Duct Room, East Wall | TAB-WA7-FEQ-2174S | Extinguisher, Fire - Incinerators,Silo , Biosolid Truck Loading & Auxiliary Building, Stack | Fire Prevention,Extinguisher | Fire Equipment | 42622 | FEQ | http://www.toronto.ca/TWONTO#00350
56199 | FCL-SES-FEQ-1-SUS | Sprinkler System 1 (B2 Basement) | FCL-SES | Safety and Environmental Services |  | Fire Equipment | 46434 | FEQ | http://www.toronto.ca/TWONTO#00352
56200 | FCL-SES-FEQ-2-SUS | Sprinkler System 2 (1st Floor) | FCL-SES-FA-0001A | Fire Alarm System, RL Clark Building |  | Fire Equipment | 46435 | FEQ | http://www.toronto.ca/TWONTO#00352
56201 | FCL-SES-FEQ-2-SUS | Sprinkler System 2 (1st Floor) | FCL-SUSPENDED | Suspended entity |  | Fire Equipment | 46435 | FEQ | http://www.toronto.ca/TWONTO#00352
56202 | FCL-SES-FEQ-3 | Sprinkler System 3 | FCL-SES | Safety and Environmental Services |  | Fire Equipment |  | FEQ | http://www.toronto.ca/TWONTO#00352
56203 | FCL-SES-FEQ-SUS | Portable Fire Extinguishers | FCL-SES | Safety and Environmental Services | Damper/Louver | Fire Equipment | 46424 |  | http://www.toronto.ca/TWONTO#00350
56204 | FCL-SES-FEQ-SUS | Portable Fire Extinguishers | FCL-SUSPENDED | Suspended entity | Damper/Louver | Fire Equipment | 46424 |  | http://www.toronto.ca/TWONTO#00350
56206 | FCL-SES-HY-30917 | Fire Hydrant | FCL-SES-HYDRANT | Fire Hydrants | Valve | Fire Equipment |  | HY | http://www.toronto.ca/TWONTO#00432
56207 | FCL-SES-HY-30918 | Fire Hydrant | FCL-SES-HYDRANT | Fire Hydrants | Valve | Fire Equipment |  | HY | http://www.toronto.ca/TWONTO#00432
56208 | FCL-SES-HY-30919 | Fire Hydrant | FCL-SES-HYDRANT | Fire Hydrants | Valve | Fire Equipment |  | HY | http://www.toronto.ca/TWONTO#00432
56209 | FCL-SES-HY-30920 | Fire Hydrant | FCL-SES-HYDRANT | Fire Hydrants | Valve | Fire Equipment |  | HY | http://www.toronto.ca/TWONTO#00432
56210 | FCL-SES-HY-30921 | Fire Hydrant | FCL-SES-HYDRANT | Fire Hydrants | Valve | Fire Equipment |  | HY | http://www.toronto.ca/TWONTO#00432
56211 | FCL-SES-HY-30922 | Fire Hydrant | FCL-SES-HYDRANT | Fire Hydrants | Valve | Fire Equipment |  | HY | http://www.toronto.ca/TWONTO#00432
56212 | FCL-SES-HY-30923 | Fire Hydrant | FCL-SES-HYDRANT | Fire Hydrants | Valve | Fire Equipment |  | HY | http://www.toronto.ca/TWONTO#00432
56910 | TAB-THK-FEQ-5235S | Extinguisher, Dry,Fire, Hose Unit 35, Floatation Building,Basement, "WC", | TAB-SUSPENDED ENTITY | Suspended entities | Fire Prevention,Extinguisher | Fire Equipment | 42624 | FEQ | http://www.toronto.ca/TWONTO#00350
56911 | TAB-THK-FEQ-5240S | Extinguisher, Fire, Dry, Hose Unit 40,Outside Store, Float. Building Bsmt South | TAB-SUSPENDED ENTITY | Suspended entities | Fire Prevention,Extinguisher | Fire Equipment | 42629 | FEQ | http://www.toronto.ca/TWONTO#00350
56912 | TAB-THK-FEQ-5241S | Extinguisher, Fire, Dry, Hose Unit 41, Outside Store, Float. Building Bsmt North East | TAB-SUSPENDED ENTITY | Suspended entities | Fire Prevention,Extinguisher | Fire Equipment | 42630 | FEQ | http://www.toronto.ca/TWONTO#00350
56913 | TAB-THK-FEQ-5241S | Extinguisher, Fire, Dry, Hose Unit 41, Outside Store, Float. Building Bsmt North East | TAB-WA7-FEQ-2182S | Extinguisher, Fire - Z Building | Fire Prevention,Extinguisher | Fire Equipment | 42630 | FEQ | http://www.toronto.ca/TWONTO#00350
56914 | TAB-THK-FEQ-5242S | Extinguisher, Fire, Dry,Hose Unit 42, Float.Building Bsmt. WA5 Stores | TAB-WA7-FEQ-2182S | Extinguisher, Fire - Z Building | Fire Prevention,Extinguisher | Fire Equipment | 42631 | FEQ | http://www.toronto.ca/TWONTO#00350
56915 | TAB-THK-FEQ-5250S | Extinguisher, Fire, Dry, Hose Unit 50, Floatation Building 1st Flr, South | TAB-SUSPENDED ENTITY | Suspended entities | Fire Prevention,Extinguisher | Fire Equipment | 42632 | FEQ | http://www.toronto.ca/TWONTO#00350
56916 | TAB-THK-FEQ-5251S | Extinguisher, Fire, Dry, Hose Unit 51, Floatation Building , 1st Flr. North | TAB-SUSPENDED ENTITY | Suspended entities | Fire Prevention,Extinguisher | Fire Equipment | 42633 | FEQ | http://www.toronto.ca/TWONTO#00350
56917 | TAB-THK-FEQ-5252S | Extinguisher, Fire, Dry, Hose Unit 52, Floatation Building , 1st Flr. East | TAB-SUSPENDED ENTITY | Suspended entities | Fire Prevention,Extinguisher | Fire Equipment | 42634 | FEQ | http://www.toronto.ca/TWONTO#00350
56918 | TAB-THK-FEQ-5252S | Extinguisher, Fire, Dry, Hose Unit 52, Floatation Building , 1st Flr. East | TAB-WA7-FEQ-2182S | Extinguisher, Fire - Z Building | Fire Prevention,Extinguisher | Fire Equipment | 42634 | FEQ | http://www.toronto.ca/TWONTO#00350
56919 | TAB-THK-FEQ-5257S | Extinguisher, Fire, Dry, Hose Unit 57, Mezzanine Flr, Float. Building, North | TAB-WA7-FEQ-2182S | Extinguisher, Fire - Z Building | Fire Prevention,Extinguisher | Fire Equipment | 42635 | FEQ | http://www.toronto.ca/TWONTO#00350
56920 | TAB-THK-FEQ-5380S | Extinguisher, Fire, Dry, Floatation Building,Basement Shop, North East | TAB-SUSPENDED ENTITY | Suspended entities | Fire Prevention,Extinguisher | Fire Equipment | 42637 | FEQ | http://www.toronto.ca/TWONTO#00350
57775 | TAB-WA7-FEQ-0002S | Extinguisher, Fire - Spares, Digester Gas Control Bldg - Crane Spares Rm. | TAB-FEQ-FE | Extinguisher, Fires | Fire Prevention,Extinguisher | Fire Equipment | 42639 | FEQ | http://www.toronto.ca/TWONTO#00350
57776 | TAB-WA7-FEQ-0004S | Extinguisher, Fires - AECOM Trailer & Meeting Rooms, OMU Office | TAB-FEQ-FE | Extinguisher, Fires |  | Fire Equipment | 42641 | FEQ | http://www.toronto.ca/TWONTO#00350
57777 | TAB-WA7-FEQ-0004S | Extinguisher, Fires - AECOM Trailer & Meeting Rooms, OMU Office | TAB-SUSPENDED ENTITY | Suspended entities |  | Fire Equipment | 42641 | FEQ | http://www.toronto.ca/TWONTO#00350
57778 | TAB-WA7-FEQ-0005S | Extinguisher, Fire - Hydro Sub-Stations | TAB-FEQ-FE | Extinguisher, Fires |  | Fire Equipment | 42642 | FEQ | http://www.toronto.ca/TWONTO#00350
57779 | TAB-WA7-FEQ-0010S | Extinguisher, Fire -Old P.S. Bldg | TAB-SUSPENDED ENTITY | Suspended entities |  | Fire Equipment | 42643 | FEQ | http://www.toronto.ca/TWONTO#00350
57780 | TAB-WA7-FEQ-0012S | Extinguisher, Fire - Blower Building | TAB-FEQ-FE | Extinguisher, Fires |  | Fire Equipment | 42644 | FEQ | http://www.toronto.ca/TWONTO#00350
57781 | TAB-WA7-FEQ-0012S | Extinguisher, Fire - Blower Building | TAB-SUSPENDED ENTITY | Suspended entities |  | Fire Equipment | 42644 | FEQ | http://www.toronto.ca/TWONTO#00350
57782 | TAB-WA7-FEQ-0014 | Extinguisher, Fire - Vehicles | TAB-FEQ-FE | Extinguisher, Fires |  | Fire Equipment |  | FEQ | http://www.toronto.ca/TWONTO#00350
57783 | TAB-WA7-FEQ-1000S | Extinguisher, Fire, 5Lbs, Dry Chemical, Old North Substation | TAB-SUSPENDED ENTITY | Suspended entities | Fire Prevention,Extinguisher | Fire Equipment | 42646 | FEQ | http://www.toronto.ca/TWONTO#00350
57784 | TAB-WA7-FEQ-2148S | Extinguisher, Fire - Aeration | TAB-FEQ-FE | Extinguisher, Fires |  | Fire Equipment | 42647 | FEQ | http://www.toronto.ca/TWONTO#00350
57785 | TAB-WA7-FEQ-2165AS | Extinguisher, Fire - Chlorine Building | TAB-FEQ-FE | Extinguisher, Fires | Fire Prevention,Extinguisher | Fire Equipment | 42648 | FEQ | http://www.toronto.ca/TWONTO#00350
57786 | TAB-WA7-FEQ-2166S | Extinguisher, Fire - Security & D Buildings | TAB-FEQ-FE | Extinguisher, Fires | Fire Prevention,Extinguisher | Fire Equipment | 42649 | FEQ | http://www.toronto.ca/TWONTO#00350
57787 | TAB-WA7-FEQ-2174S | Extinguisher, Fire - Incinerators,Silo , Biosolid Truck Loading & Auxiliary Building, Stack | TAB-FEQ-FE | Extinguisher, Fires |  | Fire Equipment | 42652 | FEQ | http://www.toronto.ca/TWONTO#00350
57788 | TAB-WA7-FEQ-2174S | Extinguisher, Fire - Incinerators,Silo , Biosolid Truck Loading & Auxiliary Building, Stack | TAB-SUSPENDED ENTITY | Suspended entities |  | Fire Equipment | 42652 | FEQ | http://www.toronto.ca/TWONTO#00350
57789 | TAB-WA7-FEQ-2175S | Extinguisher, Fire - Laboratory/ Old Admin | TAB-FEQ-FE | Extinguisher, Fires |  | Fire Equipment | 42653 | FEQ | http://www.toronto.ca/TWONTO#00350
57790 | TAB-WA7-FEQ-2175S | Extinguisher, Fire - Laboratory/ Old Admin | TAB-SUSPENDED ENTITY | Suspended entities |  | Fire Equipment | 42653 | FEQ | http://www.toronto.ca/TWONTO#00350
57791 | TAB-WA7-FEQ-2178S | Extinguisher, Fire - Gas Control Building | TAB-FEQ-FE | Extinguisher, Fires |  | Fire Equipment | 42655 | FEQ | http://www.toronto.ca/TWONTO#00350
57792 | TAB-WA7-FEQ-2179S | Extinguisher, Fire - Plant Water Pumping Station | TAB-FEQ-FE | Extinguisher, Fires |  | Fire Equipment | 42656 | FEQ | http://www.toronto.ca/TWONTO#00350
57793 | TAB-WA7-FEQ-2182S | Extinguisher, Fire - Z Building | TAB-FEQ-FE | Extinguisher, Fires |  | Fire Equipment | 42657 | FEQ | http://www.toronto.ca/TWONTO#00350
57794 | TAB-WA7-FEQ-2182S | Extinguisher, Fire - Z Building | TAB-SUSPENDED ENTITY | Suspended entities |  | Fire Equipment | 42657 | FEQ | http://www.toronto.ca/TWONTO#00350
57824 | TAB-ZBLD-FEQ-5227S | Extinguisher, Fire, Dry, Hose Unit 27,Tunnel, Bottom Stair, Z Building | TAB-WA7-FEQ-2182S | Extinguisher, Fire - Z Building | Fire Prevention,Extinguisher | Fire Equipment | 42658 | FEQ | http://www.toronto.ca/TWONTO#00350
57825 | TAB-ZBLD-FEQ-5228S | Extinguisher, Fire,Dry,Hose Unit 28, Sub Basement, Z Building | TAB-SUSPENDED ENTITY | Suspended entities | Fire Prevention,Extinguisher | Fire Equipment | 42659 | FEQ | http://www.toronto.ca/TWONTO#00350
57826 | TAB-ZBLD-FEQ-5229S | Extinguisher, Fire,Dry,Hose Unit 29, Sub-Basement, Z Building East | TAB-SUSPENDED ENTITY | Suspended entities | Fire Prevention,Extinguisher | Fire Equipment | 42660 | FEQ | http://www.toronto.ca/TWONTO#00350
57827 | TAB-ZBLD-FEQ-5229S | Extinguisher, Fire,Dry,Hose Unit 29, Sub-Basement, Z Building East | TAB-WA7-FEQ-2182S | Extinguisher, Fire - Z Building | Fire Prevention,Extinguisher | Fire Equipment | 42660 | FEQ | http://www.toronto.ca/TWONTO#00350
57828 | TAB-ZBLD-FEQ-5231S | Extinguisher, Fire, Dry,Hose Unit 31, Basement, "W", Z Building | TAB-WA7-FEQ-2182S | Extinguisher, Fire - Z Building | Fire Prevention,Extinguisher | Fire Equipment | 42662 | FEQ | http://www.toronto.ca/TWONTO#00350
57829 | TAB-ZBLD-FEQ-5232S | Extinguisher, Fire, Dry,Hose Unit 32, Basement, "W", Z Building | TAB-WA7-FEQ-2182S | Extinguisher, Fire - Z Building | Fire Prevention,Extinguisher | Fire Equipment | 42663 | FEQ | http://www.toronto.ca/TWONTO#00350
57830 | TAB-ZBLD-FEQ-5233S | Extinguisher, Fire,Dry, Hose Unit 33, Basement, Z Building North | TAB-SUSPENDED ENTITY | Suspended entities | Fire Prevention,Extinguisher | Fire Equipment | 42664 | FEQ | http://www.toronto.ca/TWONTO#00350
57831 | TAB-ZBLD-FEQ-5233S | Extinguisher, Fire,Dry, Hose Unit 33, Basement, Z Building North | TAB-WA7-FEQ-2182S | Extinguisher, Fire - Z Building | Fire Prevention,Extinguisher | Fire Equipment | 42664 | FEQ | http://www.toronto.ca/TWONTO#00350
57832 | TAB-ZBLD-FEQ-5243S | Extinguisher, Fire, Dry, Hose Unit 43, Basement, "E", Z Building | TAB-SUSPENDED ENTITY | Suspended entities | Fire Prevention,Extinguisher | Fire Equipment | 42665 | FEQ | http://www.toronto.ca/TWONTO#00350
57833 | TAB-ZBLD-FEQ-5244S | Extinguisher, Fire, Dry, Hose Unit 44, 1st Floor, Z Building East Next to Elevator | TAB-SUSPENDED ENTITY | Suspended entities | Fire Prevention,Extinguisher | Fire Equipment | 42666 | FEQ | http://www.toronto.ca/TWONTO#00350
57877 | TAB-ZBLD-FEQ-5246S | Extinguisher, Fire, Dry,Hose Unit 46, South of Boiler Room Z Building | TAB-SUSPENDED ENTITY | Suspended entities | Fire Prevention,Extinguisher | Fire Equipment | 42668 | FEQ | http://www.toronto.ca/TWONTO#00350
57878 | TAB-ZBLD-FEQ-5247S | Extinguisher, Fire, Dry, Hose Unit 47,BoilerRoom, NW, Z Building | TAB-SUSPENDED ENTITY | Suspended entities | Fire Prevention,Extinguisher | Fire Equipment | 42669 | FEQ | http://www.toronto.ca/TWONTO#00350
57879 | TAB-ZBLD-FEQ-5247S | Extinguisher, Fire, Dry, Hose Unit 47,BoilerRoom, NW, Z Building | TAB-WA7-FEQ-2182S | Extinguisher, Fire - Z Building | Fire Prevention,Extinguisher | Fire Equipment | 42669 | FEQ | http://www.toronto.ca/TWONTO#00350
57880 | TAB-ZBLD-FEQ-5248S | Extinguisher, Fire, Dry, Hose Unit 48, MCC Room, Z Building 1st Flr. West | TAB-SUSPENDED ENTITY | Suspended entities | Fire Prevention,Extinguisher | Fire Equipment | 42670 | FEQ | http://www.toronto.ca/TWONTO#00350
57881 | TAB-ZBLD-FEQ-5248S | Extinguisher, Fire, Dry, Hose Unit 48, MCC Room, Z Building 1st Flr. West | TAB-WA7-FEQ-2182S | Extinguisher, Fire - Z Building | Fire Prevention,Extinguisher | Fire Equipment | 42670 | FEQ | http://www.toronto.ca/TWONTO#00350
57882 | TAB-ZBLD-FEQ-5249S | Extinguisher, Fire, Dry, Hose Unit 49, Boiler Room, Z Building 1st Flr.(WA6 Stores) West | TAB-SUSPENDED ENTITY | Suspended entities | Fire Prevention,Extinguisher | Fire Equipment | 42671 | FEQ | http://www.toronto.ca/TWONTO#00350
57883 | TAB-ZBLD-FEQ-5255S | Extinguisher, Fire, Dry, Hose Unit 55, Electrical Shop, Z Building East | TAB-SUSPENDED ENTITY | Suspended entities | Fire Prevention,Extinguisher | Fire Equipment | 42672 | FEQ | http://www.toronto.ca/TWONTO#00350
57884 | TAB-ZBLD-FEQ-5255S | Extinguisher, Fire, Dry, Hose Unit 55, Electrical Shop, Z Building East | TAB-WA7-FEQ-2182S | Extinguisher, Fire - Z Building | Fire Prevention,Extinguisher | Fire Equipment | 42672 | FEQ | http://www.toronto.ca/TWONTO#00350
57885 | TAB-ZBLD-FEQ-5256S | Extinguisher, Fire, Carbon Dioxide, Hose Unit 56, Instrument Shop, Z Building | TAB-SUSPENDED ENTITY | Suspended entities | Fire Prevention,Extinguisher | Fire Equipment | 42673 | FEQ | http://www.toronto.ca/TWONTO#00350
57886 | TAB-ZBLD-FEQ-5259S | Extinguisher, Fire, Dry, Unit 59, 2nd Floor "E", Z Building | TAB-SUSPENDED ENTITY | Suspended entities | Fire Prevention,Extinguisher | Fire Equipment | 42674 | FEQ | http://www.toronto.ca/TWONTO#00350
57887 | TAB-ZBLD-FEQ-5260S | Extinguisher, Fire, Dry, Hose Unit 60, 2nd Floor "S. W", Z Building | TAB-WA7-FEQ-2182S | Extinguisher, Fire - Z Building | Fire Prevention,Extinguisher | Fire Equipment | 42731 | FEQ | http://www.toronto.ca/TWONTO#00350
57888 | TAB-ZBLD-FEQ-5261S | Extinguisher, Fire, Dry, Hose Unit 61, Outside WA5 Area Supervisor Room,2nd Flr S.W, Z Building | TAB-SUSPENDED ENTITY | Suspended entities | Fire Prevention,Extinguisher | Fire Equipment | 42732 | FEQ | http://www.toronto.ca/TWONTO#00350
57889 | TAB-ZBLD-FEQ-5261S | Extinguisher, Fire, Dry, Hose Unit 61, Outside WA5 Area Supervisor Room,2nd Flr S.W, Z Building | TAB-WA7-FEQ-2182S | Extinguisher, Fire - Z Building | Fire Prevention,Extinguisher | Fire Equipment | 42732 | FEQ | http://www.toronto.ca/TWONTO#00350
57890 | TAB-ZBLD-FEQ-5262S | Extinguisher, Fire, Dry, Hose Unit 62, Above Boiler Room, AHU Room,Z Building | TAB-SUSPENDED ENTITY | Suspended entities | Fire Prevention,Extinguisher | Fire Equipment | 42733 | FEQ | http://www.toronto.ca/TWONTO#00350
57891 | TAB-ZBLD-FEQ-5264S | Extinguisher, Fire, Dry, Hose Unit 64, Z Building , 3rd Flr. HVAC Room | TAB-SUSPENDED ENTITY | Suspended entities | Fire Prevention,Extinguisher | Fire Equipment | 42735 | FEQ | http://www.toronto.ca/TWONTO#00350
57892 | TAB-ZBLD-FEQ-5265S | Extinguisher, Fire, Dry, Hose Unit 65, Z Building, 3rd Flr. HVAC Room | TAB-SUSPENDED ENTITY | Suspended entities | Fire Prevention,Extinguisher | Fire Equipment | 42736 | FEQ | http://www.toronto.ca/TWONTO#00350
57893 | TAB-ZBLD-FEQ-5265S | Extinguisher, Fire, Dry, Hose Unit 65, Z Building, 3rd Flr. HVAC Room | TAB-WA7-FEQ-2182S | Extinguisher, Fire - Z Building | Fire Prevention,Extinguisher | Fire Equipment | 42736 | FEQ | http://www.toronto.ca/TWONTO#00350
57894 | TAB-ZBLD-FEQ-5266S | Extinguisher, Fire, Dry, Hose Unit 66, Z Building ,3rd Flr. HVAC Room | TAB-SUSPENDED ENTITY | Suspended entities | Fire Prevention,Extinguisher | Fire Equipment | 42737 | FEQ | http://www.toronto.ca/TWONTO#00350
57895 | TAB-ZBLD-FEQ-5267S | Extinguisher, Fire, Dry, Hose Unit 67, Z Building, 3rd Flr., HVAC Room | TAB-WA7-FEQ-2182S | Extinguisher, Fire - Z Building | Fire Prevention,Extinguisher | Fire Equipment | 42738 | FEQ | http://www.toronto.ca/TWONTO#00350
57896 | TAB-ZBLD-FEQ-5268S | Extinguisher, Fire, Dry, Hose Unit 68, 2nd Floor, Hallway,Z Building | TAB-SUSPENDED ENTITY | Suspended entities | Fire Prevention,Extinguisher | Fire Equipment | 42739 | FEQ | http://www.toronto.ca/TWONTO#00350
57897 | TAB-ZBLD-FEQ-5269S | Extinguisher, Fire, Dry, Unit 69, Hallway, 2nd Flr., "NW", Z Building | TAB-WA7-FEQ-2182S | Extinguisher, Fire - Z Building | Fire Prevention,Extinguisher | Fire Equipment | 42740 | FEQ | http://www.toronto.ca/TWONTO#00350
57898 | TAB-ZBLD-FEQ-5270S | Extinguisher, Fire, Dry, Hose Unit 70, Hallway, 2nd Flr.,"N", Z Building | TAB-WA7-FEQ-2182S | Extinguisher, Fire - Z Building | Fire Prevention,Extinguisher | Fire Equipment | 42741 | FEQ | http://www.toronto.ca/TWONTO#00350
57899 | TAB-ZBLD-FEQ-5370S | Extinguisher, Fire,Dry, Boiler Control Room,North , 1st Flr., Z Building | TAB-SUSPENDED ENTITY | Suspended entities | Fire Prevention,Extinguisher | Fire Equipment | 42742 | FEQ | http://www.toronto.ca/TWONTO#00350
57900 | TAB-ZBLD-FEQ-5371S | Extinguisher, Dry, Boiler Control Room , Pantry, Z Building 1st Flr. | TAB-SUSPENDED ENTITY | Suspended entities | Fire Prevention,Extinguisher | Fire Equipment | 42743 | FEQ | http://www.toronto.ca/TWONTO#00350
57901 | TAB-ZBLD-FEQ-5372S | Extinguisher, Fire, Dry, Stm. Boiler Room, South, Z Building | TAB-WA7-FEQ-2182S | Extinguisher, Fire - Z Building | Fire Prevention,Extinguisher | Fire Equipment | 42744 | FEQ | http://www.toronto.ca/TWONTO#00350
57902 | TAB-ZBLD-FEQ-5373S | Extinguisher, Fire, Dry, Z Bldg. 1st Flr. WA6 Caged Stores West of Stm. Blr. | TAB-SUSPENDED ENTITY | Suspended entities | Fire Prevention,Extinguisher | Fire Equipment | 42745 | FEQ | http://www.toronto.ca/TWONTO#00350
57903 | TAB-ZBLD-FEQ-5377S | Extinguisher, Fire, Dry, Outside of Lunch Room, 2/F, Z Building | TAB-WA7-FEQ-2182S | Extinguisher, Fire - Z Building | Fire Prevention,Extinguisher | Fire Equipment | 42749 | FEQ | http://www.toronto.ca/TWONTO#00350
57904 | TAB-ZBLD-FEQ-5379S | Extinguisher, Fire , 5 lb ABC, Elevator " Z " Building Mechanical Room | TAB-SUSPENDED ENTITY | Suspended entities |  | Fire Equipment | 42751 | FEQ | http://www.toronto.ca/TWONTO#00350
57905 | TAB-ZBLD-FEQ-5380S | Extinguisher, Fire, 5 lb ABC, Elevator " Z " Building Mechanical Room | TAB-WA7-FEQ-2182S | Extinguisher, Fire - Z Building |  | Fire Equipment | 42752 | FEQ | http://www.toronto.ca/TWONTO#00350
57906 | TAB-ZBLD-FEQ-5382S | Fier Extinguisher, 5 lb ABC, Elevator, Mechanical Room Admin Building. | TAB-WA7-FEQ-2182S | Extinguisher, Fire - Z Building |  | Fire Equipment | 42753 | FEQ | http://www.toronto.ca/TWONTO#00350
57907 | TAB-ZBLD-FEQ-5383S | Fier Extinguisher, 5 lb ABC, Z Building, 2nd Flr. Locker Room, Center Isle, East Side, South Wall | TAB-SUSPENDED ENTITY | Suspended entities | Fire Prevention,Extinguisher,Dry Chemical | Fire Equipment | 42754 | FEQ | http://www.toronto.ca/TWONTO#00350
61568 | THC-DIG-DM-5182A | Eliminated Role: Damper, Waste Gas, Burner 5182 | THC-SUS | THC records of assets and roles that are no longer in service or exists | Flame Arrester | Fire Equipment | 40433 | DM | http://www.toronto.ca/TWONTO#00142
61569 | THC-DIG-DM-5182B | Eliminated Role: Damper, Waste Gas, Burner 5182 | THC-SUS | THC records of assets and roles that are no longer in service or exists | Flame Arrester | Fire Equipment | 40434 | DM | http://www.toronto.ca/TWONTO#00142
61570 | THC-DIG-DM-5200A | Eliminated Role: Damper, Waste Gas, Burner 5200 | THC-DIG-BU-5200S | Waste Gas, Burner | Flame Arrester | Fire Equipment | 40435 | DM | http://www.toronto.ca/TWONTO#00142
61571 | THC-DIG-DM-5220A | Eliminated Role: Damper, Waste Gas, Burner 5220 | THC-DIG-BU-5220S | Waste Gas, Burner | Flame Arrester | Fire Equipment | 40437 | DM | http://www.toronto.ca/TWONTO#00142
61572 | THC-DIG-DM-5220B | Eliminated Role: Damper, Waste Gas, Burner 5220 | THC-DIG-BU-5220S | Waste Gas, Burner | Flame Arrester | Fire Equipment | 40438 | DM | http://www.toronto.ca/TWONTO#00142
61573 | THC-DIG-DM-5220B | Eliminated Role: Damper, Waste Gas, Burner 5220 | THC-SUS | THC records of assets and roles that are no longer in service or exists | Flame Arrester | Fire Equipment | 40438 | DM | http://www.toronto.ca/TWONTO#00142
61630 | THC-DIG-FDT-5182A | Flame Detector, Waste Gas, Burner 5182 | THC-SUSPENDED | Suspended entity |  | Fire Equipment | 36170 | FDT | http://www.toronto.ca/TWONTO#00362
61631 | THC-DIG-FDT-5200A | Flame Detector, Waste Gas, Burner 5200 | THC-DIG-BU-5200S | Waste Gas, Burner |  | Fire Equipment | 36171 | FDT | http://www.toronto.ca/TWONTO#00362
61632 | THC-DIG-FDT-5200A | Flame Detector, Waste Gas, Burner 5200 | THC-SUSPENDED | Suspended entity |  | Fire Equipment | 36171 | FDT | http://www.toronto.ca/TWONTO#00362
61634 | THC-DIG-FDT-5220A | Flame Detector, Waste Gas, Burner 5220 | THC-DIG-BU-5220S | Waste Gas, Burner |  | Fire Equipment | 36172 | FDT | http://www.toronto.ca/TWONTO#00362
61635 | THC-DIG-FDT-5220A | Flame Detector, Waste Gas, Burner 5220 | THC-SUSPENDED | Suspended entity |  | Fire Equipment | 36172 | FDT | http://www.toronto.ca/TWONTO#00362
61651 | THC-DIG-FX-0400D | Eliminated Role: Flame Arrestor, Digestor 0400 | THC-DIG-0400 | Eliminated Role: Digester 0400 | Flame Arrester | Fire Equipment | 40445 | FX | http://www.toronto.ca/TWONTO#00361
61656 | THC-DIG-FX-0500D | Eliminated Role: Flame Arrestor, Digestor 0500 | THC-SUS | THC records of assets and roles that are no longer in service or exists | Flame Arrester | Fire Equipment | 40446 | FX | http://www.toronto.ca/TWONTO#00361
61660 | THC-DIG-FX-0700D | Eliminated Role: Flame Arrestor, Digestor 0700 | THC-DIG-0700 | Eliminated Role: Digester 0700 | Flame Arrester | Fire Equipment | 40448 | FX | http://www.toronto.ca/TWONTO#00361
61703 | THC-DIG-FX-5182A | Flame Arrestor, Waste Gas, Burner 5182 | THC-SUSPENDED | Suspended entity | Flame Arrester | Fire Equipment | 36141 | FX | http://www.toronto.ca/TWONTO#00361
61704 | THC-DIG-FX-5182B | Flame Arrestor, Waste Gas, Burner 5182 | THC-SUSPENDED | Suspended entity | Flame Arrester | Fire Equipment | 36142 | FX | http://www.toronto.ca/TWONTO#00361
61706 | THC-DIG-FX-5200A | Flame Arrestor, Waste Gas, Burner 5200 | THC-DIG-BU-5200S | Waste Gas, Burner | Flame Arrester | Fire Equipment | 36143 | FX | http://www.toronto.ca/TWONTO#00361
61707 | THC-DIG-FX-5200A | Flame Arrestor, Waste Gas, Burner 5200 | THC-SUSPENDED | Suspended entity | Flame Arrester | Fire Equipment | 36143 | FX | http://www.toronto.ca/TWONTO#00361
61708 | THC-DIG-FX-5200B | Flame Arrestor, Waste Gas, Burner 5200 | THC-DIG-BU-5200S | Waste Gas, Burner | Flame Arrester | Fire Equipment | 36144 | FX | http://www.toronto.ca/TWONTO#00361
61709 | THC-DIG-FX-5220A | Flame Arrestor, Waste Gas, Burner 5220 | THC-SUSPENDED | Suspended entity | Flame Arrester | Fire Equipment | 36145 | FX | http://www.toronto.ca/TWONTO#00361
62141 | FE-4093 | Extinguisher, Fire, SN#4093, Dry, Forklift Crown, Bsmt., Heat Recovery | TAB-SUSPENDED ENTITY | Suspended entities | Fire Prevention,Extinguisher | Fire Equipment | 32957 |  | http://www.toronto.ca/TWONTO#00350
62142 | FE-4093 | Extinguisher, Fire, SN#4093, Dry, Forklift Crown, Bsmt., Heat Recovery | TAB-WA7-FEQ-0013S | Extinguisher, Fire - Heat Recovery | Fire Prevention,Extinguisher | Fire Equipment | 32957 |  | http://www.toronto.ca/TWONTO#00350
62143 | FE-6856S | Extinguisher, Fire, SN#6856, Carbon Dioxide, 2nd Floor, Digestion Tank 5 - 8 | TAB-WA7-FEQ-0003S | Extinguisher, Fire - Digester Tank #1 to #22 | Fire Prevention,Extinguisher | Fire Equipment | 41340 |  | http://www.toronto.ca/TWONTO#00350
64007 | THC-FEQ-BLDG D | Fire fighting protection equipment, Sludge Storage Building D | THC-SES-FEQ-0002 | Portable Fire Extinguisher, location forklift THC-GRK-VEH-329027 |  | Fire Equipment | 43417 |  | http://www.toronto.ca/TWONTO#00260
64008 | THC-FEQ-BLDG K | Fire fighting protection equipment, Admin Building | THC-SES-FEQ-0002 | Portable Fire Extinguisher, location forklift THC-GRK-VEH-329027 |  | Fire Equipment | 43418 |  | http://www.toronto.ca/TWONTO#00260
64009 | THC-FEQ-BLDG M | Fire fighting protection equipment, incinerator building | THC-SES-FEQ-0002 | Portable Fire Extinguisher, location forklift THC-GRK-VEH-329027 |  | Fire Equipment | 43419 |  | http://www.toronto.ca/TWONTO#00260
64010 | THC-FEQ-BLDG U | Fire fighting protection equipment,Building U | THC-SES-FEQ-0002 | Portable Fire Extinguisher, location forklift THC-GRK-VEH-329027 |  | Fire Equipment | 43420 |  | http://www.toronto.ca/TWONTO#00260
64011 | THC-FEQ-BLDG X | Fire fighting protection equipment, WA2 workshop building | THC-SES-FEQ-0002 | Portable Fire Extinguisher, location forklift THC-GRK-VEH-329027 |  | Fire Equipment | 43421 |  | http://www.toronto.ca/TWONTO#00260
64012 | THC-FEQ-CP-0011 | Control Panel, Fire Alarm CP & Annunciator Panel, Admin Building | THC-FEQ-BLDG K | Fire fighting protection equipment, Admin Building | Control Panel,Fire | Fire Equipment | 43414 | CP | http://www.toronto.ca/TWONTO#00154
64029 | THC-FEQ-FEQ-0012 | Fire Extinguisher, Admin Building, Basement, North of Stairs No.5 | THC-FEQ-BLDG K | Fire fighting protection equipment, Admin Building | Fire Prevention,Extinguisher | Fire Equipment | 41563 | FEQ | http://www.toronto.ca/TWONTO#00350
64030 | THC-FEQ-FEQ-0014 | Fire Extinguisher, Admin Building, Basement, Near Electrical Room | THC-FEQ-BLDG K | Fire fighting protection equipment, Admin Building | Fire Prevention,Extinguisher | Fire Equipment | 41565 | FEQ | http://www.toronto.ca/TWONTO#00350
64031 | THC-FEQ-FEQ-0052 | Fire Extinguisher, Admin Building, Ground Floor, First Aid Room | THC-FEQ-BLDG K | Fire fighting protection equipment, Admin Building | Fire Prevention,Extinguisher | Fire Equipment | 41568 | FEQ | http://www.toronto.ca/TWONTO#00350
64032 | THC-FEQ-FEQ-0053 | Fire Extinguisher, Admin Building, Ground Floor, Print Room | THC-FEQ-BLDG K | Fire fighting protection equipment, Admin Building | Fire Prevention,Extinguisher | Fire Equipment | 41569 | FEQ | http://www.toronto.ca/TWONTO#00350
64033 | THC-FEQ-FEQ-0055 | Fire Extinguisher, Admin Building, Ground Floor, Admin Corridor, South, Near Lunch Room | THC-FEQ-BLDG K | Fire fighting protection equipment, Admin Building | Fire Prevention,Extinguisher | Fire Equipment | 41571 | FEQ | http://www.toronto.ca/TWONTO#00350
64034 | THC-FEQ-FEQ-0057 | Fire Extinguisher, Admin Building, Ground Floor, Equipment Room, North East Wall | THC-FEQ-BLDG K | Fire fighting protection equipment, Admin Building | Fire Prevention,Extinguisher | Fire Equipment | 41573 | FEQ | http://www.toronto.ca/TWONTO#00350
64035 | THC-FEQ-FEQ-0058 | Fire Extinguisher, Admin Building, Ground Floor, Security Equipment Room, North Wall | THC-FEQ-BLDG K | Fire fighting protection equipment, Admin Building | Fire Prevention,Extinguisher | Fire Equipment | 41574 | FEQ | http://www.toronto.ca/TWONTO#00350
64036 | THC-FEQ-FEQ-0059 | Fire Extinguisher, Admin Building, Ground Floor, Control Room, North Wall | THC-FEQ-BLDG K | Fire fighting protection equipment, Admin Building | Fire Prevention,Extinguisher | Fire Equipment | 41575 | FEQ | http://www.toronto.ca/TWONTO#00350
64037 | THC-FEQ-FEQ-0061 | Fire Extinguisher, Admin Building, Ground Floor, Process Corridor, Meeting Room Entrance | THC-FEQ-BLDG K | Fire fighting protection equipment, Admin Building | Fire Prevention,Extinguisher | Fire Equipment | 41577 | FEQ | http://www.toronto.ca/TWONTO#00350
64038 | THC-FEQ-FEQ-0063 | Fire Extinguisher, Admin Building, Ground Floor, UPS Room | THC-FEQ-BLDG K | Fire fighting protection equipment, Admin Building | Fire Prevention,Extinguisher | Fire Equipment | 41579 | FEQ | http://www.toronto.ca/TWONTO#00350
64039 | THC-FEQ-FEQ-0064 | Fire Extinguisher, Admin Building, Ground Floor, West Lunch Room, North East Wall | THC-FEQ-BLDG K | Fire fighting protection equipment, Admin Building | Fire Prevention,Extinguisher | Fire Equipment | 41580 | FEQ | http://www.toronto.ca/TWONTO#00350
64040 | THC-FEQ-FEQ-0066 | Fire Extinguisher, Admin Building, Ground Floor, Electrical Room South/East Wall | THC-FEQ-BLDG K | Fire fighting protection equipment, Admin Building | Fire Prevention,Extinguisher | Fire Equipment | 41582 | FEQ | http://www.toronto.ca/TWONTO#00350
64041 | THC-FEQ-FEQ-0067 | Fire Extinguisher, Admin Building, Ground Floor, North East Lunch Room, South East Wall | THC-FEQ-BLDG K | Fire fighting protection equipment, Admin Building | Fire Prevention,Extinguisher | Fire Equipment | 41583 | FEQ | http://www.toronto.ca/TWONTO#00350
64042 | THC-FEQ-FEQ-0068 | Fire Extinguisher, Admin Building, Ground Floor, Field Services Corridor, North | THC-FEQ-BLDG K | Fire fighting protection equipment, Admin Building | Fire Prevention,Extinguisher | Fire Equipment | 41584 | FEQ | http://www.toronto.ca/TWONTO#00350
64043 | THC-FEQ-FEQ-0069 | Fire Extinguisher, Admin Building, Ground Floor, Field Services Corridor, South | THC-FEQ-BLDG K | Fire fighting protection equipment, Admin Building | Fire Prevention,Extinguisher | Fire Equipment | 41585 | FEQ | http://www.toronto.ca/TWONTO#00350
64044 | THC-FEQ-FEQ-0071 | Fire Extinguisher, Admin Building, Ground Floor, COMM Room | THC-FEQ-BLDG K | Fire fighting protection equipment, Admin Building | Fire Prevention,Extinguisher | Fire Equipment | 41587 | FEQ | http://www.toronto.ca/TWONTO#00350
64045 | THC-FEQ-FEQ-0073 | Fire Extinguisher, Admin Building, Ground Floor, Field Services Corridor, Meeting Room 135 Entrance | THC-FEQ-BLDG K | Fire fighting protection equipment, Admin Building | Fire Prevention,Extinguisher | Fire Equipment | 41589 | FEQ | http://www.toronto.ca/TWONTO#00350
64046 | THC-FEQ-FEQ-0074 | Fire Extinguisher, Admin Building, Ground Floor, Field Services Corridor, Meeting Room 133 Entrance | THC-FEQ-BLDG K | Fire fighting protection equipment, Admin Building | Fire Prevention,Extinguisher | Fire Equipment | 41590 | FEQ | http://www.toronto.ca/TWONTO#00350
64047 | THC-FEQ-FEQ-0075 | Fire Extinguisher, Admin Building, Ground Floor, Archive Room Corridor | THC-FEQ-BLDG K | Fire fighting protection equipment, Admin Building | Fire Prevention,Extinguisher | Fire Equipment | 41591 | FEQ | http://www.toronto.ca/TWONTO#00350
64048 | THC-FEQ-FEQ-0076 | Fire Extinguisher, Admin Building, Ground Floor, Mechanical Room | THC-FEQ-BLDG K | Fire fighting protection equipment, Admin Building | Fire Prevention,Extinguisher | Fire Equipment | 41592 | FEQ | http://www.toronto.ca/TWONTO#00350
64076 | THC-FEQ-FSS-0051 | Fire Suppression, Room 153 Primary System, Admin Building Ground Floor, UPS Cooling Room | THC-FEQ-BLDG K | Fire fighting protection equipment, Admin Building |  | Fire Equipment | 43430 | FSS | fire_system
64077 | THC-FEQ-FSS-0053 | Fire Suppression, Room 154 Primary System, Admin Building Ground Floor, UPS Cooling Room | THC-FEQ-BLDG K | Fire fighting protection equipment, Admin Building |  | Fire Equipment | 43432 | FSS | fire_system
64078 | THC-FEQ-HS-0011 | Manual Pull Station, FA System, Zone 1-2, Admin Building, Basement, West Stair | THC-FEQ-BLDG K | Fire fighting protection equipment, Admin Building | Fire Prevention,Alarm | Fire Equipment | 45654 | HS | http://www.toronto.ca/TWONTO#00624
64079 | THC-FEQ-HS-0013 | Manual Pull Station, FA System, Zone 3-3, Admin Building, Basement, South Stair | THC-FEQ-BLDG K | Fire fighting protection equipment, Admin Building | Fire Prevention,Alarm | Fire Equipment | 45656 | HS | http://www.toronto.ca/TWONTO#00624
64080 | THC-FEQ-HS-0015 | Manual Pull Station, FA System, Admin Building, Basement, Mechanical Room | THC-FEQ-BLDG K | Fire fighting protection equipment, Admin Building | Fire Prevention,Alarm | Fire Equipment | 45658 | HS | http://www.toronto.ca/TWONTO#00624
64081 | THC-FEQ-HS-0052 | Manual Pull Station, FA System, Zone 1-4, Admin Building, Ground Floor Admin Corridor, Lunch Room | THC-FEQ-BLDG K | Fire fighting protection equipment, Admin Building | Fire Prevention,Alarm | Fire Equipment | 45660 | HS | http://www.toronto.ca/TWONTO#00624
64082 | THC-FEQ-HS-0053 | Manual Pull Station, FA System, Zone 1-5, Admin Building, Ground Floor Electrical Room, South | THC-FEQ-BLDG K | Fire fighting protection equipment, Admin Building | Fire Prevention,Alarm | Fire Equipment | 45661 | HS | http://www.toronto.ca/TWONTO#00624
64083 | THC-FEQ-HS-0054 | Manual Pull Station, FA System, Zone 2-1, Admin Building, Ground Floor North Stair | THC-FEQ-BLDG K | Fire fighting protection equipment, Admin Building | Fire Prevention,Alarm | Fire Equipment | 45662 | HS | http://www.toronto.ca/TWONTO#00624
64084 | THC-FEQ-HS-0060 | Manual Pull Station, FA System, Zone 3-4, Admin Building, Ground Floor, East Stair | THC-FEQ-BLDG K | Fire fighting protection equipment, Admin Building | Fire Prevention,Alarm | Fire Equipment | 45668 | HS | http://www.toronto.ca/TWONTO#00624
64094 | THC-FEQ-MON-0012 | Monitor Module, FA System, Admin Building | THC-FEQ-BLDG K | Fire fighting protection equipment, Admin Building | Fire Prevention,Alarm | Fire Equipment | 45644 | MON | http://www.toronto.ca/TWONTO#00279
64095 | THC-FEQ-MON-0013 | Monitor Module, FA System, Admin Building | THC-FEQ-BLDG K | Fire fighting protection equipment, Admin Building | Fire Prevention,Alarm | Fire Equipment | 45643 | MON | http://www.toronto.ca/TWONTO#00279
64096 | THC-FEQ-MON-0016 | Monitor Module, FA System, Admin Building | THC-FEQ-BLDG K | Fire fighting protection equipment, Admin Building | Fire Prevention,Alarm | Fire Equipment | 45640 | MON | http://www.toronto.ca/TWONTO#00279
64097 | THC-FEQ-MON-0017 | Monitor Module, FA System, Admin Building | THC-FEQ-BLDG K | Fire fighting protection equipment, Admin Building | Fire Prevention,Alarm | Fire Equipment | 45639 | MON | http://www.toronto.ca/TWONTO#00279
64098 | THC-FEQ-MON-0020 | Monitor Module, FA System, Admin Building | THC-FEQ-BLDG K | Fire fighting protection equipment, Admin Building | Fire Prevention,Alarm | Fire Equipment | 45636 | MON | http://www.toronto.ca/TWONTO#00279
64099 | THC-FEQ-MON-0023 | Monitor Module, FA System, Admin Building | THC-FEQ-BLDG K | Fire fighting protection equipment, Admin Building | Fire Prevention,Alarm | Fire Equipment | 45633 | MON | http://www.toronto.ca/TWONTO#00279
64100 | THC-FEQ-MON-0024 | Monitor Module, FA System, Admin Building | THC-FEQ-BLDG K | Fire fighting protection equipment, Admin Building | Fire Prevention,Alarm | Fire Equipment | 45632 | MON | http://www.toronto.ca/TWONTO#00279
64101 | THC-FEQ-MON-0027 | Monitor Module, FA System, Admin Building | THC-FEQ-BLDG K | Fire fighting protection equipment, Admin Building | Fire Prevention,Alarm | Fire Equipment | 45629 | MON | http://www.toronto.ca/TWONTO#00279
64102 | THC-FEQ-MON-0028 | Monitor Module, FA System, Admin Building | THC-FEQ-BLDG K | Fire fighting protection equipment, Admin Building | Fire Prevention,Alarm | Fire Equipment | 45628 | MON | http://www.toronto.ca/TWONTO#00279
64103 | THC-FEQ-MON-0030 | Monitor Module, FA System, Admin Building | THC-FEQ-BLDG K | Fire fighting protection equipment, Admin Building | Fire Prevention,Alarm | Fire Equipment | 45626 | MON | http://www.toronto.ca/TWONTO#00279
64104 | THC-FEQ-MON-0032 | Monitor Module, FA System, Admin Building | THC-FEQ-BLDG K | Fire fighting protection equipment, Admin Building | Fire Prevention,Alarm | Fire Equipment | 45624 | MON | http://www.toronto.ca/TWONTO#00279
64105 | THC-FEQ-MON-0034 | Monitor Module, FA System, Admin Building | THC-FEQ-BLDG K | Fire fighting protection equipment, Admin Building | Fire Prevention,Alarm | Fire Equipment | 45622 | MON | http://www.toronto.ca/TWONTO#00279
64164 | THC-FEQ-YAN-0014 | Horn, FA System Zone 1-2, Admin Bldg, Basement, West Stairs | THC-FEQ-BLDG K | Fire fighting protection equipment, Admin Building | Fire Prevention,Alarm | Fire Equipment | 45672 | YAN | http://www.toronto.ca/TWONTO#00151
64165 | THC-FEQ-YAN-0021 | Horn, FA System Zone 2-13, Admin Bldg, Basement, East Corridor, Middle | THC-FEQ-BLDG K | Fire fighting protection equipment, Admin Building | Fire Prevention,Alarm | Fire Equipment | 45679 | YAN | http://www.toronto.ca/TWONTO#00151
64166 | THC-FEQ-YAN-0023 | Horn/Strobe, FA System Zone 3-5, Admin Bldg, Basement, Women`s Locker Room | THC-FEQ-BLDG K | Fire fighting protection equipment, Admin Building | Fire Prevention,Alarm | Fire Equipment | 45681 | YAN | http://www.toronto.ca/TWONTO#00151
64167 | THC-FEQ-YAN-0024 | Horn, FA System Zone 3-5, Admin Bldg, Basement, East Corridor, South | THC-FEQ-BLDG K | Fire fighting protection equipment, Admin Building | Fire Prevention,Alarm | Fire Equipment | 45682 | YAN | http://www.toronto.ca/TWONTO#00151
64168 | THC-FEQ-YAN-0026 | Horn/Strobe, FA System Zone 3-5, Admin Bldg, Basement, Men`s Locker Room, North | THC-FEQ-BLDG K | Fire fighting protection equipment, Admin Building | Fire Prevention,Alarm | Fire Equipment | 45684 | YAN | http://www.toronto.ca/TWONTO#00151
64169 | THC-FEQ-YAN-0027 | Horn/Strobe, FA System Zone 3-5, Admin Bldg, Basement, Men`s Locker Room, South | THC-FEQ-BLDG K | Fire fighting protection equipment, Admin Building | Fire Prevention,Alarm | Fire Equipment | 45685 | YAN | http://www.toronto.ca/TWONTO#00151
64170 | THC-FEQ-YAN-0051 | Horn, FA System Zone 1-4, Admin Bldg, Ground Floor, Admin Corridor, North | THC-FEQ-BLDG K | Fire fighting protection equipment, Admin Building | Fire Prevention,Alarm | Fire Equipment | 45689 | YAN | http://www.toronto.ca/TWONTO#00151
64171 | THC-FEQ-YAN-0052 | Horn, FA System Zone 1-4, Admin Bldg, Ground Floor, Admin Corridor, Men`s Washroom | THC-FEQ-BLDG K | Fire fighting protection equipment, Admin Building | Fire Prevention,Alarm | Fire Equipment | 45690 | YAN | http://www.toronto.ca/TWONTO#00151
64172 | THC-FEQ-YAN-0053 | Horn, FA System Zone 1-4, Admin Bldg, Ground Floor, Admin Corridor, Women`s Washroom | THC-FEQ-BLDG K | Fire fighting protection equipment, Admin Building | Fire Prevention,Alarm | Fire Equipment | 45691 | YAN | http://www.toronto.ca/TWONTO#00151
64173 | THC-FEQ-YAN-0054 | Horn, FA System Zone 1-1, Admin Bldg, Ground Floor, Process Corridor, West | THC-FEQ-BLDG K | Fire fighting protection equipment, Admin Building | Fire Prevention,Alarm | Fire Equipment | 45692 | YAN | http://www.toronto.ca/TWONTO#00151
64174 | THC-FEQ-YAN-0056 | Horn, FA System Zone 1-1, Admin Bldg, Ground Floor, Office Room 147 | THC-FEQ-BLDG K | Fire fighting protection equipment, Admin Building | Fire Prevention,Alarm | Fire Equipment | 45694 | YAN | http://www.toronto.ca/TWONTO#00151
64175 | THC-FEQ-YAN-0057 | Horn, FA System Zone 1-4, Admin Bldg, Ground Floor, Lunch Room | THC-FEQ-BLDG K | Fire fighting protection equipment, Admin Building | Fire Prevention,Alarm | Fire Equipment | 45695 | YAN | http://www.toronto.ca/TWONTO#00151
64176 | THC-FEQ-YAN-0060 | Horn, FA System Zone 1-5, Admin Bldg, Ground Floor, Electrical Room, North East | THC-FEQ-BLDG K | Fire fighting protection equipment, Admin Building | Fire Prevention,Alarm | Fire Equipment | 45698 | YAN | http://www.toronto.ca/TWONTO#00151
64177 | THC-FEQ-YAN-0062 | Horn, FA System Zone 1-1, Admin Bldg, Ground Floor, Process Corridor, Near Control Room | THC-FEQ-BLDG K | Fire fighting protection equipment, Admin Building | Fire Prevention,Alarm | Fire Equipment | 45700 | YAN | http://www.toronto.ca/TWONTO#00151
64178 | THC-FEQ-YAN-0065 | Horn, FA System Zone 3-1, Admin Bldg, Ground Floor, Field Service Corridor Middle | THC-FEQ-BLDG K | Fire fighting protection equipment, Admin Building | Fire Prevention,Alarm | Fire Equipment | 45703 | YAN | http://www.toronto.ca/TWONTO#00151
64179 | THC-FEQ-YAN-0066 | Horn, FA System Zone 1-4, Admin Bldg, Ground Floor, Admin Corridor, Middle/North | THC-FEQ-BLDG K | Fire fighting protection equipment, Admin Building | Fire Prevention,Alarm | Fire Equipment | 45704 | YAN | http://www.toronto.ca/TWONTO#00151
64180 | THC-FEQ-YAN-0069 | Horn, FA System Zone 1-4, Admin Bldg, Ground Floor, Admin Corridor, South | THC-FEQ-BLDG K | Fire fighting protection equipment, Admin Building | Fire Prevention,Alarm | Fire Equipment | 45707 | YAN | http://www.toronto.ca/TWONTO#00151
64181 | THC-FEQ-YAN-0070 | Horn, FA System Zone 1-9, Admin Bldg, Ground Floor, Project Management Corridor, West | THC-FEQ-BLDG K | Fire fighting protection equipment, Admin Building | Fire Prevention,Alarm | Fire Equipment | 45708 | YAN | http://www.toronto.ca/TWONTO#00151
64182 | THC-FEQ-YAN-0071 | Horn, FA System Zone 1-9, Admin Bldg, G-Floor, Project Management Corridor, Near Unisex Washroom | THC-FEQ-BLDG K | Fire fighting protection equipment, Admin Building | Fire Prevention,Alarm | Fire Equipment | 45709 | YAN | http://www.toronto.ca/TWONTO#00151
64183 | THC-FEQ-YAN-0072 | Horn, FA System Zone 1-9, Admin Bldg, G-Floor, Project Management Corridor, Near Print Room | THC-FEQ-BLDG K | Fire fighting protection equipment, Admin Building | Fire Prevention,Alarm | Fire Equipment | 45710 | YAN | http://www.toronto.ca/TWONTO#00151
64184 | THC-FEQ-YAN-0074 | Horn, FA System Zone 3-3, Admin Bldg, Ground Floor, South Stairs | THC-FEQ-BLDG K | Fire fighting protection equipment, Admin Building | Fire Prevention,Alarm | Fire Equipment | 45712 | YAN | http://www.toronto.ca/TWONTO#00151
64185 | THC-FEQ-YAN-0076 | Horn, FA System Zone 3-1, Admin Bldg, G-Floor, Project Management Area, Meeting Room 135 | THC-FEQ-BLDG K | Fire fighting protection equipment, Admin Building | Fire Prevention,Alarm | Fire Equipment | 45714 | YAN | http://www.toronto.ca/TWONTO#00151
64186 | THC-FEQ-YAN-0078 | Horn, FA System Zone 3-2, Admin Bldg, G-Floor, Project Management Area, Men`s Washroom | THC-FEQ-BLDG K | Fire fighting protection equipment, Admin Building | Fire Prevention,Alarm | Fire Equipment | 45652 | YAN | http://www.toronto.ca/TWONTO#00151
64187 | THC-FEQ-YAN-0080 | Horn, FA System Zone 3-1, Admin Bldg, G-Floor, Project Management Corridor East | THC-FEQ-BLDG K | Fire fighting protection equipment, Admin Building | Fire Prevention,Alarm | Fire Equipment | 45650 | YAN | http://www.toronto.ca/TWONTO#00151
64188 | THC-FEQ-YAN-0082 | Horn, FA System Zone 3-2, Admin Bldg, G-Floor, Project Management Area, Archive Room East | THC-FEQ-BLDG K | Fire fighting protection equipment, Admin Building | Fire Prevention,Alarm | Fire Equipment | 45648 | YAN | http://www.toronto.ca/TWONTO#00151
64189 | THC-FEQ-YAN-0083 | Horn, FA System Zone 3-4, Admin Bldg, G-Floor, Project Management Area, East Stairs | THC-FEQ-BLDG K | Fire fighting protection equipment, Admin Building | Fire Prevention,Alarm | Fire Equipment | 45647 | YAN | http://www.toronto.ca/TWONTO#00151
64190 | THC-FEQ-YAN-0084 | Horn, FA System Zone 1-1, Admin Bldg, Ground Floor, Near Entrance Facility | THC-FEQ-BLDG K | Fire fighting protection equipment, Admin Building | Fire Prevention,Alarm | Fire Equipment | 45646 | YAN | http://www.toronto.ca/TWONTO#00151
65393 | THC-NGS-FX-5220B | Eliminated Role: Flame Arrestor, Natural Gas, Burner 5220 | THC-DIG-BU-5220S | Waste Gas, Burner | Flame Arrester | Fire Equipment | 40449 | FX | http://www.toronto.ca/TWONTO#00361
65394 | THC-NGS-FX-5220B | Eliminated Role: Flame Arrestor, Natural Gas, Burner 5220 | THC-SUS | THC records of assets and roles that are no longer in service or exists | Flame Arrester | Fire Equipment | 40449 | FX | http://www.toronto.ca/TWONTO#00361
67637 | THC-SES-FEQ-0001 | Portable Fire Extinguisher, location forklift THC-GRK-VEH-329026 | THC-SES-FEQ | Fire Fighting System | Fire Prevention,Extinguisher | Fire Equipment |  | FEQ | http://www.toronto.ca/TWONTO#00350
67638 | THC-SES-FEQ-0001A | Portable Fire Extinguishers in Building A, Old Plant Building | THC-SES-FEQ-0001 | Portable Fire Extinguisher, location forklift THC-GRK-VEH-329026 | Fire Prevention,Extinguisher | Fire Equipment | 41595 | FEQ | http://www.toronto.ca/TWONTO#00350
67639 | THC-SES-FEQ-0001E | Portable Fire Extinguishers in Building E, Boiler House Building | THC-SES-FEQ-0001 | Portable Fire Extinguisher, location forklift THC-GRK-VEH-329026 | Fire Prevention,Extinguisher | Fire Equipment | 41600 | FEQ | http://www.toronto.ca/TWONTO#00350
67640 | THC-SES-FEQ-0001J | Portable Fire Extinguishers in Building J, TWAS Building | THC-SES-FEQ-0001 | Portable Fire Extinguisher, location forklift THC-GRK-VEH-329026 | Fire Prevention,Extinguisher | Fire Equipment | 41605 | FEQ | http://www.toronto.ca/TWONTO#00350
67641 | THC-SES-FEQ-0001K | Portable Fire Extinguishers in Building K, Administration Building | THC-SES-FEQ-0001 | Portable Fire Extinguisher, location forklift THC-GRK-VEH-329026 | Fire Prevention,Extinguisher | Fire Equipment | 41606 | FEQ | http://www.toronto.ca/TWONTO#00350
67642 | THC-SES-FEQ-0001L | Portable Fire Extinguishers in Building L, Plant Effluent Pumping Station Building | THC-SES-FEQ-0001 | Portable Fire Extinguisher, location forklift THC-GRK-VEH-329026 | Fire Prevention,Extinguisher | Fire Equipment | 41607 | FEQ | http://www.toronto.ca/TWONTO#00350
67643 | THC-SES-FEQ-0001M | Portable Fire Extinguishers in Building M, Incineration Building | THC-SES-FEQ-0001 | Portable Fire Extinguisher, location forklift THC-GRK-VEH-329026 | Fire Prevention,Extinguisher | Fire Equipment | 41616 | FEQ | http://www.toronto.ca/TWONTO#00350
67644 | THC-SES-FEQ-0001Q | Portable Fire Extinguishers in Building Q, Gas Compressor Building | THC-SES-FEQ-0001 | Portable Fire Extinguisher, location forklift THC-GRK-VEH-329026 | Fire Prevention,Extinguisher | Fire Equipment | 41620 | FEQ | http://www.toronto.ca/TWONTO#00350
67645 | THC-SES-FEQ-0001S | Portable Fire Extinguishers in Building S, New Section Blower Building | THC-SES-FEQ-0001 | Portable Fire Extinguisher, location forklift THC-GRK-VEH-329026 | Fire Prevention,Extinguisher | Fire Equipment | 41622 | FEQ | http://www.toronto.ca/TWONTO#00350
67646 | THC-SES-FEQ-0001T | Portable Fire Extinguishers in Building T, Substation Building | THC-SES-FEQ-0001 | Portable Fire Extinguisher, location forklift THC-GRK-VEH-329026 | Fire Prevention,Extinguisher | Fire Equipment | 41623 | FEQ | http://www.toronto.ca/TWONTO#00350
67647 | THC-SES-FEQ-0001U | Portable Fire Extinguishers in Building U, Anaerobic Digesters Building | THC-SES-FEQ-0001 | Portable Fire Extinguisher, location forklift THC-GRK-VEH-329026 | Fire Prevention,Extinguisher | Fire Equipment | 41624 | FEQ | http://www.toronto.ca/TWONTO#00350
67649 | THC-SES-FEQ-0401 | Fire Prevention,Fire Extinguisher,Dry Chemical,Basement,North-East Column,Building U | THC-SES-FEQ-0001 | Portable Fire Extinguisher, location forklift THC-GRK-VEH-329026 | Fire Prevention,Extinguisher | Fire Equipment | 41627 | FEQ | http://www.toronto.ca/TWONTO#00350
67650 | THC-SES-FEQ-0402 | Fire Prevention,Fire Extinguisher,Dry Chemical,Basement,South,Fire Cabinet,Building U | THC-SES-FEQ-0001U | Portable Fire Extinguishers in Building U, Anaerobic Digesters Building | Fire Prevention,Extinguisher | Fire Equipment | 41628 | FEQ | http://www.toronto.ca/TWONTO#00350
67651 | THC-SES-FEQ-0403 | Fire Prevention,Fire Extinguisher,Dry Chemical,Basement,North-West Column,Building U | THC-SES-FEQ-0001 | Portable Fire Extinguisher, location forklift THC-GRK-VEH-329026 | Fire Prevention,Extinguisher | Fire Equipment | 41629 | FEQ | http://www.toronto.ca/TWONTO#00350
67652 | THC-SES-FEQ-0403 | Fire Prevention,Fire Extinguisher,Dry Chemical,Basement,North-West Column,Building U | THC-SES-FEQ-0001U | Portable Fire Extinguishers in Building U, Anaerobic Digesters Building | Fire Prevention,Extinguisher | Fire Equipment | 41629 | FEQ | http://www.toronto.ca/TWONTO#00350
67653 | THC-SES-FEQ-0404 | Fire Prevention,Fire Extinguisher,Dry Chemical,Basement,North Fire Cabinet,Building U | THC-SES-FEQ-0001 | Portable Fire Extinguisher, location forklift THC-GRK-VEH-329026 | Fire Prevention,Extinguisher | Fire Equipment | 41630 | FEQ | http://www.toronto.ca/TWONTO#00350
67654 | THC-SES-FEQ-0405 | Fire Prevention,Fire Extinguisher,Dry Chemical,Sub-Basement,North-West Column,Building U | THC-SES-FEQ-0001 | Portable Fire Extinguisher, location forklift THC-GRK-VEH-329026 | Fire Prevention,Extinguisher | Fire Equipment | 41631 | FEQ | http://www.toronto.ca/TWONTO#00350
67655 | THC-SES-FEQ-0407 | Fire Prevention,Fire Extinguisher,Dry Chemical,Sub-Basement Fire Cabinet,Building U | THC-SES-FEQ-0001U | Portable Fire Extinguishers in Building U, Anaerobic Digesters Building | Fire Prevention,Extinguisher | Fire Equipment | 41633 | FEQ | http://www.toronto.ca/TWONTO#00350
67656 | THC-SES-FEQ-0408 | Fire Prevention,Fire Extinguisher,Dry Chemical,Sub-Basement,North Fire Cabinet,Building U | THC-SES-FEQ-0001 | Portable Fire Extinguisher, location forklift THC-GRK-VEH-329026 | Fire Prevention,Extinguisher | Fire Equipment | 41634 | FEQ | http://www.toronto.ca/TWONTO#00350
67657 | THC-SES-FEQ-0408 | Fire Prevention,Fire Extinguisher,Dry Chemical,Sub-Basement,North Fire Cabinet,Building U | THC-SES-FEQ-0001U | Portable Fire Extinguishers in Building U, Anaerobic Digesters Building | Fire Prevention,Extinguisher | Fire Equipment | 41634 | FEQ | http://www.toronto.ca/TWONTO#00350
67658 | THC-SES-FEQ-0409 | Fire Prevention,Fire Extinguisher,Dry Chemical,Electrical Room,North,Building U | THC-SES-FEQ-0001U | Portable Fire Extinguishers in Building U, Anaerobic Digesters Building | Fire Prevention,Extinguisher | Fire Equipment | 41635 | FEQ | http://www.toronto.ca/TWONTO#00350
67659 | THC-SES-FEQ-0410 | Fire Prevention,Fire Extinguisher,Dry Chemical,Electrical Room Vestibule,West,Building U | THC-SES-FEQ-0001 | Portable Fire Extinguisher, location forklift THC-GRK-VEH-329026 | Fire Prevention,Extinguisher | Fire Equipment | 41636 | FEQ | http://www.toronto.ca/TWONTO#00350
67660 | THC-SES-FEQ-0411 | Fire Prevention,Fire Extinguisher,Dry Chemical,North Vestibule,Building U | THC-SES-FEQ-0001U | Portable Fire Extinguishers in Building U, Anaerobic Digesters Building | Fire Prevention,Extinguisher | Fire Equipment | 41637 | FEQ | http://www.toronto.ca/TWONTO#00350
67661 | THC-SES-FEQ-0413 | Fire Prevention,Fire Extinguisher,Dry Chemical,North-West,Building U | THC-SES-FEQ-0001U | Portable Fire Extinguishers in Building U, Anaerobic Digesters Building | Fire Prevention,Extinguisher | Fire Equipment | 41639 | FEQ | http://www.toronto.ca/TWONTO#00350
67662 | THC-SES-FEQ-0414 | Fire Prevention,Fire Extinguisher,Dry Chemical,North-East,Building U | THC-SES-FEQ-0001U | Portable Fire Extinguishers in Building U, Anaerobic Digesters Building | Fire Prevention,Extinguisher | Fire Equipment | 41640 | FEQ | http://www.toronto.ca/TWONTO#00350
67714 | THC-SES-FEQ-0415 | Fire Prevention,Fire Extinguisher,Dry Chemical Fire Cabinet,Building U | THC-SES-FEQ-0001U | Portable Fire Extinguishers in Building U, Anaerobic Digesters Building | Fire Prevention,Extinguisher | Fire Equipment | 41641 | FEQ | http://www.toronto.ca/TWONTO#00350
67715 | THC-SES-FEQ-0416 | Fire Prevention,Fire Extinguisher,Dry Chemical Vestibule,Building U | THC-SES-FEQ-0001U | Portable Fire Extinguishers in Building U, Anaerobic Digesters Building | Fire Prevention,Extinguisher | Fire Equipment | 41642 | FEQ | http://www.toronto.ca/TWONTO#00350
67718 | THC-SES-FEQ-0419 | Fire Prevention,Fire Extinguisher,Dry Chemical,Main Substation | THC-SES-FEQ-0001U | Portable Fire Extinguishers in Building U, Anaerobic Digesters Building | Fire Prevention,Extinguisher | Fire Equipment | 41645 | FEQ | http://www.toronto.ca/TWONTO#00350
67719 | THC-SES-FEQ-0420 | Fire Prevention,Fire Extinguisher,Dry Chemical,Main Substation,West | THC-SES-FEQ-0001U | Portable Fire Extinguishers in Building U, Anaerobic Digesters Building | Fire Prevention,Extinguisher | Fire Equipment | 41646 | FEQ | http://www.toronto.ca/TWONTO#00350
67722 | THC-SES-FEQ-473322 | Portable Fire Extinguishers in LUNCH ROOM, NORTH AREA/WORKSHOP #2 BLDG, | THC-SES-FEQ-0001X | Portable Fire Extinguishers in Building NORTH AREA/WORKSHOP #2 | Fire Prevention,Extinguisher | Fire Equipment | 41651 | FEQ | http://www.toronto.ca/TWONTO#00350
67723 | THC-SES-FEQ-473325 | Portable Fire Extinguishers in WORKSHOP/EAST EXIT, NORTH AREA/WORKSHOP #2 BLDG, | THC-SES-FEQ-0001X | Portable Fire Extinguishers in Building NORTH AREA/WORKSHOP #2 | Fire Prevention,Extinguisher | Fire Equipment | 41653 | FEQ | http://www.toronto.ca/TWONTO#00350
67724 | THC-SES-FEQ-473332 | Portable Fire Extinguishers in BAY DOOR/SOUTH SHOP, NORTH AREA/WORKSHOP #2 BLDG, | THC-SES-FEQ-0001X | Portable Fire Extinguishers in Building NORTH AREA/WORKSHOP #2 | Fire Prevention,Extinguisher | Fire Equipment | 41654 | FEQ | http://www.toronto.ca/TWONTO#00350
67725 | THC-SES-FEQ-473342 | Portable Fire Extinguishers in LOCKER AREA, NORTH AREA/WORKSHOP #2 BLDG, | THC-SES-FEQ-0001X | Portable Fire Extinguishers in Building NORTH AREA/WORKSHOP #2 | Fire Prevention,Extinguisher | Fire Equipment | 41656 | FEQ | http://www.toronto.ca/TWONTO#00350
67726 | THC-SES-FEQ-473345 | Portable Fire Extinguishers in WORKSHOP/WEST EXIT, NORTH AREA/WORKSHOP #2 BLDG, | THC-SES-FEQ-0001X | Portable Fire Extinguishers in Building NORTH AREA/WORKSHOP #2 | Fire Prevention,Extinguisher | Fire Equipment | 41657 | FEQ | http://www.toronto.ca/TWONTO#00350
67727 | THC-SES-FEQ-501007 | Portable Fire Extinguishers in DECHLORINATION BLDG, | THC-SES-FEQ-0001DCL | Portable Fire Extinguishers in Building DCL, Dechlorination Building | Fire Prevention,Extinguisher | Fire Equipment | 41658 | FEQ | http://www.toronto.ca/TWONTO#00350
67728 | THC-SES-FEQ-501040 | Eliminated Role: Fire Prevention,Fire Extinguisher,Dry Chemical,Basement,North-West Column,Building U | THC-SES-FEQ-0001U | Portable Fire Extinguishers in Building U, Anaerobic Digesters Building | Fire Prevention,Extinguisher | Fire Equipment | 40472 | FEQ | http://www.toronto.ca/TWONTO#00350
67729 | THC-SES-FEQ-501040 | Eliminated Role: Fire Prevention,Fire Extinguisher,Dry Chemical,Basement,North-West Column,Building U | THC-SUS | THC records of assets and roles that are no longer in service or exists | Fire Prevention,Extinguisher | Fire Equipment | 40472 | FEQ | http://www.toronto.ca/TWONTO#00350
67730 | THC-SES-FEQ-501060 | Eliminated Role: Fire Prevention,Fire Extinguisher,Dry Chemical,North Vestibule,Building U | THC-SUS | THC records of assets and roles that are no longer in service or exists | Fire Prevention,Extinguisher | Fire Equipment | 40463 | FEQ | http://www.toronto.ca/TWONTO#00350
67731 | THC-SES-FEQ-501083 | Eliminated Role: Fire Prevention,Fire Extinguisher,Dry Chemical,Electrical Room,North,Building U | THC-SES-FEQ-0001U | Portable Fire Extinguishers in Building U, Anaerobic Digesters Building | Fire Prevention,Extinguisher | Fire Equipment | 40465 | FEQ | http://www.toronto.ca/TWONTO#00350
67732 | THC-SES-FEQ-501083 | Eliminated Role: Fire Prevention,Fire Extinguisher,Dry Chemical,Electrical Room,North,Building U | THC-SUS | THC records of assets and roles that are no longer in service or exists | Fire Prevention,Extinguisher | Fire Equipment | 40465 | FEQ | http://www.toronto.ca/TWONTO#00350
67733 | THC-SES-FEQ-501088 | Eliminated Role: Fire Prevention,Fire Extinguisher,Dry Chemical,Sub-Basement Fire Cabinet,Building U | THC-SUS | THC records of assets and roles that are no longer in service or exists | Fire Prevention,Extinguisher | Fire Equipment | 40471 | FEQ | http://www.toronto.ca/TWONTO#00350
67734 | THC-SES-FEQ-501095 | Eliminated Role: Fire Prevention,Fire Extinguisher,Dry Chemical,Sub-Basement,North-East Column,Building U | THC-SUS | THC records of assets and roles that are no longer in service or exists | Fire Prevention,Extinguisher | Fire Equipment | 40473 | FEQ | http://www.toronto.ca/TWONTO#00350
67735 | THC-SES-FEQ-501100 | Eliminated Role: Fire Prevention,Fire Extinguisher,Dry Chemical,Basement,North-East Column,Building U | THC-SES-FEQ-0001U | Portable Fire Extinguishers in Building U, Anaerobic Digesters Building | Fire Prevention,Extinguisher | Fire Equipment | 40467 | FEQ | http://www.toronto.ca/TWONTO#00350
67736 | THC-SES-FEQ-501104 | Eliminated Role: Fire Prevention,Fire Extinguisher,Dry Chemical,Basement,North Fire Cabinet,Building U | THC-SES-FEQ-0001U | Portable Fire Extinguishers in Building U, Anaerobic Digesters Building | Fire Prevention,Extinguisher | Fire Equipment | 40468 | FEQ | http://www.toronto.ca/TWONTO#00350
67737 | THC-SES-FEQ-501108 | Eliminated Role: Fire Prevention,Fire Extinguisher,Dry Chemical,Basement,South,Fire Cabinet,Building U | THC-SES-FEQ-0001U | Portable Fire Extinguishers in Building U, Anaerobic Digesters Building | Fire Prevention,Extinguisher | Fire Equipment | 40469 | FEQ | http://www.toronto.ca/TWONTO#00350
67738 | THC-SES-FEQ-501112 | Eliminated Role: Fire Prevention,Fire Extinguisher,Dry Chemical,Sub-Basement,North-West Column,Building U | THC-SES-FEQ-0001U | Portable Fire Extinguishers in Building U, Anaerobic Digesters Building | Fire Prevention,Extinguisher | Fire Equipment | 40470 | FEQ | http://www.toronto.ca/TWONTO#00350
67739 | THC-SES-FEQ-501114 | Eliminated Role: Fire Prevention,Fire Extinguisher,Dry Chemical,Sub-Basement,North Fire Cabinet,Building U | THC-SUS | THC records of assets and roles that are no longer in service or exists | Fire Prevention,Extinguisher | Fire Equipment | 40464 | FEQ | http://www.toronto.ca/TWONTO#00350
67740 | THC-SES-FEQ-5200 | Portable Fire Extinguishers in Building NORTH AREA/WORKSHOP #2 | THC-ACC-BLDG X | New Workshop WA2 Building HVAC | Fire Prevention,Extinguisher | Fire Equipment | 41659 | FEQ | http://www.toronto.ca/TWONTO#00350
67741 | THC-SES-FEQ-5204 | Portable Fire Extinguishers in Building NORTH AREA/WORKSHOP #2 | THC-ACC-BLDG X | New Workshop WA2 Building HVAC | Fire Prevention,Extinguisher | Fire Equipment | 41663 | FEQ | http://www.toronto.ca/TWONTO#00350
67742 | THC-SES-FEQ-AD40 | Fire Extinguisher 10lb ABC | THC-SES-FEQ-0001J | Portable Fire Extinguishers in Building J, TWAS Building | Fire Prevention,Extinguisher | Fire Equipment | 41665 |  | http://www.toronto.ca/TWONTO#00350
67743 | THC-SES-FEQ-AF1 | Fire Extinguisher 5lb ABC | THC-SES-FEQ-0001 | Portable Fire Extinguisher, location forklift THC-GRK-VEH-329026 | Fire Prevention,Extinguisher | Fire Equipment | 41666 |  | http://www.toronto.ca/TWONTO#00350
67744 | THC-SES-FEQ-AF10 | Fire Extinguisher 10lb ABC | THC-SES-FEQ-0001J | Portable Fire Extinguishers in Building J, TWAS Building | Fire Prevention,Extinguisher | Fire Equipment | 41667 |  | http://www.toronto.ca/TWONTO#00350
67745 | THC-SES-FEQ-AF11 | Fire Extinguisher 10lb ABC | THC-SES-FEQ-0001 | Portable Fire Extinguisher, location forklift THC-GRK-VEH-329026 | Fire Prevention,Extinguisher | Fire Equipment | 41668 |  | http://www.toronto.ca/TWONTO#00350
67746 | THC-SES-FEQ-AF12 | Fire Extinguisher 20lb ABC | THC-SES-FEQ-0001 | Portable Fire Extinguisher, location forklift THC-GRK-VEH-329026 | Fire Prevention,Extinguisher | Fire Equipment | 41669 |  | http://www.toronto.ca/TWONTO#00350
67747 | THC-SES-FEQ-AF13 | Fire Extinguisher 10lb ABC | THC-SES-FEQ-0001J | Portable Fire Extinguishers in Building J, TWAS Building | Fire Prevention,Extinguisher | Fire Equipment | 41670 |  | http://www.toronto.ca/TWONTO#00350
67748 | THC-SES-FEQ-AF15 | Fire Extinguisher 5lb ABC | THC-SES-FEQ-0001 | Portable Fire Extinguisher, location forklift THC-GRK-VEH-329026 | Fire Prevention,Extinguisher | Fire Equipment | 41672 |  | http://www.toronto.ca/TWONTO#00350
67749 | THC-SES-FEQ-AF16 | Fire Extinguisher 5lb ABC | THC-SES-FEQ-0001R | Portable Fire Extinguishers in Building R, Central Hygiene Building | Fire Prevention,Extinguisher | Fire Equipment | 41673 |  | http://www.toronto.ca/TWONTO#00350
67750 | THC-SES-FEQ-AF17 | Fire Extinguisher 5lb ABC | THC-SES-FEQ-0001R | Portable Fire Extinguishers in Building R, Central Hygiene Building | Fire Prevention,Extinguisher | Fire Equipment | 41674 |  | http://www.toronto.ca/TWONTO#00350
67751 | THC-SES-FEQ-AF18 | Fire Extinguisher 5lb ABC | THC-SES-FEQ-0001 | Portable Fire Extinguisher, location forklift THC-GRK-VEH-329026 | Fire Prevention,Extinguisher | Fire Equipment | 41675 |  | http://www.toronto.ca/TWONTO#00350
67752 | THC-SES-FEQ-AF19 | Fire Extinguisher 5lb ABC | THC-SES-FEQ-0001 | Portable Fire Extinguisher, location forklift THC-GRK-VEH-329026 | Fire Prevention,Extinguisher | Fire Equipment | 41676 |  | http://www.toronto.ca/TWONTO#00350
67753 | THC-SES-FEQ-AF23 | Fire Extinguisher 5lb ABC | THC-SES-FEQ-0001A | Portable Fire Extinguishers in Building A, Old Plant Building | Fire Prevention,Extinguisher | Fire Equipment | 41678 |  | http://www.toronto.ca/TWONTO#00350
67754 | THC-SES-FEQ-AF3 | Fire Extinguisher 10lb ABC | THC-SES-FEQ-0001K | Portable Fire Extinguishers in Building K, Administration Building | Fire Prevention,Extinguisher | Fire Equipment | 41679 |  | http://www.toronto.ca/TWONTO#00350
67755 | THC-SES-FEQ-AF4 | Fire Extinguisher 10lb ABC | THC-SES-FEQ-0001 | Portable Fire Extinguisher, location forklift THC-GRK-VEH-329026 | Fire Prevention,Extinguisher | Fire Equipment | 41680 |  | http://www.toronto.ca/TWONTO#00350
67756 | THC-SES-FEQ-AF4 | Fire Extinguisher 10lb ABC | THC-SES-FEQ-0001K | Portable Fire Extinguishers in Building K, Administration Building | Fire Prevention,Extinguisher | Fire Equipment | 41680 |  | http://www.toronto.ca/TWONTO#00350
67757 | THC-SES-FEQ-AF5 | Fire Extinguisher HA17 | THC-SES-FEQ-0001K | Portable Fire Extinguishers in Building K, Administration Building | Fire Prevention,Extinguisher | Fire Equipment | 41681 |  | http://www.toronto.ca/TWONTO#00350
67758 | THC-SES-FEQ-AF6 | Fire Extinguisher HA17 | THC-SES-FEQ-0001 | Portable Fire Extinguisher, location forklift THC-GRK-VEH-329026 | Fire Prevention,Extinguisher | Fire Equipment | 41682 |  | http://www.toronto.ca/TWONTO#00350
67759 | THC-SES-FEQ-AF7 | Fire Extinguisher 10lb ABC | THC-SES-FEQ-0001 | Portable Fire Extinguisher, location forklift THC-GRK-VEH-329026 | Fire Prevention,Extinguisher | Fire Equipment | 41683 |  | http://www.toronto.ca/TWONTO#00350
67760 | THC-SES-FEQ-AF7 | Fire Extinguisher 10lb ABC | THC-SES-FEQ-0001K | Portable Fire Extinguishers in Building K, Administration Building | Fire Prevention,Extinguisher | Fire Equipment | 41683 |  | http://www.toronto.ca/TWONTO#00350
67761 | THC-SES-FEQ-AF8 | Fire Extinguisher 20lb ABC | THC-SES-FEQ-0001 | Portable Fire Extinguisher, location forklift THC-GRK-VEH-329026 | Fire Prevention,Extinguisher | Fire Equipment | 41684 |  | http://www.toronto.ca/TWONTO#00350
67762 | THC-SES-FEQ-AF9 | Fire Extinguisher 10lb ABC | THC-SES-FEQ-0001 | Portable Fire Extinguisher, location forklift THC-GRK-VEH-329026 | Fire Prevention,Extinguisher | Fire Equipment | 41685 |  | http://www.toronto.ca/TWONTO#00350
67763 | THC-SES-FEQ-AF9 | Fire Extinguisher 10lb ABC | THC-SES-FEQ-0001K | Portable Fire Extinguishers in Building K, Administration Building | Fire Prevention,Extinguisher | Fire Equipment | 41685 |  | http://www.toronto.ca/TWONTO#00350
67764 | THC-SES-FEQ-NS10 | Fire Extinguisher 10lb ABC | THC-SES-FEQ-0001 | Portable Fire Extinguisher, location forklift THC-GRK-VEH-329026 | Fire Prevention,Extinguisher | Fire Equipment | 41688 |  | http://www.toronto.ca/TWONTO#00350
67765 | THC-SES-FEQ-NS11 | Fire Extinguisher 10lb ABC | THC-SES-FEQ-0001 | Portable Fire Extinguisher, location forklift THC-GRK-VEH-329026 | Fire Prevention,Extinguisher | Fire Equipment | 41689 |  | http://www.toronto.ca/TWONTO#00350
67766 | THC-SES-FEQ-NS11 | Fire Extinguisher 10lb ABC | THC-SES-FEQ-0001H | Portable Fire Extinguishers in Building H, Electrical Room and Aeration Tanks Phase I Building | Fire Prevention,Extinguisher | Fire Equipment | 41689 |  | http://www.toronto.ca/TWONTO#00350
67767 | THC-SES-FEQ-NS14 | Fire Extinguisher 10lb ABC | THC-SES-FEQ-0001 | Portable Fire Extinguisher, location forklift THC-GRK-VEH-329026 | Fire Prevention,Extinguisher | Fire Equipment | 41692 |  | http://www.toronto.ca/TWONTO#00350
67768 | THC-SES-FEQ-NS15 | Fire Extinguisher 10lb ABC | THC-SES-FEQ-0001 | Portable Fire Extinguisher, location forklift THC-GRK-VEH-329026 | Fire Prevention,Extinguisher | Fire Equipment | 41693 |  | http://www.toronto.ca/TWONTO#00350
67769 | THC-SES-FEQ-NS15 | Fire Extinguisher 10lb ABC | THC-SES-FEQ-TUNNEL | Portable Fire Extinguishers in Tunnels | Fire Prevention,Extinguisher | Fire Equipment | 41693 |  | http://www.toronto.ca/TWONTO#00350
67770 | THC-SES-FEQ-NS16 | Fire Extinguisher 10lb ABC | THC-SES-FEQ-TUNNEL | Portable Fire Extinguishers in Tunnels | Fire Prevention,Extinguisher | Fire Equipment | 41694 |  | http://www.toronto.ca/TWONTO#00350
67771 | THC-SES-FEQ-NS17 | Fire Extinguisher 10lb ABC | THC-SES-FEQ-0001O | Portable Fire Extinguishers in Building O, Electrical Room and Aeration Tanks Phase IV Building | Fire Prevention,Extinguisher | Fire Equipment | 41695 |  | http://www.toronto.ca/TWONTO#00350
67772 | THC-SES-FEQ-NS18 | Fire Extinguisher 10lb ABC | THC-SES-FEQ-0001 | Portable Fire Extinguisher, location forklift THC-GRK-VEH-329026 | Fire Prevention,Extinguisher | Fire Equipment | 41696 |  | http://www.toronto.ca/TWONTO#00350
67773 | THC-SES-FEQ-NS18 | Fire Extinguisher 10lb ABC | THC-SES-FEQ-0001O | Portable Fire Extinguishers in Building O, Electrical Room and Aeration Tanks Phase IV Building | Fire Prevention,Extinguisher | Fire Equipment | 41696 |  | http://www.toronto.ca/TWONTO#00350
67774 | THC-SES-FEQ-NS19 | Fire Extinguisher 10lb ABC | THC-SES-FEQ-0001 | Portable Fire Extinguisher, location forklift THC-GRK-VEH-329026 | Fire Prevention,Extinguisher | Fire Equipment | 41697 |  | http://www.toronto.ca/TWONTO#00350
67775 | THC-SES-FEQ-NS2 | Fire Extinguisher 10lb ABC | THC-SES-FEQ-0001 | Portable Fire Extinguisher, location forklift THC-GRK-VEH-329026 | Fire Prevention,Extinguisher | Fire Equipment | 41698 |  | http://www.toronto.ca/TWONTO#00350
67776 | THC-SES-FEQ-NS21 | Fire Extinguisher 10lb ABC | THC-SES-FEQ-0001 | Portable Fire Extinguisher, location forklift THC-GRK-VEH-329026 | Fire Prevention,Extinguisher | Fire Equipment | 41700 |  | http://www.toronto.ca/TWONTO#00350
67777 | THC-SES-FEQ-NS22 | Fire Extinguisher 10lb ABC | THC-SES-FEQ-TUNNEL | Portable Fire Extinguishers in Tunnels | Fire Prevention,Extinguisher | Fire Equipment | 41701 |  | http://www.toronto.ca/TWONTO#00350
67778 | THC-SES-FEQ-NS23 | Fire Extinguisher 20lb ABC | THC-SES-FEQ-0001 | Portable Fire Extinguisher, location forklift THC-GRK-VEH-329026 | Fire Prevention,Extinguisher | Fire Equipment | 41702 |  | http://www.toronto.ca/TWONTO#00350
67779 | THC-SES-FEQ-NS23 | Fire Extinguisher 20lb ABC | THC-SES-FEQ-TUNNEL | Portable Fire Extinguishers in Tunnels | Fire Prevention,Extinguisher | Fire Equipment | 41702 |  | http://www.toronto.ca/TWONTO#00350
67835 | THC-SES-FEQ-NS24 | Fire Extinguisher 10lb ABC | THC-SES-FEQ-TUNNEL | Portable Fire Extinguishers in Tunnels | Fire Prevention,Extinguisher | Fire Equipment | 41703 |  | http://www.toronto.ca/TWONTO#00350
67836 | THC-SES-FEQ-NS25 | Fire Extinguisher 10lb ABC | THC-SES-FEQ-0001 | Portable Fire Extinguisher, location forklift THC-GRK-VEH-329026 | Fire Prevention,Extinguisher | Fire Equipment | 41704 |  | http://www.toronto.ca/TWONTO#00350
67837 | THC-SES-FEQ-NS25 | Fire Extinguisher 10lb ABC | THC-SES-FEQ-0001O | Portable Fire Extinguishers in Building O, Electrical Room and Aeration Tanks Phase IV Building | Fire Prevention,Extinguisher | Fire Equipment | 41704 |  | http://www.toronto.ca/TWONTO#00350
67838 | THC-SES-FEQ-NS26 | Fire Extinguisher 10lb ABC | THC-SES-FEQ-TUNNEL | Portable Fire Extinguishers in Tunnels | Fire Prevention,Extinguisher | Fire Equipment | 41705 |  | http://www.toronto.ca/TWONTO#00350
67839 | THC-SES-FEQ-NS27 | Fire Extinguisher 10lb ABC | THC-SES-FEQ-0001 | Portable Fire Extinguisher, location forklift THC-GRK-VEH-329026 | Fire Prevention,Extinguisher | Fire Equipment | 41706 |  | http://www.toronto.ca/TWONTO#00350
67840 | THC-SES-FEQ-NS29 | Fire Extinguisher 20lb ABC | THC-SES-FEQ-0001 | Portable Fire Extinguisher, location forklift THC-GRK-VEH-329026 | Fire Prevention,Extinguisher | Fire Equipment | 41708 |  | http://www.toronto.ca/TWONTO#00350
67841 | THC-SES-FEQ-NS29 | Fire Extinguisher 20lb ABC | THC-SES-FEQ-0001I | Portable Fire Extinguishers in Building I, Headhouse Building | Fire Prevention,Extinguisher | Fire Equipment | 41708 |  | http://www.toronto.ca/TWONTO#00350
67842 | THC-SES-FEQ-NS3 | Fire Extinguisher 10lb ABC | THC-SES-FEQ-0001H | Portable Fire Extinguishers in Building H, Electrical Room and Aeration Tanks Phase I Building | Fire Prevention,Extinguisher | Fire Equipment | 41709 |  | http://www.toronto.ca/TWONTO#00350
67843 | THC-SES-FEQ-NS3 | Fire Extinguisher 10lb ABC | THC-SES-FEQ-0001I | Portable Fire Extinguishers in Building I, Headhouse Building | Fire Prevention,Extinguisher | Fire Equipment | 41709 |  | http://www.toronto.ca/TWONTO#00350
67844 | THC-SES-FEQ-NS30 | Fire Extinguisher 10lb ABC | THC-SES-FEQ-0001 | Portable Fire Extinguisher, location forklift THC-GRK-VEH-329026 | Fire Prevention,Extinguisher | Fire Equipment | 41710 |  | http://www.toronto.ca/TWONTO#00350
67845 | THC-SES-FEQ-NS30 | Fire Extinguisher 10lb ABC | THC-SES-FEQ-0001I | Portable Fire Extinguishers in Building I, Headhouse Building | Fire Prevention,Extinguisher | Fire Equipment | 41710 |  | http://www.toronto.ca/TWONTO#00350
67846 | THC-SES-FEQ-NS31 | Fire Extinguisher 10lb ABC | THC-SES-FEQ-0001 | Portable Fire Extinguisher, location forklift THC-GRK-VEH-329026 | Fire Prevention,Extinguisher | Fire Equipment | 41711 |  | http://www.toronto.ca/TWONTO#00350
67847 | THC-SES-FEQ-NS32 | Fire Extinguisher 20lb ABC | THC-SES-FEQ-0001 | Portable Fire Extinguisher, location forklift THC-GRK-VEH-329026 | Fire Prevention,Extinguisher | Fire Equipment | 41712 |  | http://www.toronto.ca/TWONTO#00350
67848 | THC-SES-FEQ-NS32 | Fire Extinguisher 20lb ABC | THC-SES-FEQ-0001S | Portable Fire Extinguishers in Building S, New Section Blower Building | Fire Prevention,Extinguisher | Fire Equipment | 41712 |  | http://www.toronto.ca/TWONTO#00350
67849 | THC-SES-FEQ-NS33 | Fire Extinguisher 20lb ABC | THC-SES-FEQ-0001 | Portable Fire Extinguisher, location forklift THC-GRK-VEH-329026 | Fire Prevention,Extinguisher | Fire Equipment | 41713 |  | http://www.toronto.ca/TWONTO#00350
67850 | THC-SES-FEQ-NS33 | Fire Extinguisher 20lb ABC | THC-SES-FEQ-0001I | Portable Fire Extinguishers in Building I, Headhouse Building | Fire Prevention,Extinguisher | Fire Equipment | 41713 |  | http://www.toronto.ca/TWONTO#00350
67851 | THC-SES-FEQ-NS33 | Fire Extinguisher 20lb ABC | THC-SES-FEQ-0001S | Portable Fire Extinguishers in Building S, New Section Blower Building | Fire Prevention,Extinguisher | Fire Equipment | 41713 |  | http://www.toronto.ca/TWONTO#00350
67852 | THC-SES-FEQ-NS34 | Fire Extinguisher 20lb ABC | THC-SES-FEQ-0001 | Portable Fire Extinguisher, location forklift THC-GRK-VEH-329026 | Fire Prevention,Extinguisher | Fire Equipment | 41714 |  | http://www.toronto.ca/TWONTO#00350
67853 | THC-SES-FEQ-NS34 | Fire Extinguisher 20lb ABC | THC-SES-FEQ-0001S | Portable Fire Extinguishers in Building S, New Section Blower Building | Fire Prevention,Extinguisher | Fire Equipment | 41714 |  | http://www.toronto.ca/TWONTO#00350
67854 | THC-SES-FEQ-NS35 | Fire Extinguisher 20lb ABC | THC-SES-FEQ-0001I | Portable Fire Extinguishers in Building I, Headhouse Building | Fire Prevention,Extinguisher | Fire Equipment | 41715 |  | http://www.toronto.ca/TWONTO#00350
67855 | THC-SES-FEQ-NS35 | Fire Extinguisher 20lb ABC | THC-SES-FEQ-0001S | Portable Fire Extinguishers in Building S, New Section Blower Building | Fire Prevention,Extinguisher | Fire Equipment | 41715 |  | http://www.toronto.ca/TWONTO#00350
67856 | THC-SES-FEQ-NS36 | Fire Extinguisher 20lb ABC | THC-SES-FEQ-0001 | Portable Fire Extinguisher, location forklift THC-GRK-VEH-329026 | Fire Prevention,Extinguisher | Fire Equipment | 41716 |  | http://www.toronto.ca/TWONTO#00350
67857 | THC-SES-FEQ-NS37 | Fire Extinguisher 20lb ABC | THC-SES-FEQ-0001 | Portable Fire Extinguisher, location forklift THC-GRK-VEH-329026 | Fire Prevention,Extinguisher | Fire Equipment | 41717 |  | http://www.toronto.ca/TWONTO#00350
67858 | THC-SES-FEQ-NS37 | Fire Extinguisher 20lb ABC | THC-SES-FEQ-0001I | Portable Fire Extinguishers in Building I, Headhouse Building | Fire Prevention,Extinguisher | Fire Equipment | 41717 |  | http://www.toronto.ca/TWONTO#00350
67859 | THC-SES-FEQ-NS38 | Fire Extinguisher 20lb ABC | THC-SES-FEQ-0001 | Portable Fire Extinguisher, location forklift THC-GRK-VEH-329026 | Fire Prevention,Extinguisher | Fire Equipment | 41718 |  | http://www.toronto.ca/TWONTO#00350
67860 | THC-SES-FEQ-NS38 | Fire Extinguisher 20lb ABC | THC-SES-FEQ-0001I | Portable Fire Extinguishers in Building I, Headhouse Building | Fire Prevention,Extinguisher | Fire Equipment | 41718 |  | http://www.toronto.ca/TWONTO#00350
67861 | THC-SES-FEQ-NS39 | Fire Extinguisher 20lb ABC | THC-SES-FEQ-0001I | Portable Fire Extinguishers in Building I, Headhouse Building | Fire Prevention,Extinguisher | Fire Equipment | 41719 |  | http://www.toronto.ca/TWONTO#00350
67862 | THC-SES-FEQ-NS4 | Fire Extinguisher 10lb ABC | THC-SES-FEQ-0001H | Portable Fire Extinguishers in Building H, Electrical Room and Aeration Tanks Phase I Building | Fire Prevention,Extinguisher | Fire Equipment | 41720 |  | http://www.toronto.ca/TWONTO#00350
67863 | THC-SES-FEQ-NS40 | Fire Extinguisher 20lb ABC | THC-SES-FEQ-0001I | Portable Fire Extinguishers in Building I, Headhouse Building | Fire Prevention,Extinguisher | Fire Equipment | 41721 |  | http://www.toronto.ca/TWONTO#00350
67864 | THC-SES-FEQ-NS41 | Fire Extinguisher 20lb ABC | THC-SES-FEQ-0001 | Portable Fire Extinguisher, location forklift THC-GRK-VEH-329026 | Fire Prevention,Extinguisher | Fire Equipment | 41722 |  | http://www.toronto.ca/TWONTO#00350
67865 | THC-SES-FEQ-NS41 | Fire Extinguisher 20lb ABC | THC-SES-FEQ-TUNNEL | Portable Fire Extinguishers in Tunnels | Fire Prevention,Extinguisher | Fire Equipment | 41722 |  | http://www.toronto.ca/TWONTO#00350
67866 | THC-SES-FEQ-NS5 | Fire Extinguisher 10lb ABC | THC-SES-FEQ-0001 | Portable Fire Extinguisher, location forklift THC-GRK-VEH-329026 | Fire Prevention,Extinguisher | Fire Equipment | 41723 |  | http://www.toronto.ca/TWONTO#00350
67867 | THC-SES-FEQ-NS6 | Fire Extinguisher 10lb ABC | THC-SES-FEQ-0001H | Portable Fire Extinguishers in Building H, Electrical Room and Aeration Tanks Phase I Building | Fire Prevention,Extinguisher | Fire Equipment | 41724 |  | http://www.toronto.ca/TWONTO#00350
67868 | THC-SES-FEQ-NS7 | Fire Extinguisher 20lb ABC | THC-SES-FEQ-0001I | Portable Fire Extinguishers in Building I, Headhouse Building | Fire Prevention,Extinguisher | Fire Equipment | 41725 |  | http://www.toronto.ca/TWONTO#00350
67869 | THC-SES-FEQ-NS7 | Fire Extinguisher 20lb ABC | THC-SES-FEQ-TUNNEL | Portable Fire Extinguishers in Tunnels | Fire Prevention,Extinguisher | Fire Equipment | 41725 |  | http://www.toronto.ca/TWONTO#00350
67870 | THC-SES-FEQ-NS9 | Fire Extinguisher 10lb ABC | THC-SES-FEQ-0001 | Portable Fire Extinguisher, location forklift THC-GRK-VEH-329026 | Fire Prevention,Extinguisher | Fire Equipment | 41727 |  | http://www.toronto.ca/TWONTO#00350
67871 | THC-SES-FEQ-NS9 | Fire Extinguisher 10lb ABC | THC-SES-FEQ-0001I | Portable Fire Extinguishers in Building I, Headhouse Building | Fire Prevention,Extinguisher | Fire Equipment | 41727 |  | http://www.toronto.ca/TWONTO#00350
67872 | THC-SES-FEQ-NS9 | Fire Extinguisher 10lb ABC | THC-SES-FEQ-TUNNEL | Portable Fire Extinguishers in Tunnels | Fire Prevention,Extinguisher | Fire Equipment | 41727 |  | http://www.toronto.ca/TWONTO#00350
67873 | THC-SES-FEQ-OS1 | Fire Extinguisher 5lb ABC | THC-SES-FEQ-0001 | Portable Fire Extinguisher, location forklift THC-GRK-VEH-329026 | Fire Prevention,Extinguisher | Fire Equipment | 41728 |  | http://www.toronto.ca/TWONTO#00350
67874 | THC-SES-FEQ-OS10 | Fire Extinguisher 10lb ABC | THC-SES-FEQ-0001 | Portable Fire Extinguisher, location forklift THC-GRK-VEH-329026 | Fire Prevention,Extinguisher | Fire Equipment | 41729 |  | http://www.toronto.ca/TWONTO#00350
67875 | THC-SES-FEQ-OS10B | Fire Extinguisher 20lb ABC | THC-SES-FEQ-0001 | Portable Fire Extinguisher, location forklift THC-GRK-VEH-329026 | Fire Prevention,Extinguisher | Fire Equipment | 41730 |  | http://www.toronto.ca/TWONTO#00350
67876 | THC-SES-FEQ-OS11 | Fire Extinguisher 20lb ABC | THC-SES-FEQ-0001 | Portable Fire Extinguisher, location forklift THC-GRK-VEH-329026 | Fire Prevention,Extinguisher | Fire Equipment | 41731 |  | http://www.toronto.ca/TWONTO#00350
67877 | THC-SES-FEQ-OS12 | Fire Extinguisher 20lb ABC | THC-SES-FEQ-0001A | Portable Fire Extinguishers in Building A, Old Plant Building | Fire Prevention,Extinguisher | Fire Equipment | 41732 |  | http://www.toronto.ca/TWONTO#00350
67878 | THC-SES-FEQ-OS12 | Fire Extinguisher 20lb ABC | THC-SES-FEQ-0001I | Portable Fire Extinguishers in Building I, Headhouse Building | Fire Prevention,Extinguisher | Fire Equipment | 41732 |  | http://www.toronto.ca/TWONTO#00350
67879 | THC-SES-FEQ-OS13 | Fire Extinguisher 20lb ABC | THC-SES-FEQ-0001 | Portable Fire Extinguisher, location forklift THC-GRK-VEH-329026 | Fire Prevention,Extinguisher | Fire Equipment | 41733 |  | http://www.toronto.ca/TWONTO#00350
67880 | THC-SES-FEQ-OS13 | Fire Extinguisher 20lb ABC | THC-SES-FEQ-0001A | Portable Fire Extinguishers in Building A, Old Plant Building | Fire Prevention,Extinguisher | Fire Equipment | 41733 |  | http://www.toronto.ca/TWONTO#00350
67881 | THC-SES-FEQ-OS13 | Fire Extinguisher 20lb ABC | THC-SES-FEQ-0001I | Portable Fire Extinguishers in Building I, Headhouse Building | Fire Prevention,Extinguisher | Fire Equipment | 41733 |  | http://www.toronto.ca/TWONTO#00350
67882 | THC-SES-FEQ-OS16 | Fire Extinguisher 10lb ABC | THC-SES-FEQ-0001 | Portable Fire Extinguisher, location forklift THC-GRK-VEH-329026 | Fire Prevention,Extinguisher | Fire Equipment | 41736 |  | http://www.toronto.ca/TWONTO#00350
67883 | THC-SES-FEQ-OS17 | Fire Extinguisher 20lb ABC | THC-SES-FEQ-0001A | Portable Fire Extinguishers in Building A, Old Plant Building | Fire Prevention,Extinguisher | Fire Equipment | 41737 |  | http://www.toronto.ca/TWONTO#00350
67884 | THC-SES-FEQ-OS17 | Fire Extinguisher 20lb ABC | THC-SES-FEQ-0001I | Portable Fire Extinguishers in Building I, Headhouse Building | Fire Prevention,Extinguisher | Fire Equipment | 41737 |  | http://www.toronto.ca/TWONTO#00350
67885 | THC-SES-FEQ-OS18 | Fire Extinguisher 10lb ABC | THC-SES-FEQ-0001A | Portable Fire Extinguishers in Building A, Old Plant Building | Fire Prevention,Extinguisher | Fire Equipment | 41738 |  | http://www.toronto.ca/TWONTO#00350
67886 | THC-SES-FEQ-OS18 | Fire Extinguisher 10lb ABC | THC-SES-FEQ-0001I | Portable Fire Extinguishers in Building I, Headhouse Building | Fire Prevention,Extinguisher | Fire Equipment | 41738 |  | http://www.toronto.ca/TWONTO#00350
67887 | THC-SES-FEQ-OS19 | Fire Extinguisher 5lb ABC | THC-SES-FEQ-0001 | Portable Fire Extinguisher, location forklift THC-GRK-VEH-329026 | Fire Prevention,Extinguisher | Fire Equipment | 41739 |  | http://www.toronto.ca/TWONTO#00350
67888 | THC-SES-FEQ-OS19 | Fire Extinguisher 5lb ABC | THC-SES-FEQ-0001A | Portable Fire Extinguishers in Building A, Old Plant Building | Fire Prevention,Extinguisher | Fire Equipment | 41739 |  | http://www.toronto.ca/TWONTO#00350
67889 | THC-SES-FEQ-OS2 | Fire Extinguisher 10lb ABC | THC-SES-FEQ-0001A | Portable Fire Extinguishers in Building A, Old Plant Building | Fire Prevention,Extinguisher | Fire Equipment | 41740 |  | http://www.toronto.ca/TWONTO#00350
67890 | THC-SES-FEQ-OS2 | Fire Extinguisher 10lb ABC | THC-SES-FEQ-0001I | Portable Fire Extinguishers in Building I, Headhouse Building | Fire Prevention,Extinguisher | Fire Equipment | 41740 |  | http://www.toronto.ca/TWONTO#00350
67891 | THC-SES-FEQ-OS20 | Fire Extinguisher 5lb ABC | THC-SES-FEQ-0001 | Portable Fire Extinguisher, location forklift THC-GRK-VEH-329026 | Fire Prevention,Extinguisher | Fire Equipment | 41741 |  | http://www.toronto.ca/TWONTO#00350
67892 | THC-SES-FEQ-OS20 | Fire Extinguisher 5lb ABC | THC-SES-FEQ-0001A | Portable Fire Extinguishers in Building A, Old Plant Building | Fire Prevention,Extinguisher | Fire Equipment | 41741 |  | http://www.toronto.ca/TWONTO#00350
67893 | THC-SES-FEQ-OS21 | Fire Extinguisher 5lb ABC | THC-SES-FEQ-0001A | Portable Fire Extinguishers in Building A, Old Plant Building | Fire Prevention,Extinguisher | Fire Equipment | 41742 |  | http://www.toronto.ca/TWONTO#00350
67894 | THC-SES-FEQ-OS21 | Fire Extinguisher 5lb ABC | THC-SES-FEQ-0001I | Portable Fire Extinguishers in Building I, Headhouse Building | Fire Prevention,Extinguisher | Fire Equipment | 41742 |  | http://www.toronto.ca/TWONTO#00350
67895 | THC-SES-FEQ-OS22 | Fire Extinguisher 5lb ABC | THC-SES-FEQ-0001 | Portable Fire Extinguisher, location forklift THC-GRK-VEH-329026 | Fire Prevention,Extinguisher | Fire Equipment | 41743 |  | http://www.toronto.ca/TWONTO#00350
67896 | THC-SES-FEQ-OS22 | Fire Extinguisher 5lb ABC | THC-SES-FEQ-0001A | Portable Fire Extinguishers in Building A, Old Plant Building | Fire Prevention,Extinguisher | Fire Equipment | 41743 |  | http://www.toronto.ca/TWONTO#00350
67897 | THC-SES-FEQ-OS22 | Fire Extinguisher 5lb ABC | THC-SES-FEQ-0001I | Portable Fire Extinguishers in Building I, Headhouse Building | Fire Prevention,Extinguisher | Fire Equipment | 41743 |  | http://www.toronto.ca/TWONTO#00350
67898 | THC-SES-FEQ-OS24 | Fire Extinguisher 5lb ABC | THC-SES-FEQ-0001I | Portable Fire Extinguishers in Building I, Headhouse Building | Fire Prevention,Extinguisher | Fire Equipment | 41746 |  | http://www.toronto.ca/TWONTO#00350
67899 | THC-SES-FEQ-OS26 | Fire Extinguisher 20lb ABC | THC-SES-FEQ-0001G | Portable Fire Extinguishers in Building G, Air Treatment Building | Fire Prevention,Extinguisher | Fire Equipment | 41748 |  | http://www.toronto.ca/TWONTO#00350
67900 | THC-SES-FEQ-OS26 | Fire Extinguisher 20lb ABC | THC-SES-FEQ-0001I | Portable Fire Extinguishers in Building I, Headhouse Building | Fire Prevention,Extinguisher | Fire Equipment | 41748 |  | http://www.toronto.ca/TWONTO#00350
67901 | THC-SES-FEQ-OS27 | Fire Extinguisher 20lb ABC | THC-SES-FEQ-0001 | Portable Fire Extinguisher, location forklift THC-GRK-VEH-329026 | Fire Prevention,Extinguisher | Fire Equipment | 41749 |  | http://www.toronto.ca/TWONTO#00350
67902 | THC-SES-FEQ-OS27 | Fire Extinguisher 20lb ABC | THC-SES-FEQ-0001G | Portable Fire Extinguishers in Building G, Air Treatment Building | Fire Prevention,Extinguisher | Fire Equipment | 41749 |  | http://www.toronto.ca/TWONTO#00350
67903 | THC-SES-FEQ-OS27 | Fire Extinguisher 20lb ABC | THC-SES-FEQ-0001I | Portable Fire Extinguishers in Building I, Headhouse Building | Fire Prevention,Extinguisher | Fire Equipment | 41749 |  | http://www.toronto.ca/TWONTO#00350
67904 | THC-SES-FEQ-OS28 | Fire Extinguisher 20lb ABC | THC-SES-FEQ-0001G | Portable Fire Extinguishers in Building G, Air Treatment Building | Fire Prevention,Extinguisher | Fire Equipment | 41750 |  | http://www.toronto.ca/TWONTO#00350
67905 | THC-SES-FEQ-OS28 | Fire Extinguisher 20lb ABC | THC-SES-FEQ-0001I | Portable Fire Extinguishers in Building I, Headhouse Building | Fire Prevention,Extinguisher | Fire Equipment | 41750 |  | http://www.toronto.ca/TWONTO#00350
67906 | THC-SES-FEQ-OS29 | Fire Extinguisher 10lb ABC | THC-SES-FEQ-0001B | Portable Fire Extinguishers in Building B, Chlorine Building | Fire Prevention,Extinguisher | Fire Equipment | 41751 |  | http://www.toronto.ca/TWONTO#00350
67907 | THC-SES-FEQ-OS3 | Fire Extinguisher 20lb ABC | THC-SES-FEQ-0001 | Portable Fire Extinguisher, location forklift THC-GRK-VEH-329026 | Fire Prevention,Extinguisher | Fire Equipment | 41752 |  | http://www.toronto.ca/TWONTO#00350
67908 | THC-SES-FEQ-OS30 | Fire Extinguisher 10lb ABC | THC-SES-FEQ-0001B | Portable Fire Extinguishers in Building B, Chlorine Building | Fire Prevention,Extinguisher | Fire Equipment | 41753 |  | http://www.toronto.ca/TWONTO#00350
67909 | THC-SES-FEQ-OS31 | Fire Extinguisher 10lb ABC | THC-SES-FEQ-0001 | Portable Fire Extinguisher, location forklift THC-GRK-VEH-329026 | Fire Prevention,Extinguisher | Fire Equipment | 41754 |  | http://www.toronto.ca/TWONTO#00350
67910 | THC-SES-FEQ-OS31 | Fire Extinguisher 10lb ABC | THC-SES-FEQ-0001I | Portable Fire Extinguishers in Building I, Headhouse Building | Fire Prevention,Extinguisher | Fire Equipment | 41754 |  | http://www.toronto.ca/TWONTO#00350
67911 | THC-SES-FEQ-OS31A | Fire Extinguisher 20lb ABC | THC-SES-FEQ-0001B | Portable Fire Extinguishers in Building B, Chlorine Building | Fire Prevention,Extinguisher | Fire Equipment | 41755 |  | http://www.toronto.ca/TWONTO#00350
67912 | THC-SES-FEQ-OS33 | Fire Extinguisher 20lb ABC | THC-SES-FEQ-0001 | Portable Fire Extinguisher, location forklift THC-GRK-VEH-329026 | Fire Prevention,Extinguisher | Fire Equipment | 41757 |  | http://www.toronto.ca/TWONTO#00350
67913 | THC-SES-FEQ-OS33 | Fire Extinguisher 20lb ABC | THC-SES-FEQ-0001C | Portable Fire Extinguishers in Building C, Electrical Room Anaerobic Filter #1 and #2 | Fire Prevention,Extinguisher | Fire Equipment | 41757 |  | http://www.toronto.ca/TWONTO#00350
67914 | THC-SES-FEQ-OS33 | Fire Extinguisher 20lb ABC | THC-SES-FEQ-0001I | Portable Fire Extinguishers in Building I, Headhouse Building | Fire Prevention,Extinguisher | Fire Equipment | 41757 |  | http://www.toronto.ca/TWONTO#00350
67915 | THC-SES-FEQ-OS33B | Fire Extinguisher 20lb ABC | THC-SES-FEQ-0001C | Portable Fire Extinguishers in Building C, Electrical Room Anaerobic Filter #1 and #2 | Fire Prevention,Extinguisher | Fire Equipment | 41758 |  | http://www.toronto.ca/TWONTO#00350
67916 | THC-SES-FEQ-OS34 | Fire Extinguisher 20lb ABC | THC-SES-FEQ-0001I | Portable Fire Extinguishers in Building I, Headhouse Building | Fire Prevention,Extinguisher | Fire Equipment | 41759 |  | http://www.toronto.ca/TWONTO#00350
67917 | THC-SES-FEQ-OS35 | Fire Extinguisher 20lb ABC | THC-SES-FEQ-0001 | Portable Fire Extinguisher, location forklift THC-GRK-VEH-329026 | Fire Prevention,Extinguisher | Fire Equipment | 41760 |  | http://www.toronto.ca/TWONTO#00350
67918 | THC-SES-FEQ-OS35 | Fire Extinguisher 20lb ABC | THC-SES-FEQ-0001Q | Portable Fire Extinguishers in Building Q, Gas Compressor Building | Fire Prevention,Extinguisher | Fire Equipment | 41760 |  | http://www.toronto.ca/TWONTO#00350
67919 | THC-SES-FEQ-OS36 | Fire Extinguisher 10lb ABC | THC-SES-FEQ-0001 | Portable Fire Extinguisher, location forklift THC-GRK-VEH-329026 | Fire Prevention,Extinguisher | Fire Equipment | 41761 |  | http://www.toronto.ca/TWONTO#00350
67920 | THC-SES-FEQ-OS36 | Fire Extinguisher 10lb ABC | THC-SES-FEQ-0001D | Portable Fire Extinguishers in Building D, Primary and Secondary Digesters Building | Fire Prevention,Extinguisher | Fire Equipment | 41761 |  | http://www.toronto.ca/TWONTO#00350
67921 | THC-SES-FEQ-OS37 | Fire Extinguisher 10lb ABC | THC-SES-FEQ-0001I | Portable Fire Extinguishers in Building I, Headhouse Building | Fire Prevention,Extinguisher | Fire Equipment | 41762 |  | http://www.toronto.ca/TWONTO#00350
67922 | THC-SES-FEQ-OS38 | Fire Extinguisher 10lb ABC | THC-SES-FEQ-0001 | Portable Fire Extinguisher, location forklift THC-GRK-VEH-329026 | Fire Prevention,Extinguisher | Fire Equipment | 41763 |  | http://www.toronto.ca/TWONTO#00350
67923 | THC-SES-FEQ-OS38 | Fire Extinguisher 10lb ABC | THC-SES-FEQ-0001D | Portable Fire Extinguishers in Building D, Primary and Secondary Digesters Building | Fire Prevention,Extinguisher | Fire Equipment | 41763 |  | http://www.toronto.ca/TWONTO#00350
67924 | THC-SES-FEQ-OS39 | Fire Extinguisher 10lb ABC | THC-SES-FEQ-0001I | Portable Fire Extinguishers in Building I, Headhouse Building | Fire Prevention,Extinguisher | Fire Equipment | 41764 |  | http://www.toronto.ca/TWONTO#00350
67925 | THC-SES-FEQ-OS4 | Fire Extinguisher 10lb ABC | THC-SES-FEQ-0001 | Portable Fire Extinguisher, location forklift THC-GRK-VEH-329026 | Fire Prevention,Extinguisher | Fire Equipment | 41765 |  | http://www.toronto.ca/TWONTO#00350
67926 | THC-SES-FEQ-OS4 | Fire Extinguisher 10lb ABC | THC-SES-FEQ-0001A | Portable Fire Extinguishers in Building A, Old Plant Building | Fire Prevention,Extinguisher | Fire Equipment | 41765 |  | http://www.toronto.ca/TWONTO#00350
67927 | THC-SES-FEQ-OS41 | Fire Extinguisher 20lb ABC | THC-SES-FEQ-0001I | Portable Fire Extinguishers in Building I, Headhouse Building | Fire Prevention,Extinguisher | Fire Equipment | 41767 |  | http://www.toronto.ca/TWONTO#00350
67928 | THC-SES-FEQ-OS43 | Fire Extinguisher 6lb ABC | THC-SES-FEQ-0001 | Portable Fire Extinguisher, location forklift THC-GRK-VEH-329026 | Fire Prevention,Extinguisher | Fire Equipment | 41769 |  | http://www.toronto.ca/TWONTO#00350
67929 | THC-SES-FEQ-OS44 | Fire Extinguisher 6lb ABC | THC-SES-FEQ-0001 | Portable Fire Extinguisher, location forklift THC-GRK-VEH-329026 | Fire Prevention,Extinguisher | Fire Equipment | 41770 |  | http://www.toronto.ca/TWONTO#00350
67930 | THC-SES-FEQ-OS44 | Fire Extinguisher 6lb ABC | THC-SES-FEQ-0001I | Portable Fire Extinguishers in Building I, Headhouse Building | Fire Prevention,Extinguisher | Fire Equipment | 41770 |  | http://www.toronto.ca/TWONTO#00350
67931 | THC-SES-FEQ-OS45 | Fire Extinguisher 20lb ABC | THC-SES-FEQ-0001I | Portable Fire Extinguishers in Building I, Headhouse Building | Fire Prevention,Extinguisher | Fire Equipment | 41771 |  | http://www.toronto.ca/TWONTO#00350
67932 | THC-SES-FEQ-OS46 | Fire Extinguisher 5lb ABC | THC-SES-FEQ-0001I | Portable Fire Extinguishers in Building I, Headhouse Building | Fire Prevention,Extinguisher | Fire Equipment | 41772 |  | http://www.toronto.ca/TWONTO#00350
67933 | THC-SES-FEQ-OS47 | Fire Extinguisher 20lb ABC | THC-SES-FEQ-0001 | Portable Fire Extinguisher, location forklift THC-GRK-VEH-329026 | Fire Prevention,Extinguisher | Fire Equipment | 41773 |  | http://www.toronto.ca/TWONTO#00350
67934 | THC-SES-FEQ-OS48 | Fire Extinguisher 10lb ABC | THC-SES-FEQ-0001A | Portable Fire Extinguishers in Building A, Old Plant Building | Fire Prevention,Extinguisher | Fire Equipment | 41774 |  | http://www.toronto.ca/TWONTO#00350
67935 | THC-SES-FEQ-OS48 | Fire Extinguisher 10lb ABC | THC-SES-FEQ-0001I | Portable Fire Extinguishers in Building I, Headhouse Building | Fire Prevention,Extinguisher | Fire Equipment | 41774 |  | http://www.toronto.ca/TWONTO#00350
67936 | THC-SES-FEQ-OS5 | Fire Extinguisher 20lb ABC | THC-SES-FEQ-0001 | Portable Fire Extinguisher, location forklift THC-GRK-VEH-329026 | Fire Prevention,Extinguisher | Fire Equipment | 41775 |  | http://www.toronto.ca/TWONTO#00350
67937 | THC-SES-FEQ-OS50 | Fire Extinguishe 2 3/4lb ABC | THC-SES-FEQ-0001 | Portable Fire Extinguisher, location forklift THC-GRK-VEH-329026 | Fire Prevention,Extinguisher | Fire Equipment | 41776 |  | http://www.toronto.ca/TWONTO#00350
67938 | THC-SES-FEQ-OS51 | Fire Extinguishe 2 3/4lb ABC | THC-SES-FEQ-0001A | Portable Fire Extinguishers in Building A, Old Plant Building | Fire Prevention,Extinguisher | Fire Equipment | 41777 |  | http://www.toronto.ca/TWONTO#00350
67939 | THC-SES-FEQ-OS51 | Fire Extinguishe 2 3/4lb ABC | THC-SES-FEQ-0001I | Portable Fire Extinguishers in Building I, Headhouse Building | Fire Prevention,Extinguisher | Fire Equipment | 41777 |  | http://www.toronto.ca/TWONTO#00350
67940 | THC-SES-FEQ-OS6 | Fire Extinguisher 5lb ABC | THC-SES-FEQ-0001 | Portable Fire Extinguisher, location forklift THC-GRK-VEH-329026 | Fire Prevention,Extinguisher | Fire Equipment | 41778 |  | http://www.toronto.ca/TWONTO#00350
67941 | THC-SES-FEQ-OS6 | Fire Extinguisher 5lb ABC | THC-SES-FEQ-0001I | Portable Fire Extinguishers in Building I, Headhouse Building | Fire Prevention,Extinguisher | Fire Equipment | 41778 |  | http://www.toronto.ca/TWONTO#00350
67942 | THC-SES-FEQ-OS7 | Fire Extinguisher 20lb ABC | THC-SES-FEQ-0001 | Portable Fire Extinguisher, location forklift THC-GRK-VEH-329026 | Fire Prevention,Extinguisher | Fire Equipment | 41779 |  | http://www.toronto.ca/TWONTO#00350
67943 | THC-SES-FEQ-OS7 | Fire Extinguisher 20lb ABC | THC-SES-FEQ-0001I | Portable Fire Extinguishers in Building I, Headhouse Building | Fire Prevention,Extinguisher | Fire Equipment | 41779 |  | http://www.toronto.ca/TWONTO#00350
67944 | THC-SES-FEQ-OS8 | Fire Extinguisher 5lb ABC | THC-SES-FEQ-0001 | Portable Fire Extinguisher, location forklift THC-GRK-VEH-329026 | Fire Prevention,Extinguisher | Fire Equipment | 41780 |  | http://www.toronto.ca/TWONTO#00350
67945 | THC-SES-FEQ-OS8 | Fire Extinguisher 5lb ABC | THC-SES-FEQ-0001I | Portable Fire Extinguishers in Building I, Headhouse Building | Fire Prevention,Extinguisher | Fire Equipment | 41780 |  | http://www.toronto.ca/TWONTO#00350
67946 | THC-SES-FEQ-OS9 | Fire Extinguishe 2 1/2lb ABC | THC-SES-FEQ-0001A | Portable Fire Extinguishers in Building A, Old Plant Building | Fire Prevention,Extinguisher | Fire Equipment | 41781 |  | http://www.toronto.ca/TWONTO#00350
67947 | THC-SES-FEQ-OS9 | Fire Extinguishe 2 1/2lb ABC | THC-SES-FEQ-0001I | Portable Fire Extinguishers in Building I, Headhouse Building | Fire Prevention,Extinguisher | Fire Equipment | 41781 |  | http://www.toronto.ca/TWONTO#00350
67948 | THC-SES-FEQ-SD1 | Fire Extinguisher 10lb ABC | THC-SES-FEQ-0001I | Portable Fire Extinguishers in Building I, Headhouse Building | Fire Prevention,Extinguisher | Fire Equipment | 41783 |  | http://www.toronto.ca/TWONTO#00350
67949 | THC-SES-FEQ-SD1 | Fire Extinguisher 10lb ABC | THC-SES-FEQ-0001M | Portable Fire Extinguishers in Building M, Incineration Building | Fire Prevention,Extinguisher | Fire Equipment | 41783 |  | http://www.toronto.ca/TWONTO#00350
67950 | THC-SES-FEQ-SD10 | Fire Extinguisher 10lb ABC | THC-SES-FEQ-0001 | Portable Fire Extinguisher, location forklift THC-GRK-VEH-329026 | Fire Prevention,Extinguisher | Fire Equipment | 41784 |  | http://www.toronto.ca/TWONTO#00350
67951 | THC-SES-FEQ-SD10 | Fire Extinguisher 10lb ABC | THC-SES-FEQ-0001I | Portable Fire Extinguishers in Building I, Headhouse Building | Fire Prevention,Extinguisher | Fire Equipment | 41784 |  | http://www.toronto.ca/TWONTO#00350
67952 | THC-SES-FEQ-SD11 | Fire Extinguisher 5lb ABC | THC-SES-FEQ-0001 | Portable Fire Extinguisher, location forklift THC-GRK-VEH-329026 | Fire Prevention,Extinguisher | Fire Equipment | 41785 |  | http://www.toronto.ca/TWONTO#00350
67953 | THC-SES-FEQ-SD11 | Fire Extinguisher 5lb ABC | THC-SES-FEQ-0001I | Portable Fire Extinguishers in Building I, Headhouse Building | Fire Prevention,Extinguisher | Fire Equipment | 41785 |  | http://www.toronto.ca/TWONTO#00350
67954 | THC-SES-FEQ-SD11 | Fire Extinguisher 5lb ABC | THC-SES-FEQ-0001M | Portable Fire Extinguishers in Building M, Incineration Building | Fire Prevention,Extinguisher | Fire Equipment | 41785 |  | http://www.toronto.ca/TWONTO#00350
67955 | THC-SES-FEQ-SD12 | Fire Extinguisher 10lb ABC | THC-SES-FEQ-0001 | Portable Fire Extinguisher, location forklift THC-GRK-VEH-329026 | Fire Prevention,Extinguisher | Fire Equipment | 41786 |  | http://www.toronto.ca/TWONTO#00350
67956 | THC-SES-FEQ-SD12 | Fire Extinguisher 10lb ABC | THC-SES-FEQ-0001I | Portable Fire Extinguishers in Building I, Headhouse Building | Fire Prevention,Extinguisher | Fire Equipment | 41786 |  | http://www.toronto.ca/TWONTO#00350
67957 | THC-SES-FEQ-SD13 | Fire Extinguisher 20lb ABC | THC-SES-FEQ-0001I | Portable Fire Extinguishers in Building I, Headhouse Building | Fire Prevention,Extinguisher | Fire Equipment | 41787 |  | http://www.toronto.ca/TWONTO#00350
67958 | THC-SES-FEQ-SD14 | Fire Extinguisher 10lb ABC | THC-SES-FEQ-0001 | Portable Fire Extinguisher, location forklift THC-GRK-VEH-329026 | Fire Prevention,Extinguisher | Fire Equipment | 41788 |  | http://www.toronto.ca/TWONTO#00350
67959 | THC-SES-FEQ-SD14 | Fire Extinguisher 10lb ABC | THC-SES-FEQ-0001I | Portable Fire Extinguishers in Building I, Headhouse Building | Fire Prevention,Extinguisher | Fire Equipment | 41788 |  | http://www.toronto.ca/TWONTO#00350
67960 | THC-SES-FEQ-SD15 | Fire Extinguisher 10lb ABC | THC-SES-FEQ-0001 | Portable Fire Extinguisher, location forklift THC-GRK-VEH-329026 | Fire Prevention,Extinguisher | Fire Equipment | 41789 |  | http://www.toronto.ca/TWONTO#00350
67961 | THC-SES-FEQ-SD17 | Fire Extinguishe 2 1/2lb ABC | THC-SES-FEQ-0001M | Portable Fire Extinguishers in Building M, Incineration Building | Fire Prevention,Extinguisher | Fire Equipment | 41791 |  | http://www.toronto.ca/TWONTO#00350
67962 | THC-SES-FEQ-SD18 | Fire Extinguishe 2 1/2lb ABC | THC-SES-FEQ-0001 | Portable Fire Extinguisher, location forklift THC-GRK-VEH-329026 | Fire Prevention,Extinguisher | Fire Equipment | 41792 |  | http://www.toronto.ca/TWONTO#00350
67963 | THC-SES-FEQ-SD19 | Fire Extinguisher 10lb ABC | THC-SES-FEQ-0001I | Portable Fire Extinguishers in Building I, Headhouse Building | Fire Prevention,Extinguisher | Fire Equipment | 41794 |  | http://www.toronto.ca/TWONTO#00350
67964 | THC-SES-FEQ-SD19 | Fire Extinguisher 10lb ABC | THC-SES-FEQ-0001M | Portable Fire Extinguishers in Building M, Incineration Building | Fire Prevention,Extinguisher | Fire Equipment | 41794 |  | http://www.toronto.ca/TWONTO#00350
67965 | THC-SES-FEQ-SD2 | Fire Extinguisher 10lb ABC | THC-SES-FEQ-0001 | Portable Fire Extinguisher, location forklift THC-GRK-VEH-329026 | Fire Prevention,Extinguisher | Fire Equipment | 41795 |  | http://www.toronto.ca/TWONTO#00350
67966 | THC-SES-FEQ-SD2 | Fire Extinguisher 10lb ABC | THC-SES-FEQ-0001N | Portable Fire Extinguishers in Building N, Decant Tanks and Sludge Pumping Station Building | Fire Prevention,Extinguisher | Fire Equipment | 41795 |  | http://www.toronto.ca/TWONTO#00350
67967 | THC-SES-FEQ-SD21 | Fire Extinguisher 10lb ABC | THC-SES-FEQ-0001M | Portable Fire Extinguishers in Building M, Incineration Building | Fire Prevention,Extinguisher | Fire Equipment | 41797 |  | http://www.toronto.ca/TWONTO#00350
67968 | THC-SES-FEQ-SD22 | Fire Extinguisher 10lb ABC | THC-SES-FEQ-0001 | Portable Fire Extinguisher, location forklift THC-GRK-VEH-329026 | Fire Prevention,Extinguisher | Fire Equipment | 41798 |  | http://www.toronto.ca/TWONTO#00350
67969 | THC-SES-FEQ-SD22 | Fire Extinguisher 10lb ABC | THC-SES-FEQ-0001I | Portable Fire Extinguishers in Building I, Headhouse Building | Fire Prevention,Extinguisher | Fire Equipment | 41798 |  | http://www.toronto.ca/TWONTO#00350
67970 | THC-SES-FEQ-SD23 | Fire Extinguisher 10lb ABC | THC-SES-FEQ-0001M | Portable Fire Extinguishers in Building M, Incineration Building | Fire Prevention,Extinguisher | Fire Equipment | 41799 |  | http://www.toronto.ca/TWONTO#00350
67971 | THC-SES-FEQ-SD24 | Fire Extinguisher 12lb ABC | THC-SES-FEQ-0001M | Portable Fire Extinguishers in Building M, Incineration Building | Fire Prevention,Extinguisher | Fire Equipment | 41800 |  | http://www.toronto.ca/TWONTO#00350
67972 | THC-SES-FEQ-SD25 | Fire Extinguisher 10lb ABC | THC-SES-FEQ-0001M | Portable Fire Extinguishers in Building M, Incineration Building | Fire Prevention,Extinguisher | Fire Equipment | 41801 |  | http://www.toronto.ca/TWONTO#00350
67973 | THC-SES-FEQ-SD26 | Fire Extinguisher 10lb ABC | THC-SES-FEQ-0001 | Portable Fire Extinguisher, location forklift THC-GRK-VEH-329026 | Fire Prevention,Extinguisher | Fire Equipment | 41802 |  | http://www.toronto.ca/TWONTO#00350
67974 | THC-SES-FEQ-SD26 | Fire Extinguisher 10lb ABC | THC-SES-FEQ-0001I | Portable Fire Extinguishers in Building I, Headhouse Building | Fire Prevention,Extinguisher | Fire Equipment | 41802 |  | http://www.toronto.ca/TWONTO#00350
67975 | THC-SES-FEQ-SD27 | Fire Extinguisher 10lb ABC | THC-SES-FEQ-0001M | Portable Fire Extinguishers in Building M, Incineration Building | Fire Prevention,Extinguisher | Fire Equipment | 41803 |  | http://www.toronto.ca/TWONTO#00350
67976 | THC-SES-FEQ-SD30 | Fire Extinguisher 10lb ABC | THC-SES-FEQ-0001M | Portable Fire Extinguishers in Building M, Incineration Building | Fire Prevention,Extinguisher | Fire Equipment | 41805 |  | http://www.toronto.ca/TWONTO#00350
67977 | THC-SES-FEQ-SD33 | Fire Extinguisher 10lb ABC | THC-SES-FEQ-0001 | Portable Fire Extinguisher, location forklift THC-GRK-VEH-329026 | Fire Prevention,Extinguisher | Fire Equipment | 41808 |  | http://www.toronto.ca/TWONTO#00350
67978 | THC-SES-FEQ-SD34 | Fire Extinguisher 10lb ABC | THC-SES-FEQ-0001M | Portable Fire Extinguishers in Building M, Incineration Building | Fire Prevention,Extinguisher | Fire Equipment | 41809 |  | http://www.toronto.ca/TWONTO#00350
67979 | THC-SES-FEQ-SD35 | Fire Extinguisher 12lb ABC | THC-SES-FEQ-0001 | Portable Fire Extinguisher, location forklift THC-GRK-VEH-329026 | Fire Prevention,Extinguisher | Fire Equipment | 41810 |  | http://www.toronto.ca/TWONTO#00350
67980 | THC-SES-FEQ-SD35 | Fire Extinguisher 12lb ABC | THC-SES-FEQ-0001L | Portable Fire Extinguishers in Building L, Plant Effluent Pumping Station Building | Fire Prevention,Extinguisher | Fire Equipment | 41810 |  | http://www.toronto.ca/TWONTO#00350
67981 | THC-SES-FEQ-SD36 | Fire Extinguisher 10lb ABC | THC-SES-FEQ-0001 | Portable Fire Extinguisher, location forklift THC-GRK-VEH-329026 | Fire Prevention,Extinguisher | Fire Equipment | 41811 |  | http://www.toronto.ca/TWONTO#00350
67982 | THC-SES-FEQ-SD36 | Fire Extinguisher 10lb ABC | THC-SES-FEQ-0001I | Portable Fire Extinguishers in Building I, Headhouse Building | Fire Prevention,Extinguisher | Fire Equipment | 41811 |  | http://www.toronto.ca/TWONTO#00350
68028 | THC-SES-FEQ-SD36 | Fire Extinguisher 10lb ABC | THC-SES-FEQ-0001L | Portable Fire Extinguishers in Building L, Plant Effluent Pumping Station Building | Fire Prevention,Extinguisher | Fire Equipment | 41811 |  | http://www.toronto.ca/TWONTO#00350
68029 | THC-SES-FEQ-SD37 | Fire Extinguisher 10lb ABC | THC-SES-FEQ-0001 | Portable Fire Extinguisher, location forklift THC-GRK-VEH-329026 | Fire Prevention,Extinguisher | Fire Equipment | 41812 |  | http://www.toronto.ca/TWONTO#00350
68030 | THC-SES-FEQ-SD37 | Fire Extinguisher 10lb ABC | THC-SES-FEQ-0001L | Portable Fire Extinguishers in Building L, Plant Effluent Pumping Station Building | Fire Prevention,Extinguisher | Fire Equipment | 41812 |  | http://www.toronto.ca/TWONTO#00350
68032 | THC-SES-FEQ-SD4 | Fire Extinguisher 10lb ABC | THC-SES-FEQ-0001 | Portable Fire Extinguisher, location forklift THC-GRK-VEH-329026 | Fire Prevention,Extinguisher | Fire Equipment | 41813 |  | http://www.toronto.ca/TWONTO#00350
68033 | THC-SES-FEQ-SD5 | Fire Extinguisher 10lb ABC | THC-SES-FEQ-0001M | Portable Fire Extinguishers in Building M, Incineration Building | Fire Prevention,Extinguisher | Fire Equipment | 41814 |  | http://www.toronto.ca/TWONTO#00350
68034 | THC-SES-FEQ-SD6 | Fire Extinguisher 5lb ABC | THC-SES-FEQ-0001I | Portable Fire Extinguishers in Building I, Headhouse Building | Fire Prevention,Extinguisher | Fire Equipment | 41815 |  | http://www.toronto.ca/TWONTO#00350
68035 | THC-SES-FEQ-SD6 | Fire Extinguisher 5lb ABC | THC-SES-FEQ-0001M | Portable Fire Extinguishers in Building M, Incineration Building | Fire Prevention,Extinguisher | Fire Equipment | 41815 |  | http://www.toronto.ca/TWONTO#00350
68036 | THC-SES-FEQ-SD7 | Fire Extinguisher 20lb ABC | THC-SES-FEQ-0001 | Portable Fire Extinguisher, location forklift THC-GRK-VEH-329026 | Fire Prevention,Extinguisher | Fire Equipment | 41816 |  | http://www.toronto.ca/TWONTO#00350
68037 | THC-SES-FEQ-SD8 | Fire Extinguisher 10lb ABC | THC-SES-FEQ-0001 | Portable Fire Extinguisher, location forklift THC-GRK-VEH-329026 | Fire Prevention,Extinguisher | Fire Equipment | 41817 |  | http://www.toronto.ca/TWONTO#00350
68038 | THC-SES-FEQ-SD9 | Fire Extinguisher 10lb ABC | THC-SES-FEQ-0001M | Portable Fire Extinguishers in Building M, Incineration Building | Fire Prevention,Extinguisher | Fire Equipment | 41818 |  | http://www.toronto.ca/TWONTO#00350
68039 | THC-SES-FEQ-TUNNEL | Portable Fire Extinguishers in Tunnels | THC-SES-FEQ-0001I | Portable Fire Extinguishers in Building I, Headhouse Building | Fire Prevention,Extinguisher | Fire Equipment | 41820 |  | http://www.toronto.ca/TWONTO#00350
68040 | THC-SES-FEQ-V1 | Fire Extinguishe 2 3/4lb ABC | THC-SES-FEQ-0001 | Portable Fire Extinguisher, location forklift THC-GRK-VEH-329026 | Fire Prevention,Extinguisher | Fire Equipment | 41819 |  | http://www.toronto.ca/TWONTO#00350
68041 | THC-SES-FEQ-V2 | Fire Extinguishe 2 3/4lb ABC | THC-SES-FEQ-0001I | Portable Fire Extinguishers in Building I, Headhouse Building | Fire Prevention,Extinguisher | Fire Equipment | 41821 |  | http://www.toronto.ca/TWONTO#00350
68042 | THC-SES-FEQ-V3 | Fire Extinguishe 2 3/4lb ABC | THC-SES-FEQ-0001 | Portable Fire Extinguisher, location forklift THC-GRK-VEH-329026 | Fire Prevention,Extinguisher | Fire Equipment | 41822 |  | http://www.toronto.ca/TWONTO#00350
68043 | THC-SES-FEQ-V3 | Fire Extinguishe 2 3/4lb ABC | THC-SES-FEQ-0001I | Portable Fire Extinguishers in Building I, Headhouse Building | Fire Prevention,Extinguisher | Fire Equipment | 41822 |  | http://www.toronto.ca/TWONTO#00350
68044 | THC-SES-FEQ-V4 | Fire Extinguishe 2 3/4lb ABC | THC-SES-FEQ-0001 | Portable Fire Extinguisher, location forklift THC-GRK-VEH-329026 | Fire Prevention,Extinguisher | Fire Equipment | 41823 |  | http://www.toronto.ca/TWONTO#00350
68045 | THC-SES-FEQ-V6 | Fire Extinguishe 2 3/4lb ABC | THC-SES-FEQ-0001I | Portable Fire Extinguishers in Building I, Headhouse Building | Fire Prevention,Extinguisher | Fire Equipment | 41825 |  | http://www.toronto.ca/TWONTO#00350
68046 | THC-SES-FEQ-V7 | Fire Extinguisher 5lb ABC | THC-SES-FEQ-0001I | Portable Fire Extinguishers in Building I, Headhouse Building | Fire Prevention,Extinguisher | Fire Equipment | 41826 |  | http://www.toronto.ca/TWONTO#00350
68456 | FHA-FEQ-ALR-0002-SUS | Fire Alarm Control System/Sprinkler | FHA-SES | Safety & Environmental Services | Fire Prevention,Hydrant | Fire Equipment | 43866 | ALR | http://www.toronto.ca/TWONTO#00154
68635 | FHA-FEQ-FEQ-0101 | Fire Extinguisher #101, Service Building, East Stair Way, Near Receiving Room | FHA-SUSPENDED | Suspended Obsolete entity for storage purpose | Fire Prevention,Extinguisher | Fire Equipment | 43867 | FEQ | http://www.toronto.ca/TWONTO#00350
68636 | FHA-FEQ-FEQ-0102 | Fire Extinguisher #102, Service Building, WMS Room | FHA-SES-FEQ | Portable Fire Extinguishers | Fire Prevention,Extinguisher | Fire Equipment | 43868 | FEQ | http://www.toronto.ca/TWONTO#00350
68637 | FHA-FEQ-FEQ-0103 | Fire Extinguisher #103, Service Building, Corridor Near WMS Room | FHA-SUSPENDED | Suspended Obsolete entity for storage purpose | Fire Prevention,Extinguisher | Fire Equipment | 43869 | FEQ | http://www.toronto.ca/TWONTO#00350
68638 | FHA-FEQ-FEQ-0104 | Fire Extinguisher #104, RMF Facility, 3rd Floor, Mid Hallway, Centre West | FHA-SES-FEQ | Portable Fire Extinguishers | Fire Prevention,Extinguisher | Fire Equipment | 43870 | FEQ | http://www.toronto.ca/TWONTO#00350
68639 | FHA-FEQ-FEQ-0104 | Fire Extinguisher #104, RMF Facility, 3rd Floor, Mid Hallway, Centre West | FHA-SUSPENDED | Suspended Obsolete entity for storage purpose | Fire Prevention,Extinguisher | Fire Equipment | 43870 | FEQ | http://www.toronto.ca/TWONTO#00350
68640 | FHA-FEQ-FEQ-0105 | Fire Extinguisher #105, RMF Facility, 3rd Floor, Mid Hallway, Centre East | FHA-SES-FEQ | Portable Fire Extinguishers | Fire Prevention,Extinguisher | Fire Equipment | 43871 | FEQ | http://www.toronto.ca/TWONTO#00350
68641 | FHA-FEQ-FEQ-0106 | Fire Extinguisher #106, Filter Building, 2nd Floor, Chemical Feed Room, North | FHA-SUSPENDED | Suspended Obsolete entity for storage purpose | Fire Prevention,Extinguisher | Fire Equipment | 43872 | FEQ | http://www.toronto.ca/TWONTO#00350
68642 | FHA-FEQ-FEQ-0107 | Fire Extinguisher #107, Filter Building, 2nd Floor, Chemical Feed Room, South | FHA-SES-FEQ | Portable Fire Extinguishers | Fire Prevention,Extinguisher | Fire Equipment | 43873 | FEQ | http://www.toronto.ca/TWONTO#00350
68643 | FHA-FEQ-FSP-0401 | FHA-SES-FH-0001 - Fire Standpipe & Hose 1 | FHA-SES | Safety & Environmental Services | Fire Prevention,Hose | Fire Equipment |  | FSP | http://www.toronto.ca/TWONTO#00351
68644 | FHA-FEQ-FSP-0401 | FHA-SES-FH-0001 - Fire Standpipe & Hose 1 | FHA-SES-FH | Fire Standpipe & Hose Cabinets | Fire Prevention,Hose | Fire Equipment |  | FSP | http://www.toronto.ca/TWONTO#00351
68645 | FHA-FEQ-FSP-0403 | FHA-SES-FH-0003 - Fire Standpipe & Hose 3 | FHA-SES-FH | Fire Standpipe & Hose Cabinets | Fire Prevention,Hose | Fire Equipment |  | FSP | http://www.toronto.ca/TWONTO#00351
68646 | FHA-FEQ-FSP-0404 | FHA-SES-FH-0004 - Fire Standpipe & Hose 4 | FHA-SES-FH | Fire Standpipe & Hose Cabinets | Fire Prevention,Hose | Fire Equipment |  | FSP | http://www.toronto.ca/TWONTO#00351
68647 | FHA-FEQ-FSP-0405 | FHA-SES-FH-0005 - Fire Standpipe & Hose 5 | FHA-SES-FH | Fire Standpipe & Hose Cabinets | Fire Prevention,Hose | Fire Equipment |  | FSP | http://www.toronto.ca/TWONTO#00351
68648 | FHA-FEQ-FSP-0409 | FHA-SES-FH-0009 - Fire Standpipe & Hose 9 | FHA-SES-FH | Fire Standpipe & Hose Cabinets | Fire Prevention,Hose | Fire Equipment |  | FSP | http://www.toronto.ca/TWONTO#00351
68649 | FHA-FEQ-FSP-0410 | FHA-SES-FH-0010 - Fire Standpipe & Hose 10 | FHA-SES-FH | Fire Standpipe & Hose Cabinets | Fire Prevention,Hose | Fire Equipment |  | FSP | http://www.toronto.ca/TWONTO#00351
68650 | FHA-FEQ-FSP-0411 | FHA-SES-FH-0011 - Fire Standpipe & Hose 11 | FHA-SES-FH | Fire Standpipe & Hose Cabinets | Fire Prevention,Hose | Fire Equipment |  | FSP | http://www.toronto.ca/TWONTO#00351
68651 | FHA-FEQ-FSP-0412 | FHA-SES-FH-0012 - Fire Standpipe & Hose 12 | FHA-SES-FH | Fire Standpipe & Hose Cabinets | Fire Prevention,Hose | Fire Equipment |  | FSP | http://www.toronto.ca/TWONTO#00351
68652 | FHA-FEQ-FSP-0413 | FHA-SES-FH-0013 - Fire Standpipe & Hose 13 | FHA-SES-FH | Fire Standpipe & Hose Cabinets | Fire Prevention,Hose | Fire Equipment |  | FSP | http://www.toronto.ca/TWONTO#00351
75798 | THR-FEQ-V-0009 | Fire Hydrant (HY31280) | THR-FEQ-V | Fire Hydrant | Fire Prevention,Extinguisher,CO2 | Fire Equipment |  | V | http://www.toronto.ca/TWONTO#00781
75799 | THR-FEQ-V-0011 | Fire Hydrant (HY31282) | THR-FEQ-V | Fire Hydrant | Fire Prevention,Extinguisher,CO2 | Fire Equipment |  | V | http://www.toronto.ca/TWONTO#00781
75800 | THR-FEQ-V-0013 | Fire Hydrant (HY31284) | THR-FEQ-V | Fire Hydrant | Fire Prevention,Extinguisher,CO2 | Fire Equipment |  | V | http://www.toronto.ca/TWONTO#00781
75801 | THR-FEQ-V-0015 | Fire Hydrant (HY31286) | THR-FEQ-V | Fire Hydrant | Fire Prevention,Extinguisher,CO2 | Fire Equipment |  | V | http://www.toronto.ca/TWONTO#00781
75802 | THR-FEQ-V-0017 | Fire Hydrant (HY31288) | THR-FEQ-V | Fire Hydrant | Fire Prevention,Extinguisher,CO2 | Fire Equipment |  | V | http://www.toronto.ca/TWONTO#00781
75803 | THR-FEQ-V-0018 | Fire Hydrant (HY31289) | THR-FEQ-V | Fire Hydrant | Fire Prevention,Extinguisher,CO2 | Fire Equipment |  | V | http://www.toronto.ca/TWONTO#00781
75804 | THR-FEQ-V-0019 | Fire Hydrant (HY31290) | THR-FEQ-V | Fire Hydrant | Fire Prevention,Extinguisher,CO2 | Fire Equipment |  | V | http://www.toronto.ca/TWONTO#00781
75805 | THR-FEQ-V-0021 | Fire Hydrant (HY31292) | THR-FEQ-V | Fire Hydrant | Fire Prevention,Extinguisher,CO2 | Fire Equipment |  | V | http://www.toronto.ca/TWONTO#00781
75806 | THR-FEQ-V-0023 | Fire Hydrant (HY31294) | THR-FEQ-V | Fire Hydrant | Fire Prevention,Extinguisher,CO2 | Fire Equipment |  | V | http://www.toronto.ca/TWONTO#00781
79169 | THR-SES-FEQ | Fire Equipment, Fire Extinguisher | THR-SES-WA3 | Safety & Environmental Services | Fire Prevention,Extinguisher,CO2 | Fire Equipment |  |  | http://www.toronto.ca/TWONTO#00350
79170 | THR-SES-FEQ-0001S | Fire Extinguisher, Instrument Shop | THR-SES-FEQ | Fire Equipment, Fire Extinguisher | Fire Prevention,Extinguisher,CO2 | Fire Equipment | 42140 | FEQ | http://www.toronto.ca/TWONTO#00350
79171 | THR-SES-FEQ-0001S | Fire Extinguisher, Instrument Shop | THR-SES-FEQ-ADMS | Fire Extinguisher Location, Administration Building | Fire Prevention,Extinguisher,CO2 | Fire Equipment | 42140 | FEQ | http://www.toronto.ca/TWONTO#00350
79172 | THR-SES-FEQ-0003S | Fire Extinguisher, Instrument Shop | THR-SES-FEQ | Fire Equipment, Fire Extinguisher | Fire Prevention,Extinguisher,CO2 | Fire Equipment | 42141 | FEQ | http://www.toronto.ca/TWONTO#00350
79173 | THR-SES-FEQ-0003S | Fire Extinguisher, Instrument Shop | THR-SES-FEQ-HPBBS | Fire Extinguisher Location, Blower Buliding | Fire Prevention,Extinguisher,CO2 | Fire Equipment | 42141 | FEQ | http://www.toronto.ca/TWONTO#00350
79174 | THR-SES-FEQ-0005S | Fire Extinguisher Grit Bldg | THR-S-E | SUSPENDED ENTITY | Fire Prevention,Extinguisher,CO2 | Fire Equipment | 42142 | FEQ | http://www.toronto.ca/TWONTO#00350
79175 | THR-SES-FEQ-0005S | Fire Extinguisher Grit Bldg | THR-SES-FEQ-GRITS | Fire Extinguisher Location, Grit Building. | Fire Prevention,Extinguisher,CO2 | Fire Equipment | 42142 | FEQ | http://www.toronto.ca/TWONTO#00350
79176 | THR-SES-FEQ-0006S | Fire Extinguisher, Conference Room (Temp suspended due Construction) | THR-SES-FEQ | Fire Equipment, Fire Extinguisher | Fire Prevention,Extinguisher,CO2 | Fire Equipment | 42143 | FEQ | http://www.toronto.ca/TWONTO#00350
79177 | THR-SES-FEQ-0006S | Fire Extinguisher, Conference Room (Temp suspended due Construction) | THR-SES-FEQ-ADMS | Fire Extinguisher Location, Administration Building | Fire Prevention,Extinguisher,CO2 | Fire Equipment | 42143 | FEQ | http://www.toronto.ca/TWONTO#00350
79178 | THR-SES-FEQ-0007S | Fire Extinguisher, Instrument Shop | THR-S-E | SUSPENDED ENTITY | Fire Prevention,Extinguisher,CO2 | Fire Equipment | 42144 | FEQ | http://www.toronto.ca/TWONTO#00350
79179 | THR-SES-FEQ-0007S | Fire Extinguisher, Instrument Shop | THR-SES-FEQ-HPBBS | Fire Extinguisher Location, Blower Buliding | Fire Prevention,Extinguisher,CO2 | Fire Equipment | 42144 | FEQ | http://www.toronto.ca/TWONTO#00350
79180 | THR-SES-FEQ-0008S | Fire Extinguisher, Instrument Shop | THR-S-E | SUSPENDED ENTITY | Fire Prevention,Extinguisher,CO2 | Fire Equipment | 42145 | FEQ | http://www.toronto.ca/TWONTO#00350
79181 | THR-SES-FEQ-0008S | Fire Extinguisher, Instrument Shop | THR-SES-FEQ-HPBBS | Fire Extinguisher Location, Blower Buliding | Fire Prevention,Extinguisher,CO2 | Fire Equipment | 42145 | FEQ | http://www.toronto.ca/TWONTO#00350
79182 | THR-SES-FEQ-0009S | Fire Extinguisher, Engine Room North | THR-SES-FEQ-ADMS | Fire Extinguisher Location, Administration Building | Fire Prevention,Extinguisher,CO2 | Fire Equipment | 42146 | FEQ | http://www.toronto.ca/TWONTO#00350
79183 | THR-SES-FEQ-0009S | Fire Extinguisher, Engine Room North | THR-SES-FEQ-ERS | Fire Extinguisher Location, Engine Room | Fire Prevention,Extinguisher,CO2 | Fire Equipment | 42146 | FEQ | http://www.toronto.ca/TWONTO#00350
79184 | THR-SES-FEQ-0010S | Fire Extinguisher, Engine Room North East | THR-S-E | SUSPENDED ENTITY | Fire Prevention,Extinguisher,CO2 | Fire Equipment | 42147 | FEQ | http://www.toronto.ca/TWONTO#00350
79185 | THR-SES-FEQ-0010S | Fire Extinguisher, Engine Room North East | THR-SES-FEQ-ERS | Fire Extinguisher Location, Engine Room | Fire Prevention,Extinguisher,CO2 | Fire Equipment | 42147 | FEQ | http://www.toronto.ca/TWONTO#00350
79186 | THR-SES-FEQ-0012S | Fire Extinguisher, Control Room (Temp. suspended due Construction) | THR-SES-FEQ-ADMS | Fire Extinguisher Location, Administration Building | Fire Prevention,Extinguisher,CO2 | Fire Equipment | 42148 | FEQ | http://www.toronto.ca/TWONTO#00350
79187 | THR-SES-FEQ-0014S | Fire Extinguisher, New Control Room (Temp. suspended due Construction) | THR-SES-FEQ | Fire Equipment, Fire Extinguisher | Fire Prevention,Extinguisher,CO2 | Fire Equipment | 42149 | FEQ | http://www.toronto.ca/TWONTO#00350
79188 | THR-SES-FEQ-0014S | Fire Extinguisher, New Control Room (Temp. suspended due Construction) | THR-SES-FEQ-ADMS | Fire Extinguisher Location, Administration Building | Fire Prevention,Extinguisher,CO2 | Fire Equipment | 42149 | FEQ | http://www.toronto.ca/TWONTO#00350
79189 | THR-SES-FEQ-0019S | Fire Extinguisher, Engine Room Shop | THR-S-E | SUSPENDED ENTITY | Fire Prevention,Extinguisher,CO2 | Fire Equipment | 42150 | FEQ | http://www.toronto.ca/TWONTO#00350
79190 | THR-SES-FEQ-0019S | Fire Extinguisher, Engine Room Shop | THR-SES-FEQ-ERS | Fire Extinguisher Location, Engine Room | Fire Prevention,Extinguisher,CO2 | Fire Equipment | 42150 | FEQ | http://www.toronto.ca/TWONTO#00350
79191 | THR-SES-FEQ-0024S | Fire Extinguisher, Engine Room Basement | THR-S-E | SUSPENDED ENTITY | Fire Prevention,Extinguisher,CO2 | Fire Equipment | 42151 | FEQ | http://www.toronto.ca/TWONTO#00350
79192 | THR-SES-FEQ-0024S | Fire Extinguisher, Engine Room Basement | THR-SES-FEQ-ERS | Fire Extinguisher Location, Engine Room | Fire Prevention,Extinguisher,CO2 | Fire Equipment | 42151 | FEQ | http://www.toronto.ca/TWONTO#00350
79193 | THR-SES-FEQ-0025S | Fire Extinguisher, Engine Room | THR-SES-FEQ-ADMS | Fire Extinguisher Location, Administration Building | Fire Prevention,Extinguisher,CO2 | Fire Equipment | 42152 | FEQ | http://www.toronto.ca/TWONTO#00350
79194 | THR-SES-FEQ-0025S | Fire Extinguisher, Engine Room | THR-SES-FEQ-ERS | Fire Extinguisher Location, Engine Room | Fire Prevention,Extinguisher,CO2 | Fire Equipment | 42152 | FEQ | http://www.toronto.ca/TWONTO#00350
79195 | THR-SES-FEQ-0026S | Fire Extinguisher, Grit Building | THR-S-E | SUSPENDED ENTITY | Fire Prevention,Extinguisher,CO2 | Fire Equipment | 42288 | FEQ | http://www.toronto.ca/TWONTO#00350
79196 | THR-SES-FEQ-0027S | Fire Extinguisher, Grit Building | THR-S-E | SUSPENDED ENTITY | Fire Prevention,Extinguisher,CO2 | Fire Equipment | 42153 | FEQ | http://www.toronto.ca/TWONTO#00350
79197 | THR-SES-FEQ-0029S | Fire Extinguisher, Grit Building | THR-SES-FEQ-GRITS | Fire Extinguisher Location, Grit Building. | Fire Prevention,Extinguisher,CO2 | Fire Equipment | 42155 | FEQ | http://www.toronto.ca/TWONTO#00350
79198 | THR-SES-FEQ-0030S | Fire Extinguisher, Grit Building | THR-SES-FEQ-GRITS | Fire Extinguisher Location, Grit Building. | Fire Prevention,Extinguisher,CO2 | Fire Equipment | 42156 | FEQ | http://www.toronto.ca/TWONTO#00350
79199 | THR-SES-FEQ-0031S | Fire Extinguisher, Grit Building | THR-SES-FEQ-GRITS | Fire Extinguisher Location, Grit Building. | Fire Prevention,Extinguisher,CO2 | Fire Equipment | 42157 | FEQ | http://www.toronto.ca/TWONTO#00350
79200 | THR-SES-FEQ-0032S | Fire Extinguisher, Grit Building | THR-S-E | SUSPENDED ENTITY | Fire Prevention,Extinguisher,CO2 | Fire Equipment | 42158 | FEQ | http://www.toronto.ca/TWONTO#00350
79201 | THR-SES-FEQ-0033S | Fire Extinguisher, Grit Building | THR-S-E | SUSPENDED ENTITY | Fire Prevention,Extinguisher,CO2 | Fire Equipment | 42159 | FEQ | http://www.toronto.ca/TWONTO#00350
79202 | THR-SES-FEQ-0037S | Fire Extinguisher. Grit Building | THR-S-E | SUSPENDED ENTITY | Fire Prevention,Extinguisher,CO2 | Fire Equipment | 42160 | FEQ | http://www.toronto.ca/TWONTO#00350
79203 | THR-SES-FEQ-0038S | Fire Extinguisher, Blower Bldg. | THR-S-E | SUSPENDED ENTITY | Fire Prevention,Extinguisher,CO2 | Fire Equipment | 42161 | FEQ | http://www.toronto.ca/TWONTO#00350
79204 | THR-SES-FEQ-0038S | Fire Extinguisher, Blower Bldg. | THR-SES-FEQ | Fire Equipment, Fire Extinguisher | Fire Prevention,Extinguisher,CO2 | Fire Equipment | 42161 | FEQ | http://www.toronto.ca/TWONTO#00350
79205 | THR-SES-FEQ-0038S | Fire Extinguisher, Blower Bldg. | THR-SES-FEQ-HPBBS | Fire Extinguisher Location, Blower Buliding | Fire Prevention,Extinguisher,CO2 | Fire Equipment | 42161 | FEQ | http://www.toronto.ca/TWONTO#00350
79206 | THR-SES-FEQ-0040S | Fire Extinguisher, Blower Bldg. | THR-S-E | SUSPENDED ENTITY | Fire Prevention,Extinguisher,CO2 | Fire Equipment | 42163 | FEQ | http://www.toronto.ca/TWONTO#00350
79207 | THR-SES-FEQ-0040S | Fire Extinguisher, Blower Bldg. | THR-SES-FEQ | Fire Equipment, Fire Extinguisher | Fire Prevention,Extinguisher,CO2 | Fire Equipment | 42163 | FEQ | http://www.toronto.ca/TWONTO#00350
79208 | THR-SES-FEQ-0041S | Fire Extinguisher, Blower Bldg. | THR-S-E | SUSPENDED ENTITY | Fire Prevention,Extinguisher,CO2 | Fire Equipment | 42164 | FEQ | http://www.toronto.ca/TWONTO#00350
79209 | THR-SES-FEQ-0041S | Fire Extinguisher, Blower Bldg. | THR-SES-FEQ | Fire Equipment, Fire Extinguisher | Fire Prevention,Extinguisher,CO2 | Fire Equipment | 42164 | FEQ | http://www.toronto.ca/TWONTO#00350
79210 | THR-SES-FEQ-0041S | Fire Extinguisher, Blower Bldg. | THR-SES-FEQ-HPBBS | Fire Extinguisher Location, Blower Buliding | Fire Prevention,Extinguisher,CO2 | Fire Equipment | 42164 | FEQ | http://www.toronto.ca/TWONTO#00350
79211 | THR-SES-FEQ-0042S | Fire Extinguisher, Blower Bldg. | THR-S-E | SUSPENDED ENTITY | Fire Prevention,Extinguisher,CO2 | Fire Equipment | 42165 | FEQ | http://www.toronto.ca/TWONTO#00350
79212 | THR-SES-FEQ-0042S | Fire Extinguisher, Blower Bldg. | THR-SES-FEQ | Fire Equipment, Fire Extinguisher | Fire Prevention,Extinguisher,CO2 | Fire Equipment | 42165 | FEQ | http://www.toronto.ca/TWONTO#00350
79213 | THR-SES-FEQ-0043S | Fire Extinguisher, Blower Bldg. | THR-S-E | SUSPENDED ENTITY | Fire Prevention,Extinguisher,CO2 | Fire Equipment | 42290 | FEQ | http://www.toronto.ca/TWONTO#00350
79214 | THR-SES-FEQ-0043S | Fire Extinguisher, Blower Bldg. | THR-SES-FEQ | Fire Equipment, Fire Extinguisher | Fire Prevention,Extinguisher,CO2 | Fire Equipment | 42290 | FEQ | http://www.toronto.ca/TWONTO#00350
79215 | THR-SES-FEQ-0043S | Fire Extinguisher, Blower Bldg. | THR-SES-FEQ-HPBBS | Fire Extinguisher Location, Blower Buliding | Fire Prevention,Extinguisher,CO2 | Fire Equipment | 42290 | FEQ | http://www.toronto.ca/TWONTO#00350
79216 | THR-SES-FEQ-0046S | Fire Extinguisher, Dig 7&8 area | THR-SES-FEQ-DIGS | Fire Extinguisher Location, Digesters | Fire Prevention,Extinguisher,CO2 | Fire Equipment | 42166 | FEQ | http://www.toronto.ca/TWONTO#00350
79217 | THR-SES-FEQ-0050S | Fire Extinguisher, New Maintenance Bldg. | THR-S-E | SUSPENDED ENTITY | Fire Prevention,Extinguisher,CO2 | Fire Equipment | 42170 | FEQ | http://www.toronto.ca/TWONTO#00350
79218 | THR-SES-FEQ-0050S | Fire Extinguisher, New Maintenance Bldg. | THR-SES-FEQ-RSPSS | Fire Extinguisher Location, RSPS | Fire Prevention,Extinguisher,CO2 | Fire Equipment | 42170 | FEQ | http://www.toronto.ca/TWONTO#00350
79219 | THR-SES-FEQ-0051S | Fire Extinguisher, New Maintenance Bldg. | THR-S-E | SUSPENDED ENTITY | Fire Prevention,Extinguisher,CO2 | Fire Equipment | 42171 | FEQ | http://www.toronto.ca/TWONTO#00350
79220 | THR-SES-FEQ-0051S | Fire Extinguisher, New Maintenance Bldg. | THR-SES-FEQ-RSPSS | Fire Extinguisher Location, RSPS | Fire Prevention,Extinguisher,CO2 | Fire Equipment | 42171 | FEQ | http://www.toronto.ca/TWONTO#00350
79221 | THR-SES-FEQ-0052S | Fire Extinguisher, New Maintenance Bldg. | THR-S-E | SUSPENDED ENTITY | Fire Prevention,Extinguisher,CO2 | Fire Equipment | 42172 | FEQ | http://www.toronto.ca/TWONTO#00350
79222 | THR-SES-FEQ-0052S | Fire Extinguisher, New Maintenance Bldg. | THR-SES-FEQ-RSPSS | Fire Extinguisher Location, RSPS | Fire Prevention,Extinguisher,CO2 | Fire Equipment | 42172 | FEQ | http://www.toronto.ca/TWONTO#00350
79223 | THR-SES-FEQ-0054S | Fire Extinguisher, New Maintenance Bldg. | THR-S-E | SUSPENDED ENTITY | Fire Prevention,Extinguisher,CO2 | Fire Equipment | 42174 | FEQ | http://www.toronto.ca/TWONTO#00350
79224 | THR-SES-FEQ-0054S | Fire Extinguisher, New Maintenance Bldg. | THR-SES-FEQ-RSPSS | Fire Extinguisher Location, RSPS | Fire Prevention,Extinguisher,CO2 | Fire Equipment | 42174 | FEQ | http://www.toronto.ca/TWONTO#00350
79225 | THR-SES-FEQ-0060S | Fire Extinguisher, STB Ground Floor | THR-S-E | SUSPENDED ENTITY | Fire Prevention,Extinguisher,CO2 | Fire Equipment | 42175 | FEQ | http://www.toronto.ca/TWONTO#00350
79226 | THR-SES-FEQ-0060S | Fire Extinguisher, STB Ground Floor | THR-SES-FEQ-STBS | Fire Extinguisher Location, STB | Fire Prevention,Extinguisher,CO2 | Fire Equipment | 42175 | FEQ | http://www.toronto.ca/TWONTO#00350
79227 | THR-SES-FEQ-0063S | Fire Extinguisher, STB Ground Floor, | THR-S-E | SUSPENDED ENTITY | Fire Prevention,Extinguisher,CO2 | Fire Equipment | 42177 | FEQ | http://www.toronto.ca/TWONTO#00350
79228 | THR-SES-FEQ-0069S | Fire Extinguisher, RSPS Control Room | THR-SES-FEQ-RSPSS | Fire Extinguisher Location, RSPS | Fire Prevention,Extinguisher,CO2 | Fire Equipment | 42180 | FEQ | http://www.toronto.ca/TWONTO#00350
79229 | THR-SES-FEQ-0072S | Fire Extinguisher, STB Basement | THR-S-E | SUSPENDED ENTITY | Fire Prevention,Extinguisher,CO2 | Fire Equipment | 42182 | FEQ | http://www.toronto.ca/TWONTO#00350
79230 | THR-SES-FEQ-0073S | Fire Extinguisher, Gallery T-18 | THR-SES-FEQ-T&GS | Fire Extinguisher Location, Tunnels & Galleries | Fire Prevention,Extinguisher,CO2 | Fire Equipment | 42183 | FEQ | http://www.toronto.ca/TWONTO#00350
79231 | THR-SES-FEQ-0074S | Fire Extinguisher, Gallery T-18 | THR-SES-FEQ-T&GS | Fire Extinguisher Location, Tunnels & Galleries | Fire Prevention,Extinguisher,CO2 | Fire Equipment | 42184 | FEQ | http://www.toronto.ca/TWONTO#00350
79232 | THR-SES-FEQ-0075S | Fire Extinguisher, Gallery T-15 | THR-SES-FEQ-T&GS | Fire Extinguisher Location, Tunnels & Galleries | Fire Prevention,Extinguisher,CO2 | Fire Equipment | 42185 | FEQ | http://www.toronto.ca/TWONTO#00350
79233 | THR-SES-FEQ-0076S | Fire Extinguisher Gallery T-23 | THR-SES-FEQ-T&GS | Fire Extinguisher Location, Tunnels & Galleries | Fire Prevention,Extinguisher,CO2 | Fire Equipment | 42291 | FEQ | http://www.toronto.ca/TWONTO#00350
79234 | THR-SES-FEQ-0077S | Fire Extinguisher, Gallery T-23 | THR-S-E | SUSPENDED ENTITY | Fire Prevention,Extinguisher,CO2 | Fire Equipment | 42292 | FEQ | http://www.toronto.ca/TWONTO#00350
79235 | THR-SES-FEQ-0078S | Fire Extinguisher, Gallery T-23 | THR-SES-FEQ-T&GS | Fire Extinguisher Location, Tunnels & Galleries | Fire Prevention,Extinguisher,CO2 | Fire Equipment | 42293 | FEQ | http://www.toronto.ca/TWONTO#00350
79236 | THR-SES-FEQ-0079S | Fire Extinguisher, Gallery T-21 | THR-SES-FEQ-T&GS | Fire Extinguisher Location, Tunnels & Galleries | Fire Prevention,Extinguisher,CO2 | Fire Equipment | 42294 | FEQ | http://www.toronto.ca/TWONTO#00350
79237 | THR-SES-FEQ-0080S | Fire Extinguisher, Gallery T-21 | THR-S-E | SUSPENDED ENTITY | Fire Prevention,Extinguisher,CO2 | Fire Equipment | 42295 | FEQ | http://www.toronto.ca/TWONTO#00350
79238 | THR-SES-FEQ-0081S | Fire Extinguisher, Gallery T-21 | THR-S-E | SUSPENDED ENTITY | Fire Prevention,Extinguisher,CO2 | Fire Equipment | 42296 | FEQ | http://www.toronto.ca/TWONTO#00350
79239 | THR-SES-FEQ-0082S | Fire Extinguisher, Gallery T-21 | THR-S-E | SUSPENDED ENTITY | Fire Prevention,Extinguisher,CO2 | Fire Equipment | 42297 | FEQ | http://www.toronto.ca/TWONTO#00350
79240 | THR-SES-FEQ-0083S | Fire Extinguisher, Gallery T-14 | THR-SES-FEQ-T&GS | Fire Extinguisher Location, Tunnels & Galleries | Fire Prevention,Extinguisher,CO2 | Fire Equipment | 42298 | FEQ | http://www.toronto.ca/TWONTO#00350
79241 | THR-SES-FEQ-0088S | Fire Extinguisher, Odour Control Building | THR-SES-FEQ-OCB | Fire Extinguisher Location, Ozone and Odour Control- Susp | Fire Prevention,Extinguisher,CO2 | Fire Equipment | 42302 | FEQ | http://www.toronto.ca/TWONTO#00350
79242 | THR-SES-FEQ-0089S | Fire Extinguisher, Odour Control Building | THR-SES-FEQ-OCB | Fire Extinguisher Location, Ozone and Odour Control- Susp | Fire Prevention,Extinguisher,CO2 | Fire Equipment | 42303 | FEQ | http://www.toronto.ca/TWONTO#00350
79243 | THR-SES-FEQ-0090S | Fire Extinguisher, Odour Control Building | THR-SES-FEQ-OCB | Fire Extinguisher Location, Ozone and Odour Control- Susp | Fire Prevention,Extinguisher,CO2 | Fire Equipment | 42304 | FEQ | http://www.toronto.ca/TWONTO#00350
79244 | THR-SES-FEQ-0091S | Fire Extinguisher, , Odour Control Bldg | THR-S-E | SUSPENDED ENTITY | Fire Prevention,Extinguisher,CO2 | Fire Equipment | 42305 | FEQ | http://www.toronto.ca/TWONTO#00350
79245 | THR-SES-FEQ-0093S | Fire Extinguisher, East SubStn | THR-SES-FEQ | Fire Equipment, Fire Extinguisher | Fire Prevention,Extinguisher,CO2 | Fire Equipment | 42307 | FEQ | http://www.toronto.ca/TWONTO#00350
79246 | THR-SES-FEQ-0093S | Fire Extinguisher, East SubStn | THR-SES-FEQ-EPSS | Fire Extinguisher Location, Effluent Pumping & Substations | Fire Prevention,Extinguisher,CO2 | Fire Equipment | 42307 | FEQ | http://www.toronto.ca/TWONTO#00350
79247 | THR-SES-FEQ-0094S | Fire Extinguisher, East Subststaion | THR-S-E | SUSPENDED ENTITY | Fire Prevention,Extinguisher,CO2 | Fire Equipment | 42308 | FEQ | http://www.toronto.ca/TWONTO#00350
79248 | THR-SES-FEQ-0094S | Fire Extinguisher, East Subststaion | THR-SES-FEQ-EPSS | Fire Extinguisher Location, Effluent Pumping & Substations | Fire Prevention,Extinguisher,CO2 | Fire Equipment | 42308 | FEQ | http://www.toronto.ca/TWONTO#00350
79249 | THR-SES-FEQ-0096S | Fire Extinguisher, Grit Building | THR-S-E | SUSPENDED ENTITY | Fire Prevention,Extinguisher,CO2 | Fire Equipment | 42309 | FEQ | http://www.toronto.ca/TWONTO#00350
79250 | THR-SES-FEQ-0098S | Fire Extinguisher, Gallery T-23 | THR-S-E | SUSPENDED ENTITY | Fire Prevention,Extinguisher,CO2 | Fire Equipment | 42310 | FEQ | http://www.toronto.ca/TWONTO#00350
79251 | THR-SES-FEQ-0099S | Fire Extinguisher, Gallery T-23 | THR-S-E | SUSPENDED ENTITY | Fire Prevention,Extinguisher,CO2 | Fire Equipment | 42311 | FEQ | http://www.toronto.ca/TWONTO#00350
79252 | THR-SES-FEQ-0100AS | Fire Extinguisher, East Maintenance Shop | THR-SES-FEQ-EMSS | Fire Extinguisher Location, East Maintenance Shop | Fire Prevention,Extinguisher,CO2 | Fire Equipment | 42313 | FEQ | http://www.toronto.ca/TWONTO#00350
79253 | THR-SES-FEQ-0100BS | Fire Extinguisher, East Maintenance Shop | THR-S-E | SUSPENDED ENTITY | Fire Prevention,Extinguisher,CO2 | Fire Equipment | 42314 | FEQ | http://www.toronto.ca/TWONTO#00350
79254 | THR-SES-FEQ-0100BS | Fire Extinguisher, East Maintenance Shop | THR-SES-FEQ-EMSS | Fire Extinguisher Location, East Maintenance Shop | Fire Prevention,Extinguisher,CO2 | Fire Equipment | 42314 | FEQ | http://www.toronto.ca/TWONTO#00350
79255 | THR-SES-FEQ-0100S | Fire Extinguisher, East Maintenance Shop | THR-S-E | SUSPENDED ENTITY | Fire Prevention,Extinguisher,CO2 | Fire Equipment | 42312 | FEQ | http://www.toronto.ca/TWONTO#00350
79256 | THR-SES-FEQ-0100S | Fire Extinguisher, East Maintenance Shop | THR-SES-FEQ-EMSS | Fire Extinguisher Location, East Maintenance Shop | Fire Prevention,Extinguisher,CO2 | Fire Equipment | 42312 | FEQ | http://www.toronto.ca/TWONTO#00350
79257 | THR-SES-FEQ-0104S | Fire Extinguisher, Engine Room Blowers Area | THR-S-E | SUSPENDED ENTITY | Fire Prevention,Extinguisher,CO2 | Fire Equipment | 42359 | FEQ | http://www.toronto.ca/TWONTO#00350
79258 | THR-SES-FEQ-0106S | Fire Extinguisher, Engine Room | THR-S-E | SUSPENDED ENTITY | Fire Prevention,Extinguisher,CO2 | Fire Equipment | 42317 | FEQ | http://www.toronto.ca/TWONTO#00350
79259 | THR-SES-FEQ-0107S | Fire Extinguisher, Engine Room | THR-SES-FEQ-ADMS | Fire Extinguisher Location, Administration Building | Fire Prevention,Extinguisher,CO2 | Fire Equipment | 42318 | FEQ | http://www.toronto.ca/TWONTO#00350
79260 | THR-SES-FEQ-0107S | Fire Extinguisher, Engine Room | THR-SES-FEQ-ERS | Fire Extinguisher Location, Engine Room | Fire Prevention,Extinguisher,CO2 | Fire Equipment | 42318 | FEQ | http://www.toronto.ca/TWONTO#00350
79261 | THR-SES-FEQ-0108S | Fire Extinguisher, Engine Room | THR-SES-FEQ-ADMS | Fire Extinguisher Location, Administration Building | Fire Prevention,Extinguisher,CO2 | Fire Equipment | 42319 | FEQ | http://www.toronto.ca/TWONTO#00350
79262 | THR-SES-FEQ-0108S | Fire Extinguisher, Engine Room | THR-SES-FEQ-ERS | Fire Extinguisher Location, Engine Room | Fire Prevention,Extinguisher,CO2 | Fire Equipment | 42319 | FEQ | http://www.toronto.ca/TWONTO#00350
79263 | THR-SES-FEQ-0109S | Fire Extinguisher, Engine Room | THR-SES-FEQ-ADMS | Fire Extinguisher Location, Administration Building | Fire Prevention,Extinguisher,CO2 | Fire Equipment | 42320 | FEQ | http://www.toronto.ca/TWONTO#00350
79264 | THR-SES-FEQ-0109S | Fire Extinguisher, Engine Room | THR-SES-FEQ-ERS | Fire Extinguisher Location, Engine Room | Fire Prevention,Extinguisher,CO2 | Fire Equipment | 42320 | FEQ | http://www.toronto.ca/TWONTO#00350
79265 | THR-SES-FEQ-0110S | Fire Extinguisher, East Maintemnance Shop | THR-SES-FEQ-EMSS | Fire Extinguisher Location, East Maintenance Shop | Fire Prevention,Extinguisher,CO2 | Fire Equipment | 42321 | FEQ | http://www.toronto.ca/TWONTO#00350
79266 | THR-SES-FEQ-0111S | Fire Extinguisher, North Grit MCC | THR-S-E | SUSPENDED ENTITY | Fire Prevention,Extinguisher,CO2 | Fire Equipment | 42322 | FEQ | http://www.toronto.ca/TWONTO#00350
79267 | THR-SES-FEQ-0111S | Fire Extinguisher, North Grit MCC | THR-SES-FEQ-GRITS | Fire Extinguisher Location, Grit Building. | Fire Prevention,Extinguisher,CO2 | Fire Equipment | 42322 | FEQ | http://www.toronto.ca/TWONTO#00350
79268 | THR-SES-FEQ-0113S | Fire Extinguisher, Digester 7 & 8 | THR-S-E | SUSPENDED ENTITY | Fire Prevention,Extinguisher,CO2 | Fire Equipment | 42324 | FEQ | http://www.toronto.ca/TWONTO#00350
79269 | THR-SES-FEQ-0113S | Fire Extinguisher, Digester 7 & 8 | THR-SES-FEQ-DIGS | Fire Extinguisher Location, Digesters | Fire Prevention,Extinguisher,CO2 | Fire Equipment | 42324 | FEQ | http://www.toronto.ca/TWONTO#00350
79270 | THR-SES-FEQ-0115S | Fire Extinguisher, Digester 7 & 8 | THR-S-E | SUSPENDED ENTITY | Fire Prevention,Extinguisher,CO2 | Fire Equipment | 42326 | FEQ | http://www.toronto.ca/TWONTO#00350
79271 | THR-SES-FEQ-0115S | Fire Extinguisher, Digester 7 & 8 | THR-SES-FEQ-DIGS | Fire Extinguisher Location, Digesters | Fire Prevention,Extinguisher,CO2 | Fire Equipment | 42326 | FEQ | http://www.toronto.ca/TWONTO#00350
79272 | THR-SES-FEQ-0116S | Fire Extinguisher, Digester 7 & 8 | THR-S-E | SUSPENDED ENTITY | Fire Prevention,Extinguisher,CO2 | Fire Equipment | 42327 | FEQ | http://www.toronto.ca/TWONTO#00350
79273 | THR-SES-FEQ-0116S | Fire Extinguisher, Digester 7 & 8 | THR-SES-FEQ-DIGS | Fire Extinguisher Location, Digesters | Fire Prevention,Extinguisher,CO2 | Fire Equipment | 42327 | FEQ | http://www.toronto.ca/TWONTO#00350
79274 | THR-SES-FEQ-0117S | Fire Extinguisher, Digester 7 & 8 | THR-S-E | SUSPENDED ENTITY | Fire Prevention,Extinguisher,CO2 | Fire Equipment | 42328 | FEQ | http://www.toronto.ca/TWONTO#00350
79275 | THR-SES-FEQ-0117S | Fire Extinguisher, Digester 7 & 8 | THR-SES-FEQ-DIGS | Fire Extinguisher Location, Digesters | Fire Prevention,Extinguisher,CO2 | Fire Equipment | 42328 | FEQ | http://www.toronto.ca/TWONTO#00350
79276 | THR-SES-FEQ-0118S | Fire Extinguisher, Digester Gas Compressor Bldg | THR-S-E | SUSPENDED ENTITY | Fire Prevention,Extinguisher,CO2 | Fire Equipment | 42329 | FEQ | http://www.toronto.ca/TWONTO#00350
79277 | THR-SES-FEQ-0119S | Fire Extinguisher, Digester Gas Compressor Bldg. | THR-S-E | SUSPENDED ENTITY | Fire Prevention,Extinguisher,CO2 | Fire Equipment | 42330 | FEQ | http://www.toronto.ca/TWONTO#00350
79278 | THR-SES-FEQ-0120S | Fire Extinguisher, Digester Gas Compressor Bldg | THR-SES-FEQ-DIGS | Fire Extinguisher Location, Digesters | Fire Prevention,Extinguisher,CO2 | Fire Equipment | 42331 | FEQ | http://www.toronto.ca/TWONTO#00350
79279 | THR-SES-FEQ-0141S | Fire Extinguisher, Digester Gas Compressor Bldg | THR-SES-FEQ-DIGS | Fire Extinguisher Location, Digesters | Fire Prevention,Extinguisher,CO2 | Fire Equipment | 42332 | FEQ | http://www.toronto.ca/TWONTO#00350
79280 | THR-SES-FEQ-0142S | Fire Extinguisher, Digester Gas Compressor Bldg | THR-SES-FEQ-DIGS | Fire Extinguisher Location, Digesters | Fire Prevention,Extinguisher,CO2 | Fire Equipment | 42333 | FEQ | http://www.toronto.ca/TWONTO#00350
79281 | THR-SES-FEQ-0143S | Fire Extinguisher, Digester Gas Compressor Bldg | THR-S-E | SUSPENDED ENTITY | Fire Prevention,Extinguisher,CO2 | Fire Equipment | 42334 | FEQ | http://www.toronto.ca/TWONTO#00350
79282 | THR-SES-FEQ-0144S | Fire Extinguisher, Digester Gas Compressor Bldg | THR-S-E | SUSPENDED ENTITY | Fire Prevention,Extinguisher,CO2 | Fire Equipment | 42335 | FEQ | http://www.toronto.ca/TWONTO#00350
79283 | THR-SES-FEQ-0145S | Fire Extinguisher, North Grit MCC | THR-S-E | SUSPENDED ENTITY | Fire Prevention,Extinguisher,CO2 | Fire Equipment | 42360 | FEQ | http://www.toronto.ca/TWONTO#00350
79284 | THR-SES-FEQ-0145S | Fire Extinguisher, North Grit MCC | THR-SES-FEQ-GRITS | Fire Extinguisher Location, Grit Building. | Fire Prevention,Extinguisher,CO2 | Fire Equipment | 42360 | FEQ | http://www.toronto.ca/TWONTO#00350
79285 | THR-SES-FEQ-0147S | Fire Extinguisher,Digester Gas Compressor Bldg | THR-S-E | SUSPENDED ENTITY | Fire Prevention,Extinguisher,CO2 | Fire Equipment | 42361 | FEQ | http://www.toronto.ca/TWONTO#00350
79286 | THR-SES-FEQ-0154S | Fire Extinguisher, West Maint. Shop | THR-S-E | SUSPENDED ENTITY | Fire Prevention,Extinguisher,CO2 | Fire Equipment | 42336 | FEQ | http://www.toronto.ca/TWONTO#00350
79287 | THR-SES-FEQ-0156S | Fire Extinguisher, Admin. Bldg. | THR-S-E | SUSPENDED ENTITY | Fire Prevention,Extinguisher,CO2 | Fire Equipment | 42337 | FEQ | http://www.toronto.ca/TWONTO#00350
79288 | THR-SES-FEQ-0157S | Fire Extinguisher, Admin. Bldg. | THR-SES-FEQ-ADMS | Fire Extinguisher Location, Administration Building | Fire Prevention,Extinguisher,CO2 | Fire Equipment | 42362 | FEQ | http://www.toronto.ca/TWONTO#00350
79289 | THR-SES-FEQ-0158S | Fire Extinguisher, Machine Shop | THR-S-E | SUSPENDED ENTITY | Fire Prevention,Extinguisher,CO2 | Fire Equipment | 42363 | FEQ | http://www.toronto.ca/TWONTO#00350
79290 | THR-SES-FEQ-0158S | Fire Extinguisher, Machine Shop | THR-SES-FEQ | Fire Equipment, Fire Extinguisher | Fire Prevention,Extinguisher,CO2 | Fire Equipment | 42363 | FEQ | http://www.toronto.ca/TWONTO#00350
79291 | THR-SES-FEQ-0159S | Fire Extinguisher, Admin Bldg. | THR-SES-FEQ | Fire Equipment, Fire Extinguisher | Fire Prevention,Extinguisher,CO2 | Fire Equipment | 42364 | FEQ | http://www.toronto.ca/TWONTO#00350
79292 | THR-SES-FEQ-0160S | Fire Extinguisher, Admin. Bldg,(Temp. suspended due Construction) | THR-S-E | SUSPENDED ENTITY | Fire Prevention,Extinguisher,CO2 | Fire Equipment | 42338 | FEQ | http://www.toronto.ca/TWONTO#00350
79293 | THR-SES-FEQ-0160S | Fire Extinguisher, Admin. Bldg,(Temp. suspended due Construction) | THR-SES-FEQ | Fire Equipment, Fire Extinguisher | Fire Prevention,Extinguisher,CO2 | Fire Equipment | 42338 | FEQ | http://www.toronto.ca/TWONTO#00350
79294 | THR-SES-FEQ-0160S | Fire Extinguisher, Admin. Bldg,(Temp. suspended due Construction) | THR-SES-FEQ-ADMS | Fire Extinguisher Location, Administration Building | Fire Prevention,Extinguisher,CO2 | Fire Equipment | 42338 | FEQ | http://www.toronto.ca/TWONTO#00350
79295 | THR-SES-FEQ-0161S | Fire Extinguisher, Machine Shop | THR-SES-FEQ | Fire Equipment, Fire Extinguisher | Fire Prevention,Extinguisher,CO2 | Fire Equipment | 42339 | FEQ | http://www.toronto.ca/TWONTO#00350
79296 | THR-SES-FEQ-0162S | Fire Extinguisher, Machine Shop | THR-SES-FEQ | Fire Equipment, Fire Extinguisher | Fire Prevention,Extinguisher,CO2 | Fire Equipment | 42340 | FEQ | http://www.toronto.ca/TWONTO#00350
79297 | THR-SES-FEQ-0163S | Fire Extinguisher, Machine Shop | THR-S-E | SUSPENDED ENTITY | Fire Prevention,Extinguisher,CO2 | Fire Equipment | 42341 | FEQ | http://www.toronto.ca/TWONTO#00350
79298 | THR-SES-FEQ-0163S | Fire Extinguisher, Machine Shop | THR-SES-FEQ | Fire Equipment, Fire Extinguisher | Fire Prevention,Extinguisher,CO2 | Fire Equipment | 42341 | FEQ | http://www.toronto.ca/TWONTO#00350
79299 | THR-SES-FEQ-0164S | Fire Extinguisher, Admin Bldg (Temp. suspended due Construction) | THR-S-E | SUSPENDED ENTITY | Fire Prevention,Extinguisher,CO2 | Fire Equipment | 42342 | FEQ | http://www.toronto.ca/TWONTO#00350
79300 | THR-SES-FEQ-0164S | Fire Extinguisher, Admin Bldg (Temp. suspended due Construction) | THR-SES-FEQ | Fire Equipment, Fire Extinguisher | Fire Prevention,Extinguisher,CO2 | Fire Equipment | 42342 | FEQ | http://www.toronto.ca/TWONTO#00350
79301 | THR-SES-FEQ-0165S | Fire Extinguisher, Admin Bldg (Temp. suspended due Construction) | THR-S-E | SUSPENDED ENTITY | Fire Prevention,Extinguisher,CO2 | Fire Equipment | 42343 | FEQ | http://www.toronto.ca/TWONTO#00350
79302 | THR-SES-FEQ-0166S | Fire Extinguisher, Admin Bldg,(Temp. suspended due Construction) | THR-SES-FEQ-ADMS | Fire Extinguisher Location, Administration Building | Fire Prevention,Extinguisher,CO2 | Fire Equipment | 42344 | FEQ | http://www.toronto.ca/TWONTO#00350
79303 | THR-SES-FEQ-0167S | Fire Extinguisher, Admin Bldg. | THR-SES-FEQ | Fire Equipment, Fire Extinguisher | Fire Prevention,Extinguisher,CO2 | Fire Equipment | 42345 | FEQ | http://www.toronto.ca/TWONTO#00350
79304 | THR-SES-FEQ-0168S | Fire Extinguisher, Admin. Bildg. | THR-SES-FEQ-ADMS | Fire Extinguisher Location, Administration Building | Fire Prevention,Extinguisher,CO2 | Fire Equipment | 42347 | FEQ | http://www.toronto.ca/TWONTO#00350
79305 | THR-SES-FEQ-0169S | Fire Extinguisher, Admin. Bldg. | THR-SES-FEQ | Fire Equipment, Fire Extinguisher | Fire Prevention,Extinguisher,CO2 | Fire Equipment | 42348 | FEQ | http://www.toronto.ca/TWONTO#00350
79306 | THR-SES-FEQ-0169S | Fire Extinguisher, Admin. Bldg. | THR-SES-FEQ-ADMS | Fire Extinguisher Location, Administration Building | Fire Prevention,Extinguisher,CO2 | Fire Equipment | 42348 | FEQ | http://www.toronto.ca/TWONTO#00350
79307 | THR-SES-FEQ-0170S | Fire Extinguisher, Admin. Bldg. | THR-S-E | SUSPENDED ENTITY | Fire Prevention,Extinguisher,CO2 | Fire Equipment | 42349 | FEQ | http://www.toronto.ca/TWONTO#00350
79308 | THR-SES-FEQ-0171S | Fire Extinguisher, Admin. Bldg. | THR-S-E | SUSPENDED ENTITY | Fire Prevention,Extinguisher,CO2 | Fire Equipment | 42350 | FEQ | http://www.toronto.ca/TWONTO#00350
79309 | THR-SES-FEQ-0172S | Fire Extinguisher, Admin. Bldg. | THR-S-E | SUSPENDED ENTITY | Fire Prevention,Extinguisher,CO2 | Fire Equipment | 42351 | FEQ | http://www.toronto.ca/TWONTO#00350
79310 | THR-SES-FEQ-0173S | Fire Extinguisher, Admin. Bldg. | THR-SES-FEQ | Fire Equipment, Fire Extinguisher | Fire Prevention,Extinguisher,CO2 | Fire Equipment | 42352 | FEQ | http://www.toronto.ca/TWONTO#00350
79311 | THR-SES-FEQ-0173S | Fire Extinguisher, Admin. Bldg. | THR-SES-FEQ-ADMS | Fire Extinguisher Location, Administration Building | Fire Prevention,Extinguisher,CO2 | Fire Equipment | 42352 | FEQ | http://www.toronto.ca/TWONTO#00350
79312 | THR-SES-FEQ-0173S | Fire Extinguisher, Admin. Bldg. | THR-SES-FEQ-HPBBS | Fire Extinguisher Location, Blower Buliding | Fire Prevention,Extinguisher,CO2 | Fire Equipment | 42352 | FEQ | http://www.toronto.ca/TWONTO#00350
79313 | THR-SES-FEQ-0175S | Fire Extinguisher, West Substation | THR-SES-FEQ-EPSS | Fire Extinguisher Location, Effluent Pumping & Substations | Fire Prevention,Extinguisher,CO2 | Fire Equipment | 42354 | FEQ | http://www.toronto.ca/TWONTO#00350
79314 | THR-SES-FEQ-0176S | Fire Extinguisher, Engine Room | THR-S-E | SUSPENDED ENTITY | Fire Prevention,Extinguisher,CO2 | Fire Equipment | 42355 | FEQ | http://www.toronto.ca/TWONTO#00350
79315 | THR-SES-FEQ-0176S | Fire Extinguisher, Engine Room | THR-SES-FEQ | Fire Equipment, Fire Extinguisher | Fire Prevention,Extinguisher,CO2 | Fire Equipment | 42355 | FEQ | http://www.toronto.ca/TWONTO#00350
79361 | THR-SES-FEQ-0177S | Fire Extinguisher, Digester Gas Compressor Bldg. | THR-S-E | SUSPENDED ENTITY | Fire Prevention,Extinguisher,CO2 | Fire Equipment | 42357 | FEQ | http://www.toronto.ca/TWONTO#00350
79362 | THR-SES-FEQ-0178S | Fire Extinguisher, Digester Gas Compressor Bldg | THR-S-E | SUSPENDED ENTITY | Fire Prevention,Extinguisher,CO2 | Fire Equipment | 42365 | FEQ | http://www.toronto.ca/TWONTO#00350
79363 | THR-SES-FEQ-0179S | Fire Extinguisher, Digester Gas Compressor Bldg | THR-S-E | SUSPENDED ENTITY | Fire Prevention,Extinguisher,CO2 | Fire Equipment | 42366 | FEQ | http://www.toronto.ca/TWONTO#00350
79364 | THR-SES-FEQ-0180S | Fire Extinguisher, Ferrous Chloride Bldg. | THR-S-E | SUSPENDED ENTITY | Fire Prevention,Extinguisher,CO2 | Fire Equipment | 42367 | FEQ | http://www.toronto.ca/TWONTO#00350
79365 | THR-SES-FEQ-0181S | Fire Extinguisher, Ferrous Chloride Bldg. | THR-S-E | SUSPENDED ENTITY | Fire Prevention,Extinguisher,CO2 | Fire Equipment | 42368 | FEQ | http://www.toronto.ca/TWONTO#00350
79366 | THR-SES-FEQ-0182S | Fire Extinguisher, Ferrous Chloride Bldg. | THR-SES-FEQ-FCBS | Fire Extinguisher Location, Ferrous Chloride Bldg. | Fire Prevention,Extinguisher,CO2 | Fire Equipment | 42369 | FEQ | http://www.toronto.ca/TWONTO#00350
79367 | THR-SES-FEQ-0183S | Fire Extinguisher, Ferrous Chloride Bldg. | THR-SES-FEQ-FCBS | Fire Extinguisher Location, Ferrous Chloride Bldg. | Fire Prevention,Extinguisher,CO2 | Fire Equipment | 42370 | FEQ | http://www.toronto.ca/TWONTO#00350
79368 | THR-SES-FEQ-0184S | Fire Extinguisher, Admin. Bldg.(Temp. suspended due Construction) | THR-SES-FEQ | Fire Equipment, Fire Extinguisher | Fire Prevention,Extinguisher,CO2 | Fire Equipment | 42371 | FEQ | http://www.toronto.ca/TWONTO#00350
79369 | THR-SES-FEQ-0185S | Fire Extinguisher, Admin. Bldg. | THR-SES-FEQ | Fire Equipment, Fire Extinguisher | Fire Prevention,Extinguisher,CO2 | Fire Equipment | 42372 | FEQ | http://www.toronto.ca/TWONTO#00350
79370 | THR-SES-FEQ-0185S | Fire Extinguisher, Admin. Bldg. | THR-SES-FEQ-ADMS | Fire Extinguisher Location, Administration Building | Fire Prevention,Extinguisher,CO2 | Fire Equipment | 42372 | FEQ | http://www.toronto.ca/TWONTO#00350
79371 | THR-SES-FEQ-0186S | Fire Extinguisher, Admin. Bldg.(Temp. suspended due Construction) | THR-S-E | SUSPENDED ENTITY | Fire Prevention,Extinguisher,CO2 | Fire Equipment | 42373 | FEQ | http://www.toronto.ca/TWONTO#00350
79372 | THR-SES-FEQ-0189S | Fire Extinguisher, East Maintenance, | THR-SES-FEQ-VEH | Fire Extinguisher Location, In Vehicles | Fire Prevention,Extinguisher,CO2 | Fire Equipment | 42374 | FEQ | http://www.toronto.ca/TWONTO#00350
79373 | THR-SES-FEQ-0190S | Fire Extinguisher, Admin Bldg. | THR-S-E | SUSPENDED ENTITY | Fire Prevention,Extinguisher,CO2 | Fire Equipment | 42375 | FEQ | http://www.toronto.ca/TWONTO#00350
79374 | THR-SES-FEQ-0190S | Fire Extinguisher, Admin Bldg. | THR-SES-FEQ | Fire Equipment, Fire Extinguisher | Fire Prevention,Extinguisher,CO2 | Fire Equipment | 42375 | FEQ | http://www.toronto.ca/TWONTO#00350
79375 | THR-SES-FEQ-0190S | Fire Extinguisher, Admin Bldg. | THR-SES-FEQ-ADMS | Fire Extinguisher Location, Administration Building | Fire Prevention,Extinguisher,CO2 | Fire Equipment | 42375 | FEQ | http://www.toronto.ca/TWONTO#00350
79376 | THR-SES-FEQ-0192S | Fire Extinguisher, Engine Room | THR-S-E | SUSPENDED ENTITY | Fire Prevention,Extinguisher,CO2 | Fire Equipment | 42376 | FEQ | http://www.toronto.ca/TWONTO#00350
79377 | THR-SES-FEQ-0192S | Fire Extinguisher, Engine Room | THR-SES-FEQ | Fire Equipment, Fire Extinguisher | Fire Prevention,Extinguisher,CO2 | Fire Equipment | 42376 | FEQ | http://www.toronto.ca/TWONTO#00350
79378 | THR-SES-FEQ-0194S | Fire Extinguisher, East Maintenance Shop | THR-S-E | SUSPENDED ENTITY | Fire Prevention,Extinguisher,CO2 | Fire Equipment | 42377 | FEQ | http://www.toronto.ca/TWONTO#00350
79379 | THR-SES-FEQ-0194S | Fire Extinguisher, East Maintenance Shop | THR-SES-FEQ-EMSS | Fire Extinguisher Location, East Maintenance Shop | Fire Prevention,Extinguisher,CO2 | Fire Equipment | 42377 | FEQ | http://www.toronto.ca/TWONTO#00350
79380 | THR-SES-FEQ-0197S | Fire Extinguisher,North Grit, MCC | THR-S-E | SUSPENDED ENTITY | Fire Prevention,Extinguisher,CO2 | Fire Equipment | 42378 | FEQ | http://www.toronto.ca/TWONTO#00350
79381 | THR-SES-FEQ-0197S | Fire Extinguisher,North Grit, MCC | THR-SES-FEQ-GRITS | Fire Extinguisher Location, Grit Building. | Fire Prevention,Extinguisher,CO2 | Fire Equipment | 42378 | FEQ | http://www.toronto.ca/TWONTO#00350
79382 | THR-SES-FEQ-0198 | Fire Extinguisher, Consultant Trailer- SUSPENDED | THR-S-E | SUSPENDED ENTITY | Fire Prevention,Extinguisher,CO2 | Fire Equipment | 35641 | FEQ | http://www.toronto.ca/TWONTO#00350
79383 | THR-SES-FEQ-0199S | Fire Extinguisher, Effluent Pumping Station | THR-S-E | SUSPENDED ENTITY | Fire Prevention,Extinguisher,CO2 | Fire Equipment | 42379 | FEQ | http://www.toronto.ca/TWONTO#00350
79384 | THR-SES-FEQ-0200S | Fire Extinguisher, Effluent Pumping Station | THR-SES-FEQ-EPSS | Fire Extinguisher Location, Effluent Pumping & Substations | Fire Prevention,Extinguisher,CO2 | Fire Equipment | 42380 | FEQ | http://www.toronto.ca/TWONTO#00350
79385 | THR-SES-FEQ-0201S | Fire Extinguisher, Burner House | THR-SES-FEQ-DIGS | Fire Extinguisher Location, Digesters | Fire Prevention,Extinguisher,CO2 | Fire Equipment | 42381 | FEQ | http://www.toronto.ca/TWONTO#00350
79386 | THR-SES-FEQ-0202 | Fire Extinguisher, Consultant Trailer- SUSPENDED | THR-S-E | SUSPENDED ENTITY | Fire Prevention,Extinguisher,CO2 | Fire Equipment | 35642 | FEQ | http://www.toronto.ca/TWONTO#00350
79387 | THR-SES-FEQ-0203 | Fire Extinguisher, Consultant Trailer-SUSPENDED | THR-S-E | SUSPENDED ENTITY | Fire Prevention,Extinguisher,CO2 | Fire Equipment | 35643 | FEQ | http://www.toronto.ca/TWONTO#00350
79388 | THR-SES-FEQ-0203 | Fire Extinguisher, Consultant Trailer-SUSPENDED | THR-SES-FEQ-VEH | Fire Extinguisher Location, In Vehicles | Fire Prevention,Extinguisher,CO2 | Fire Equipment | 35643 | FEQ | http://www.toronto.ca/TWONTO#00350
79389 | THR-SES-FEQ-0205S | Fire Extinguisher,Chlorine Bldg | THR-SES-FEQ-DISS | Fire Extinguisher Location, Chlorine Buliding | Fire Prevention,Extinguisher,CO2 | Fire Equipment | 42383 | FEQ | http://www.toronto.ca/TWONTO#00350
79390 | THR-SES-FEQ-0206S | Fire Extinguisher,Chlorine Bldg | THR-SES-FEQ-DISS | Fire Extinguisher Location, Chlorine Buliding | Fire Prevention,Extinguisher,CO2 | Fire Equipment | 42384 | FEQ | http://www.toronto.ca/TWONTO#00350
79391 | THR-SES-FEQ-0207S | Fire Extinguisher, Chlorine Bldg | THR-S-E | SUSPENDED ENTITY | Fire Prevention,Extinguisher,CO2 | Fire Equipment | 42385 | FEQ | http://www.toronto.ca/TWONTO#00350
79392 | THR-SES-FEQ-0207S | Fire Extinguisher, Chlorine Bldg | THR-SES-FEQ-DISS | Fire Extinguisher Location, Chlorine Buliding | Fire Prevention,Extinguisher,CO2 | Fire Equipment | 42385 | FEQ | http://www.toronto.ca/TWONTO#00350
79393 | THR-SES-FEQ-0208S | Fire Extinguisher,Chlorine Bldg | THR-SES-FEQ-DISS | Fire Extinguisher Location, Chlorine Buliding | Fire Prevention,Extinguisher,CO2 | Fire Equipment | 42386 | FEQ | http://www.toronto.ca/TWONTO#00350
79394 | THR-SES-FEQ-0209S | Fire Extinguisher,Chlorine Bldg | THR-S-E | SUSPENDED ENTITY | Fire Prevention,Extinguisher,CO2 | Fire Equipment | 42387 | FEQ | http://www.toronto.ca/TWONTO#00350
79395 | THR-SES-FEQ-0210S | Fire Extinguisher,Chlorine Bldg | THR-S-E | SUSPENDED ENTITY | Fire Prevention,Extinguisher,CO2 | Fire Equipment | 42388 | FEQ | http://www.toronto.ca/TWONTO#00350
79396 | THR-SES-FEQ-0210S | Fire Extinguisher,Chlorine Bldg | THR-SES-FEQ-DISS | Fire Extinguisher Location, Chlorine Buliding | Fire Prevention,Extinguisher,CO2 | Fire Equipment | 42388 | FEQ | http://www.toronto.ca/TWONTO#00350
79397 | THR-SES-FEQ-0212S | Fire Extinguisher,Chlorine Bldg | THR-S-E | SUSPENDED ENTITY | Fire Prevention,Extinguisher,CO2 | Fire Equipment | 42390 | FEQ | http://www.toronto.ca/TWONTO#00350
79398 | THR-SES-FEQ-0212S | Fire Extinguisher,Chlorine Bldg | THR-SES-FEQ-DISS | Fire Extinguisher Location, Chlorine Buliding | Fire Prevention,Extinguisher,CO2 | Fire Equipment | 42390 | FEQ | http://www.toronto.ca/TWONTO#00350
79399 | THR-SES-FEQ-0213S | Fire Extinguisher,Chlorine Bldg | THR-S-E | SUSPENDED ENTITY | Fire Prevention,Extinguisher,CO2 | Fire Equipment | 42391 | FEQ | http://www.toronto.ca/TWONTO#00350
79400 | THR-SES-FEQ-0213S | Fire Extinguisher,Chlorine Bldg | THR-SES-FEQ-DISS | Fire Extinguisher Location, Chlorine Buliding | Fire Prevention,Extinguisher,CO2 | Fire Equipment | 42391 | FEQ | http://www.toronto.ca/TWONTO#00350
79401 | THR-SES-FEQ-0214S | Fire Extinguisher,Chlorine Bldg | THR-S-E | SUSPENDED ENTITY | Fire Prevention,Extinguisher,CO2 | Fire Equipment | 42392 | FEQ | http://www.toronto.ca/TWONTO#00350
79442 | FHA-SES-FE-0001 | Fire Hydrant - Red - 2 2-1/2" Hose Nozzle | FHA-SES-FE | Fire Hydrants | Fire Prevention,Hydrant | Fire Equipment | 33754 | FE | http://www.toronto.ca/TWONTO#00432
79443 | FHA-SES-FE-0002 | Fire Hydrant - Red - 2 2-1/2" Hose Nozzle | FHA-SES-FE | Fire Hydrants | Fire Prevention,Hydrant | Fire Equipment | 33755 | FE | http://www.toronto.ca/TWONTO#00432
79444 | FHA-SES-FE-0003 | Fire Hydrant - Red - 2 2-1/2" Hose Nozzle | FHA-SUSPENDED | Suspended Obsolete entity for storage purpose | Fire Prevention,Hydrant | Fire Equipment | 33756 | FE | http://www.toronto.ca/TWONTO#00432
79445 | FHA-SES-FE-0004 | Fire Hydrant - Red - 2 2-1/2" Hose Nozzle | FHA-SES-FE | Fire Hydrants | Fire Prevention,Hydrant | Fire Equipment | 33757 | FE | http://www.toronto.ca/TWONTO#00432
79446 | FHA-SES-FE-0005 | Fire Hydrant - Red - 2 2-1/2" Hose Nozzle | FHA-SES-FE | Fire Hydrants | Fire Prevention,Hydrant | Fire Equipment | 33758 | FE | http://www.toronto.ca/TWONTO#00432
79447 | FHA-SES-FE-0006 | Fire Hydrant - Red - 2 2-1/2" Hose Nozzle | FHA-SUSPENDED | Suspended Obsolete entity for storage purpose | Fire Prevention,Hydrant | Fire Equipment | 33759 | FE | http://www.toronto.ca/TWONTO#00432
79448 | FHA-SES-FEQ | Portable Fire Extinguishers | FHA-SES | Safety & Environmental Services |  | Fire Equipment |  |  | http://www.toronto.ca/TWONTO#00350
79449 | FHA-SES-FEQ-0002 | Fire Extinguisher #2 AT-389719 | FHA-SUSPENDED | Suspended Obsolete entity for storage purpose | Fire Prevention,Extinguisher | Fire Equipment | 43875 | FEQ | http://www.toronto.ca/TWONTO#00350
79450 | THR-SES-FEQ-0214S | Fire Extinguisher,Chlorine Bldg | THR-SES-FEQ-DISS | Fire Extinguisher Location, Chlorine Buliding | Fire Prevention,Extinguisher,CO2 | Fire Equipment | 42392 | FEQ | http://www.toronto.ca/TWONTO#00350
79451 | THR-SES-FEQ-0216S | Fire Extinguisher, Engine Room | THR-S-E | SUSPENDED ENTITY | Fire Prevention,Extinguisher,CO2 | Fire Equipment | 42394 | FEQ | http://www.toronto.ca/TWONTO#00350
79452 | THR-SES-FEQ-0216S | Fire Extinguisher, Engine Room | THR-SES-FEQ-ADMS | Fire Extinguisher Location, Administration Building | Fire Prevention,Extinguisher,CO2 | Fire Equipment | 42394 | FEQ | http://www.toronto.ca/TWONTO#00350
79453 | THR-SES-FEQ-0216S | Fire Extinguisher, Engine Room | THR-SES-FEQ-ERS | Fire Extinguisher Location, Engine Room | Fire Prevention,Extinguisher,CO2 | Fire Equipment | 42394 | FEQ | http://www.toronto.ca/TWONTO#00350
79454 | THR-SES-FEQ-0217S | Fire Extinguisher, Headhouse MCC Room | THR-S-E | SUSPENDED ENTITY | Fire Prevention,Extinguisher,CO2 | Fire Equipment | 42395 | FEQ | http://www.toronto.ca/TWONTO#00350
79455 | THR-SES-FEQ-0217S | Fire Extinguisher, Headhouse MCC Room | THR-SES-FEQ-HHS | Fire Extinguisher Location, Head House | Fire Prevention,Extinguisher,CO2 | Fire Equipment | 42395 | FEQ | http://www.toronto.ca/TWONTO#00350
79456 | THR-SES-FEQ-0218S | Fire Extinguisher,Bar Screen Area | THR-S-E | SUSPENDED ENTITY | Fire Prevention,Extinguisher,CO2 | Fire Equipment | 42396 | FEQ | http://www.toronto.ca/TWONTO#00350
79457 | THR-SES-FEQ-0220S | Fire Extinguisher, Headhouse | THR-S-E | SUSPENDED ENTITY | Fire Prevention,Extinguisher,CO2 | Fire Equipment | 42398 | FEQ | http://www.toronto.ca/TWONTO#00350
79458 | THR-SES-FEQ-0221S | Fire Extinguisher, Headhouse | THR-SES-FEQ-HHS | Fire Extinguisher Location, Head House | Fire Prevention,Extinguisher,CO2 | Fire Equipment | 42399 | FEQ | http://www.toronto.ca/TWONTO#00350
79459 | THR-SES-FEQ-0222S | Fire Extinguisher, Headhouse | THR-S-E | SUSPENDED ENTITY | Fire Prevention,Extinguisher,CO2 | Fire Equipment | 42400 | FEQ | http://www.toronto.ca/TWONTO#00350
79460 | THR-SES-FEQ-0223S | Fire Extinguisher, Headhouse | THR-S-E | SUSPENDED ENTITY | Fire Prevention,Extinguisher,CO2 | Fire Equipment | 42401 | FEQ | http://www.toronto.ca/TWONTO#00350
79461 | THR-SES-FEQ-0224S | Fire Extinguisher, Headhouse | THR-SES-FEQ-HHS | Fire Extinguisher Location, Head House | Fire Prevention,Extinguisher,CO2 | Fire Equipment | 42420 | FEQ | http://www.toronto.ca/TWONTO#00350
79462 | THR-SES-FEQ-0225S | Fire Extinguisher, Headhouse | THR-SES-FEQ-HHS | Fire Extinguisher Location, Head House | Fire Prevention,Extinguisher,CO2 | Fire Equipment | 42402 | FEQ | http://www.toronto.ca/TWONTO#00350
79463 | THR-SES-FEQ-0226S | Fire Extinguisher, Headhouse | THR-SES-FEQ-HHS | Fire Extinguisher Location, Head House | Fire Prevention,Extinguisher,CO2 | Fire Equipment | 42403 | FEQ | http://www.toronto.ca/TWONTO#00350
79464 | THR-SES-FEQ-0227S | Fire Extinguisher, Return Sludge Pumping Station | THR-S-E | SUSPENDED ENTITY | Fire Prevention,Extinguisher,CO2 | Fire Equipment | 42404 | FEQ | http://www.toronto.ca/TWONTO#00350
79465 | THR-SES-FEQ-0227S | Fire Extinguisher, Return Sludge Pumping Station | THR-SES-FEQ-RSPSS | Fire Extinguisher Location, RSPS | Fire Prevention,Extinguisher,CO2 | Fire Equipment | 42404 | FEQ | http://www.toronto.ca/TWONTO#00350
79466 | THR-SES-FEQ-0228S | Fire Extinguisher, Ozone Building | THR-SES-FEQ-OCB | Fire Extinguisher Location, Ozone and Odour Control- Susp | Fire Prevention,Extinguisher,CO2 | Fire Equipment | 42405 | FEQ | http://www.toronto.ca/TWONTO#00350
79467 | THR-SES-FEQ-0230S | Fire Extinguisher, Odour Control Building | THR-S-E | SUSPENDED ENTITY | Fire Prevention,Extinguisher,CO2 | Fire Equipment | 42407 | FEQ | http://www.toronto.ca/TWONTO#00350
79468 | THR-SES-FEQ-0232S | Fire Extinguisher, Primary Pumping Station 2 | THR-S-E | SUSPENDED ENTITY | Fire Prevention,Extinguisher,CO2 | Fire Equipment | 42409 | FEQ | http://www.toronto.ca/TWONTO#00350
79469 | THR-SES-FEQ-0232S | Fire Extinguisher, Primary Pumping Station 2 | THR-SES-FEQ-PRMS | Fire Extinguisher Location, Primary Pumping Stations | Fire Prevention,Extinguisher,CO2 | Fire Equipment | 42409 | FEQ | http://www.toronto.ca/TWONTO#00350
79470 | THR-SES-FEQ-0251S | Fire Extinguisher, Digester Control Room | THR-S-E | SUSPENDED ENTITY | Fire Prevention,Extinguisher,CO2 | Fire Equipment | 42422 | FEQ | http://www.toronto.ca/TWONTO#00350
79471 | THR-SES-FEQ-0251S | Fire Extinguisher, Digester Control Room | THR-SES-FEQ-DIGS | Fire Extinguisher Location, Digesters | Fire Prevention,Extinguisher,CO2 | Fire Equipment | 42422 | FEQ | http://www.toronto.ca/TWONTO#00350
79472 | THR-SES-FEQ-0252S | Fire Extinguisher, Digester 9 & 10 | THR-S-E | SUSPENDED ENTITY | Fire Prevention,Extinguisher,CO2 | Fire Equipment | 42473 | FEQ | http://www.toronto.ca/TWONTO#00350
79473 | THR-SES-FEQ-0253S | Fire Extinguisher, Digester 9 & 10 | THR-S-E | SUSPENDED ENTITY | Fire Prevention,Extinguisher,CO2 | Fire Equipment | 42423 | FEQ | http://www.toronto.ca/TWONTO#00350
79474 | THR-SES-FEQ-0254S | Fire Extinguisher, Digester 9 & 10 | THR-S-E | SUSPENDED ENTITY | Fire Prevention,Extinguisher,CO2 | Fire Equipment | 42424 | FEQ | http://www.toronto.ca/TWONTO#00350
79475 | THR-SES-FEQ-0255S | Fire Extinguisher, Digester 9 & 10 | THR-SES-FEQ-DIGS | Fire Extinguisher Location, Digesters | Fire Prevention,Extinguisher,CO2 | Fire Equipment | 42425 | FEQ | http://www.toronto.ca/TWONTO#00350
79476 | THR-SES-FEQ-0256S | Fire Extinguisher, Digester 9 & 10 | THR-S-E | SUSPENDED ENTITY | Fire Prevention,Extinguisher,CO2 | Fire Equipment | 42426 | FEQ | http://www.toronto.ca/TWONTO#00350
79477 | THR-SES-FEQ-0257S | Fire Extinguisher, Digester 9 & 10 | THR-SES-FEQ-DIGS | Fire Extinguisher Location, Digesters | Fire Prevention,Extinguisher,CO2 | Fire Equipment | 42427 | FEQ | http://www.toronto.ca/TWONTO#00350
79478 | THR-SES-FEQ-0271S | Fire Extinguisher,East Maintenance Shop | THR-S-E | SUSPENDED ENTITY | Fire Prevention,Extinguisher,CO2 | Fire Equipment | 42428 | FEQ | http://www.toronto.ca/TWONTO#00350
79479 | THR-SES-FEQ-0271S | Fire Extinguisher,East Maintenance Shop | THR-SES-FEQ-EMSS | Fire Extinguisher Location, East Maintenance Shop | Fire Prevention,Extinguisher,CO2 | Fire Equipment | 42428 | FEQ | http://www.toronto.ca/TWONTO#00350
79480 | THR-SES-FEQ-0278S | Fire Extinguisher, Hyster Fork Lift ZP711 | THR-SES-FEQ-VEH | Fire Extinguisher Location, In Vehicles | Fire Prevention,Extinguisher,CO2 | Fire Equipment | 42430 | FEQ | http://www.toronto.ca/TWONTO#00350
79481 | THR-SES-FEQ-0279S | Fire Extinguisher,STB Forklift | THR-S-E | SUSPENDED ENTITY | Fire Prevention,Extinguisher,CO2 | Fire Equipment | 42431 | FEQ | http://www.toronto.ca/TWONTO#00350
79482 | THR-SES-FEQ-0279S | Fire Extinguisher,STB Forklift | THR-SES-FEQ-VEH | Fire Extinguisher Location, In Vehicles | Fire Prevention,Extinguisher,CO2 | Fire Equipment | 42431 | FEQ | http://www.toronto.ca/TWONTO#00350
79483 | THR-SES-FEQ-0282S | Fire Extinguisher, Chlorine Bldg | THR-S-E | SUSPENDED ENTITY | Fire Prevention,Extinguisher,CO2 | Fire Equipment | 42432 | FEQ | http://www.toronto.ca/TWONTO#00350
79484 | THR-SES-FEQ-0283S | Fire Extinguisher, Chlorine Bldg | THR-S-E | SUSPENDED ENTITY | Fire Prevention,Extinguisher,CO2 | Fire Equipment | 42433 | FEQ | http://www.toronto.ca/TWONTO#00350
79485 | THR-SES-FEQ-0283S | Fire Extinguisher, Chlorine Bldg | THR-SES-FEQ-OCB | Fire Extinguisher Location, Ozone and Odour Control- Susp | Fire Prevention,Extinguisher,CO2 | Fire Equipment | 42433 | FEQ | http://www.toronto.ca/TWONTO#00350
79486 | THR-SES-FEQ-0284S | Fire Extinguisher, Filtered Plant Water Bldg. | THR-SES-FEQ-FPWS | Fire Extinguisher Location, Filtered Plant Water Bldg. | Fire Prevention,Extinguisher,CO2 | Fire Equipment | 42434 | FEQ | http://www.toronto.ca/TWONTO#00350
79487 | THR-SES-FEQ-0286S | Fire Extinguisher, Filtered Plant Water Bldg. | THR-SES-FEQ-FPWS | Fire Extinguisher Location, Filtered Plant Water Bldg. | Fire Prevention,Extinguisher,CO2 | Fire Equipment | 42435 | FEQ | http://www.toronto.ca/TWONTO#00350
79488 | THR-SES-FEQ-0287S | Fire Extinguisher, Filtered Plant Water Bldg. | THR-SES-FEQ-FPWS | Fire Extinguisher Location, Filtered Plant Water Bldg. | Fire Prevention,Extinguisher,CO2 | Fire Equipment | 42436 | FEQ | http://www.toronto.ca/TWONTO#00350
79489 | THR-SES-FEQ-0288S | Fire Extinguisher, Filtered Plant Water Bldg. | THR-S-E | SUSPENDED ENTITY | Fire Prevention,Extinguisher,CO2 | Fire Equipment | 42437 | FEQ | http://www.toronto.ca/TWONTO#00350
79490 | THR-SES-FEQ-0288S | Fire Extinguisher, Filtered Plant Water Bldg. | THR-SES-FEQ-FPWS | Fire Extinguisher Location, Filtered Plant Water Bldg. | Fire Prevention,Extinguisher,CO2 | Fire Equipment | 42437 | FEQ | http://www.toronto.ca/TWONTO#00350
79491 | THR-SES-FEQ-0289S | Fire Extinguisher, Filtered Plant Water Bldg. | THR-SES-FEQ-FPWS | Fire Extinguisher Location, Filtered Plant Water Bldg. | Fire Prevention,Extinguisher,CO2 | Fire Equipment | 42438 | FEQ | http://www.toronto.ca/TWONTO#00350
79492 | THR-SES-FEQ-0295S | Fire Extinguisher, North Substation | THR-SES-FEQ | Fire Equipment, Fire Extinguisher | Fire Prevention,Extinguisher,CO2 | Fire Equipment | 42440 | FEQ | http://www.toronto.ca/TWONTO#00350
79493 | THR-SES-FEQ-0296S | Fire Extinguisher, North Substation | THR-S-E | SUSPENDED ENTITY | Fire Prevention,Extinguisher,CO2 | Fire Equipment | 42441 | FEQ | http://www.toronto.ca/TWONTO#00350
79494 | THR-SES-FEQ-0297S | Fire Extinguisher, Digester Scrubber Room # 2 | THR-S-E | SUSPENDED ENTITY | Fire Prevention,Extinguisher,CO2 | Fire Equipment | 42442 | FEQ | http://www.toronto.ca/TWONTO#00350
79495 | THR-SES-FEQ-0301S | Fire Extinguisher, Digester 1 & 2 | THR-S-E | SUSPENDED ENTITY | Fire Prevention,Extinguisher,CO2 | Fire Equipment | 42445 | FEQ | http://www.toronto.ca/TWONTO#00350
79496 | THR-SES-FEQ-0302S | Fire Extinguisher, Digester 1 & 2 | THR-S-E | SUSPENDED ENTITY | Fire Prevention,Extinguisher,CO2 | Fire Equipment | 42446 | FEQ | http://www.toronto.ca/TWONTO#00350
79497 | THR-SES-FEQ-0307S | Fire Extinguisher, Digester 5 & 6 | THR-S-E | SUSPENDED ENTITY | Fire Prevention,Extinguisher,CO2 | Fire Equipment | 42449 | FEQ | http://www.toronto.ca/TWONTO#00350
79498 | THR-SES-FEQ-0307S | Fire Extinguisher, Digester 5 & 6 | THR-SES-FEQ-DIGS | Fire Extinguisher Location, Digesters | Fire Prevention,Extinguisher,CO2 | Fire Equipment | 42449 | FEQ | http://www.toronto.ca/TWONTO#00350
79499 | THR-SES-FEQ-0309S | Fire Extinguisher, Digester 5 & 6 | THR-S-E | SUSPENDED ENTITY | Fire Prevention,Extinguisher,CO2 | Fire Equipment | 42451 | FEQ | http://www.toronto.ca/TWONTO#00350
79500 | THR-SES-FEQ-0309S | Fire Extinguisher, Digester 5 & 6 | THR-SES-FEQ-DIGS | Fire Extinguisher Location, Digesters | Fire Prevention,Extinguisher,CO2 | Fire Equipment | 42451 | FEQ | http://www.toronto.ca/TWONTO#00350
79501 | THR-SES-FEQ-0310S | Fire Extinguisher, Digester Scrubber Room # 2 | THR-SES-FEQ-DIGS | Fire Extinguisher Location, Digesters | Fire Prevention,Extinguisher,CO2 | Fire Equipment | 42452 | FEQ | http://www.toronto.ca/TWONTO#00350
79502 | THR-SES-FEQ-0320S | Fire Extinguisher, STB Basement | THR-S-E | SUSPENDED ENTITY | Fire Prevention,Extinguisher,CO2 | Fire Equipment | 42454 | FEQ | http://www.toronto.ca/TWONTO#00350
79503 | THR-SES-FEQ-0320S | Fire Extinguisher, STB Basement | THR-SES-FEQ-STBS | Fire Extinguisher Location, STB | Fire Prevention,Extinguisher,CO2 | Fire Equipment | 42454 | FEQ | http://www.toronto.ca/TWONTO#00350
79504 | THR-SES-FEQ-0321S | Fire Extinguisher, STB Basement | THR-S-E | SUSPENDED ENTITY | Fire Prevention,Extinguisher,CO2 | Fire Equipment | 42455 | FEQ | http://www.toronto.ca/TWONTO#00350
79505 | THR-SES-FEQ-0321S | Fire Extinguisher, STB Basement | THR-SES-FEQ-STBS | Fire Extinguisher Location, STB | Fire Prevention,Extinguisher,CO2 | Fire Equipment | 42455 | FEQ | http://www.toronto.ca/TWONTO#00350
79506 | THR-SES-FEQ-0322S | Fire Extinguisher, STB Basement, | THR-S-E | SUSPENDED ENTITY | Fire Prevention,Extinguisher,CO2 | Fire Equipment | 42456 | FEQ | http://www.toronto.ca/TWONTO#00350
79507 | THR-SES-FEQ-0322S | Fire Extinguisher, STB Basement, | THR-SES-FEQ-STBS | Fire Extinguisher Location, STB | Fire Prevention,Extinguisher,CO2 | Fire Equipment | 42456 | FEQ | http://www.toronto.ca/TWONTO#00350
79508 | THR-SES-FEQ-0324S | Fire Extinguisher,STB Centrifuge Room | THR-S-E | SUSPENDED ENTITY | Fire Prevention,Extinguisher,CO2 | Fire Equipment | 42458 | FEQ | http://www.toronto.ca/TWONTO#00350
79509 | THR-SES-FEQ-0324S | Fire Extinguisher,STB Centrifuge Room | THR-SES-FEQ-STBS | Fire Extinguisher Location, STB | Fire Prevention,Extinguisher,CO2 | Fire Equipment | 42458 | FEQ | http://www.toronto.ca/TWONTO#00350
79510 | THR-SES-FEQ-0325S | Fire Extinguisher, West Maint. Shop,NW Exit | THR-SES-FEQ-ADMS | Fire Extinguisher Location, Administration Building | Fire Prevention,Extinguisher,CO2 | Fire Equipment | 42459 | FEQ | http://www.toronto.ca/TWONTO#00350
79511 | THR-SES-FEQ-0326S | Fire Extinguisher, West Maint. Shop,NE Pillar | THR-S-E | SUSPENDED ENTITY | Fire Prevention,Extinguisher,CO2 | Fire Equipment | 42460 | FEQ | http://www.toronto.ca/TWONTO#00350
79512 | THR-SES-FEQ-0327S | Fire Extinguisher, West Maint. Shop,SW Exit | THR-SES-FEQ-ADMS | Fire Extinguisher Location, Administration Building | Fire Prevention,Extinguisher,CO2 | Fire Equipment | 42461 | FEQ | http://www.toronto.ca/TWONTO#00350
79513 | THR-SES-FEQ-0328S | Fire Extinguisher, T12, Sub basement,East | THR-SES-FEQ-ADMS | Fire Extinguisher Location, Administration Building | Fire Prevention,Extinguisher,CO2 | Fire Equipment | 42462 | FEQ | http://www.toronto.ca/TWONTO#00350
79514 | THR-SES-FEQ-0329S | Fire Extinguisher, T12, Pumping Station2 | THR-S-E | SUSPENDED ENTITY | Fire Prevention,Extinguisher,CO2 | Fire Equipment | 42463 | FEQ | http://www.toronto.ca/TWONTO#00350
79515 | THR-SES-FEQ-0329S | Fire Extinguisher, T12, Pumping Station2 | THR-SES-FEQ-ADMS | Fire Extinguisher Location, Administration Building | Fire Prevention,Extinguisher,CO2 | Fire Equipment | 42463 | FEQ | http://www.toronto.ca/TWONTO#00350
79516 | THR-SES-FEQ-0330S | Fire Extinguisher, Bar Screen Mezzanine | THR-SES-FEQ-HHS | Fire Extinguisher Location, Head House | Fire Prevention,Extinguisher,CO2 | Fire Equipment | 42464 | FEQ | http://www.toronto.ca/TWONTO#00350
79517 | THR-SES-FEQ-0330S | Fire Extinguisher, Bar Screen Mezzanine | THR-SES-FEQ-PRMS | Fire Extinguisher Location, Primary Pumping Stations | Fire Prevention,Extinguisher,CO2 | Fire Equipment | 42464 | FEQ | http://www.toronto.ca/TWONTO#00350
79518 | THR-SES-FEQ-0331S | Fire Extinguisher,Head House NW Exit | THR-SES-FEQ-HHS | Fire Extinguisher Location, Head House | Fire Prevention,Extinguisher,CO2 | Fire Equipment | 42465 | FEQ | http://www.toronto.ca/TWONTO#00350
79519 | THR-SES-FEQ-0332S | Fire Extinguisher,North Grit Tanks SW Exit | THR-S-E | SUSPENDED ENTITY | Fire Prevention,Extinguisher,CO2 | Fire Equipment | 42466 | FEQ | http://www.toronto.ca/TWONTO#00350
79520 | THR-SES-FEQ-0332S | Fire Extinguisher,North Grit Tanks SW Exit | THR-SES-FEQ-GRITS | Fire Extinguisher Location, Grit Building. | Fire Prevention,Extinguisher,CO2 | Fire Equipment | 42466 | FEQ | http://www.toronto.ca/TWONTO#00350
79521 | THR-SES-FEQ-0333S | Fire Extinguisher, T12, Sub basement,West | THR-S-E | SUSPENDED ENTITY | Fire Prevention,Extinguisher,CO2 | Fire Equipment | 42467 | FEQ | http://www.toronto.ca/TWONTO#00350
79522 | THR-SES-FEQ-0335S | Fire Extinguisher,Primary Pumping Station 1, Storage Area East Wall | THR-S-E | SUSPENDED ENTITY | Fire Prevention,Extinguisher,CO2 | Fire Equipment | 42469 | FEQ | http://www.toronto.ca/TWONTO#00350
79523 | THR-SES-FEQ-0337S | Fire Extinguisher, Temp .Admin Bldg.(Trailer) | THR-S-E | SUSPENDED ENTITY | Fire Prevention,Extinguisher,CO2 | Fire Equipment | 42471 | FEQ | http://www.toronto.ca/TWONTO#00350
79524 | THR-SES-FEQ-0338S | Fire Extinguisher, Temp .Admin Bldg.(Trailer) | THR-S-E | SUSPENDED ENTITY | Fire Prevention,Extinguisher,CO2 | Fire Equipment | 42472 | FEQ | http://www.toronto.ca/TWONTO#00350
79525 | THR-SES-FEQ-0338S | Fire Extinguisher, Temp .Admin Bldg.(Trailer) | THR-SES-FEQ-ADMS | Fire Extinguisher Location, Administration Building | Fire Prevention,Extinguisher,CO2 | Fire Equipment | 42472 | FEQ | http://www.toronto.ca/TWONTO#00350
79526 | THR-SES-FEQ-0500S | Fire Extinguisher, Halon System | THR-SES-FEQ-ADMS | Fire Extinguisher Location, Administration Building | Fire Prevention,Extinguisher,CO2 | Fire Equipment | 42475 | FEQ | http://www.toronto.ca/TWONTO#00350
79527 | THR-SES-FEQ-0500S | Fire Extinguisher, Halon System | THR-SES-SCBA | Self Contained Breathing Apparatus | Fire Prevention,Extinguisher,CO2 | Fire Equipment | 42475 | FEQ | http://www.toronto.ca/TWONTO#00350
79528 | THR-SES-FEQ-378254 | Fire Extinguisher on Vehicle 378254 | THR-SES-FEQ-VEH | Fire Extinguisher Location, In Vehicles |  | Fire Equipment |  | FEQ | http://www.toronto.ca/TWONTO#00350
79529 | THR-SES-FEQ-378273 | Fire Extinguisher on Vehicle 378273 | THR-SES-FEQ-VEH | Fire Extinguisher Location, In Vehicles |  | Fire Equipment |  | FEQ | http://www.toronto.ca/TWONTO#00350
79530 | THR-SES-FEQ-378298 | Fire Extinguisher on Vehicle 378298 | THR-SES-FEQ-VEH | Fire Extinguisher Location, In Vehicles |  | Fire Equipment |  | FEQ | http://www.toronto.ca/TWONTO#00350
79531 | THR-SES-FEQ-9330S | Fire Extinguisher, Sprinkler System, Admin Bldg. | THR-S-E | SUSPENDED ENTITY | Fire Prevention,Extinguisher,CO2 | Fire Equipment | 42476 | FEQ | http://www.toronto.ca/TWONTO#00350
79532 | THR-SES-FEQ-9335S | Fire Extinguisher, Sprinkler System, Chlorine Building | THR-S-E | SUSPENDED ENTITY | Fire Prevention,Extinguisher,CO2 | Fire Equipment | 42477 | FEQ | http://www.toronto.ca/TWONTO#00350
79533 | THR-SES-FEQ-9335S | Fire Extinguisher, Sprinkler System, Chlorine Building | THR-SES-FEQ-FPWS | Fire Extinguisher Location, Filtered Plant Water Bldg. | Fire Prevention,Extinguisher,CO2 | Fire Equipment | 42477 | FEQ | http://www.toronto.ca/TWONTO#00350
79534 | THR-SES-FEQ-9341S | Fire Extinguisher, Sprinkler System, Engine Room Basement | THR-SES-FEQ | Fire Equipment, Fire Extinguisher | Fire Prevention,Extinguisher,CO2 | Fire Equipment | 42479 | FEQ | http://www.toronto.ca/TWONTO#00350
79535 | THR-SES-FEQ-9350S | Fire Extinguisher, Sprinkler System, STB | THR-S-E | SUSPENDED ENTITY | Fire Prevention,Sprinkler,Dry | Fire Equipment | 42480 | FEQ | http://www.toronto.ca/TWONTO#00350
79536 | THR-SES-FEQ-9350S | Fire Extinguisher, Sprinkler System, STB | THR-SES-FEQ | Fire Equipment, Fire Extinguisher | Fire Prevention,Sprinkler,Dry | Fire Equipment | 42480 | FEQ | http://www.toronto.ca/TWONTO#00350
79537 | THR-SES-FEQ-9350S | Fire Extinguisher, Sprinkler System, STB | THR-SES-FEQ-STBS | Fire Extinguisher Location, STB | Fire Prevention,Sprinkler,Dry | Fire Equipment | 42480 | FEQ | http://www.toronto.ca/TWONTO#00350
79538 | THR-SES-FEQ-ADMS | Fire Extinguisher Location, Administration Building | THR-S-E | SUSPENDED ENTITY | Fire Prevention,Extinguisher,CO2 | Fire Equipment | 42481 |  | http://www.toronto.ca/TWONTO#00350
79539 | THR-SES-FEQ-ADMS | Fire Extinguisher Location, Administration Building | THR-SES-FEQ | Fire Equipment, Fire Extinguisher | Fire Prevention,Extinguisher,CO2 | Fire Equipment | 42481 |  | http://www.toronto.ca/TWONTO#00350
79540 | THR-SES-FEQ-DIGS | Fire Extinguisher Location, Digesters | THR-SES-WA1 | Safety & Environmental Services | Fire Prevention,Extinguisher,CO2 | Fire Equipment | 42482 |  | http://www.toronto.ca/TWONTO#00350
79541 | THR-SES-FEQ-DISS | Fire Extinguisher Location, Chlorine Buliding | THR-JHSC-WA1 | Joint Health & Safety Committee WA1 | Fire Prevention,Extinguisher,CO2 | Fire Equipment | 42483 |  | http://www.toronto.ca/TWONTO#00350
79542 | THR-SES-FEQ-DISS | Fire Extinguisher Location, Chlorine Buliding | THR-SES-FEQ | Fire Equipment, Fire Extinguisher | Fire Prevention,Extinguisher,CO2 | Fire Equipment | 42483 |  | http://www.toronto.ca/TWONTO#00350
79543 | THR-SES-FEQ-DISS | Fire Extinguisher Location, Chlorine Buliding | THR-SES-WA1 | Safety & Environmental Services | Fire Prevention,Extinguisher,CO2 | Fire Equipment | 42483 |  | http://www.toronto.ca/TWONTO#00350
79544 | THR-SES-FEQ-DISS | Fire Extinguisher Location, Chlorine Buliding | THR-SES-WA4 | Safety & Environmental Services | Fire Prevention,Extinguisher,CO2 | Fire Equipment | 42483 |  | http://www.toronto.ca/TWONTO#00350
79545 | THR-SES-FEQ-EMSS | Fire Extinguisher Location, East Maintenance Shop | THR-SES-FEQ | Fire Equipment, Fire Extinguisher | Fire Prevention,Extinguisher,CO2 | Fire Equipment | 42494 |  | http://www.toronto.ca/TWONTO#00350
79546 | THR-SES-FEQ-EMSS | Fire Extinguisher Location, East Maintenance Shop | THR-SES-WA4 | Safety & Environmental Services | Fire Prevention,Extinguisher,CO2 | Fire Equipment | 42494 |  | http://www.toronto.ca/TWONTO#00350
79547 | THR-SES-FEQ-EPSS | Fire Extinguisher Location, Effluent Pumping & Substations | THR-S-E | SUSPENDED ENTITY | Fire Prevention,Extinguisher,CO2 | Fire Equipment | 42484 |  | http://www.toronto.ca/TWONTO#00350
79548 | THR-SES-FEQ-EPSS | Fire Extinguisher Location, Effluent Pumping & Substations | THR-SES-FEQ | Fire Equipment, Fire Extinguisher | Fire Prevention,Extinguisher,CO2 | Fire Equipment | 42484 |  | http://www.toronto.ca/TWONTO#00350
79549 | THR-SES-FEQ-ERS | Fire Extinguisher Location, Engine Room | THR-SES-FEQ | Fire Equipment, Fire Extinguisher | Fire Prevention,Extinguisher,CO2 | Fire Equipment | 42485 |  | http://www.toronto.ca/TWONTO#00350
79550 | THR-SES-FEQ-FCBS | Fire Extinguisher Location, Ferrous Chloride Bldg. | THR-SES-FEQ | Fire Equipment, Fire Extinguisher | Fire Prevention,Extinguisher,CO2 | Fire Equipment | 42486 |  | http://www.toronto.ca/TWONTO#00350
79551 | THR-SES-FEQ-FCBS | Fire Extinguisher Location, Ferrous Chloride Bldg. | THR-SES-WA4 | Safety & Environmental Services | Fire Prevention,Extinguisher,CO2 | Fire Equipment | 42486 |  | http://www.toronto.ca/TWONTO#00350
79552 | THR-SES-FEQ-FPWS | Fire Extinguisher Location, Filtered Plant Water Bldg. | THR-JHSC-WA4 | Joint Health & Safety Committee WA4 | Fire Prevention,Extinguisher,CO2 | Fire Equipment | 42487 |  | http://www.toronto.ca/TWONTO#00350
79553 | THR-SES-FEQ-FPWS | Fire Extinguisher Location, Filtered Plant Water Bldg. | THR-SES-WA4 | Safety & Environmental Services | Fire Prevention,Extinguisher,CO2 | Fire Equipment | 42487 |  | http://www.toronto.ca/TWONTO#00350
79554 | THR-SES-FEQ-GRITS | Fire Extinguisher Location, Grit Building. | THR-SES-FEQ | Fire Equipment, Fire Extinguisher | Fire Prevention,Extinguisher,CO2 | Fire Equipment | 42488 |  | http://www.toronto.ca/TWONTO#00350
79555 | THR-SES-FEQ-HHS | Fire Extinguisher Location, Head House | THR-S-E | SUSPENDED ENTITY | Fire Prevention,Extinguisher,CO2 | Fire Equipment | 42489 |  | http://www.toronto.ca/TWONTO#00350
79556 | THR-SES-FEQ-HHS | Fire Extinguisher Location, Head House | THR-SES-WA2 | Safety & Environmental Services, WA2 | Fire Prevention,Extinguisher,CO2 | Fire Equipment | 42489 |  | http://www.toronto.ca/TWONTO#00350
79557 | THR-SES-FEQ-HPBBS | Fire Extinguisher Location, Blower Buliding | THR-SES-FEQ | Fire Equipment, Fire Extinguisher | Fire Prevention,Extinguisher,CO2 | Fire Equipment | 42490 |  | http://www.toronto.ca/TWONTO#00350
79558 | THR-SES-FEQ-HPBBS | Fire Extinguisher Location, Blower Buliding | THR-SES-WA3 | Safety & Environmental Services | Fire Prevention,Extinguisher,CO2 | Fire Equipment | 42490 |  | http://www.toronto.ca/TWONTO#00350
79559 | THR-SES-FEQ-HPBBS | Fire Extinguisher Location, Blower Buliding | THR-SES-WA4 | Safety & Environmental Services | Fire Prevention,Extinguisher,CO2 | Fire Equipment | 42490 |  | http://www.toronto.ca/TWONTO#00350
79560 | THR-SES-FEQ-OCB | Fire Extinguisher Location, Ozone and Odour Control- Susp | THR-S-E | SUSPENDED ENTITY | Fire Prevention,Extinguisher,CO2 | Fire Equipment | 35992 |  | http://www.toronto.ca/TWONTO#00350
79561 | THR-SES-FEQ-PRMS | Fire Extinguisher Location, Primary Pumping Stations | THR-S-E | SUSPENDED ENTITY | Fire Prevention,Extinguisher,CO2 | Fire Equipment | 42492 |  | http://www.toronto.ca/TWONTO#00350
79562 | THR-SES-FEQ-PRMS | Fire Extinguisher Location, Primary Pumping Stations | THR-SES-WA2 | Safety & Environmental Services, WA2 | Fire Prevention,Extinguisher,CO2 | Fire Equipment | 42492 |  | http://www.toronto.ca/TWONTO#00350
79563 | THR-SES-FEQ-RSPSS | Fire Extinguisher Location, RSPS | THR-JHSC-WA4 | Joint Health & Safety Committee WA4 | Fire Prevention,Extinguisher,CO2 | Fire Equipment | 42493 |  | http://www.toronto.ca/TWONTO#00350
79564 | THR-SES-FEQ-RSPSS | Fire Extinguisher Location, RSPS | THR-SES-FEQ | Fire Equipment, Fire Extinguisher | Fire Prevention,Extinguisher,CO2 | Fire Equipment | 42493 |  | http://www.toronto.ca/TWONTO#00350
79565 | THR-SES-FEQ-RSPSS | Fire Extinguisher Location, RSPS | THR-SES-WA4 | Safety & Environmental Services | Fire Prevention,Extinguisher,CO2 | Fire Equipment | 42493 |  | http://www.toronto.ca/TWONTO#00350
79566 | THR-SES-FEQ-STBS | Fire Extinguisher Location, STB | THR-S-E | SUSPENDED ENTITY | Fire Prevention,Extinguisher,CO2 | Fire Equipment | 42495 |  | http://www.toronto.ca/TWONTO#00350
79567 | THR-SES-FEQ-T&GS | Fire Extinguisher Location, Tunnels & Galleries | THR-S-E | SUSPENDED ENTITY | Fire Prevention,Extinguisher,CO2 | Fire Equipment | 42496 |  | http://www.toronto.ca/TWONTO#00350
79568 | THR-SES-FEQ-T&GS | Fire Extinguisher Location, Tunnels & Galleries | THR-SES-FEQ | Fire Equipment, Fire Extinguisher | Fire Prevention,Extinguisher,CO2 | Fire Equipment | 42496 |  | http://www.toronto.ca/TWONTO#00350
79569 | THR-SES-FEQ-VEH | Fire Extinguisher Location, In Vehicles | THR-SES-FEQ | Fire Equipment, Fire Extinguisher | Fire Prevention,Extinguisher,CO2 | Fire Equipment |  |  | http://www.toronto.ca/TWONTO#00350
79623 | FHA-SES-FEQ-0003 | Fire Extinguisher #3 A 34874370 | FHA-SUSPENDED | Suspended Obsolete entity for storage purpose | Fire Prevention,Extinguisher | Fire Equipment | 43876 | FEQ | http://www.toronto.ca/TWONTO#00350
79624 | FHA-SES-FEQ-0004 | Fire Extinguisher #4 091493 | FHA-SES-FEQ | Portable Fire Extinguishers | Fire Prevention,Extinguisher | Fire Equipment | 43877 | FEQ | http://www.toronto.ca/TWONTO#00350
79625 | FHA-SES-FEQ-0005 | Fire Extinguisher #5 AV-670955 | FHA-SUSPENDED | Suspended Obsolete entity for storage purpose | Fire Prevention,Extinguisher | Fire Equipment | 43878 | FEQ | http://www.toronto.ca/TWONTO#00350
79626 | FHA-SES-FEQ-0006 | Fire Extinguisher #6 AV-670959 | FHA-SES-FEQ | Portable Fire Extinguishers | Fire Prevention,Extinguisher | Fire Equipment | 43879 | FEQ | http://www.toronto.ca/TWONTO#00350
79627 | FHA-SES-FEQ-0007 | Fire Extinguisher #7 003339 | FHA-SUSPENDED | Suspended Obsolete entity for storage purpose | Fire Prevention,Extinguisher | Fire Equipment | 43880 | FEQ | http://www.toronto.ca/TWONTO#00350
79628 | FHA-SES-FEQ-0008 | Fire Extinguisher #8 AV-670960 | FHA-SES-FEQ | Portable Fire Extinguishers | Fire Prevention,Extinguisher | Fire Equipment | 43881 | FEQ | http://www.toronto.ca/TWONTO#00350
79629 | FHA-SES-FEQ-0009 | Fire Extinguisher #9 AV-670963 | FHA-SUSPENDED | Suspended Obsolete entity for storage purpose | Fire Prevention,Extinguisher | Fire Equipment | 43882 | FEQ | http://www.toronto.ca/TWONTO#00350
79630 | FHA-SES-FEQ-0010 | Fire Extinguisher #10 285039 | FHA-SUSPENDED | Suspended Obsolete entity for storage purpose | Fire Prevention,Extinguisher | Fire Equipment | 43883 | FEQ | http://www.toronto.ca/TWONTO#00350
79631 | FHA-SES-FEQ-0011 | Fire Extinguisher #11 AV-670946 | FHA-SES-FEQ | Portable Fire Extinguishers | Fire Prevention,Extinguisher | Fire Equipment | 43884 | FEQ | http://www.toronto.ca/TWONTO#00350
79632 | FHA-SES-FEQ-0012 | Fire Extinguisher #12 AV-670972 | FHA-SUSPENDED | Suspended Obsolete entity for storage purpose | Fire Prevention,Extinguisher | Fire Equipment | 43885 | FEQ | http://www.toronto.ca/TWONTO#00350
79633 | FHA-SES-FEQ-0014 | Fire Extinguisher #14 AV-670973 | FHA-SUSPENDED | Suspended Obsolete entity for storage purpose | Fire Prevention,Extinguisher | Fire Equipment | 43887 | FEQ | http://www.toronto.ca/TWONTO#00350
79634 | FHA-SES-FEQ-0015 | Fire Extinguisher #15 A 35420313 | FHA-SES-FEQ | Portable Fire Extinguishers | Fire Prevention,Extinguisher | Fire Equipment | 43888 | FEQ | http://www.toronto.ca/TWONTO#00350
79635 | FHA-SES-FEQ-0016 | Fire Extinguisher #16 A 3542012 | FHA-SUSPENDED | Suspended Obsolete entity for storage purpose | Fire Prevention,Extinguisher | Fire Equipment | 43889 | FEQ | http://www.toronto.ca/TWONTO#00350
79636 | FHA-SES-FEQ-0017 | Fire Extinguisher #17 Sr # 35420307 | FHA-SUSPENDED | Suspended Obsolete entity for storage purpose | Fire Prevention,Extinguisher | Fire Equipment | 43890 | FEQ | http://www.toronto.ca/TWONTO#00350
79637 | FHA-SES-FEQ-0018 | Fire Extinguisher #18 35420308 | FHA-SUSPENDED | Suspended Obsolete entity for storage purpose | Fire Prevention,Extinguisher | Fire Equipment | 43891 | FEQ | http://www.toronto.ca/TWONTO#00350
79638 | FHA-SES-FEQ-0019 | Fire Extinguisher #19 A354220285 | FHA-SUSPENDED | Suspended Obsolete entity for storage purpose | Fire Prevention,Extinguisher | Fire Equipment | 43892 | FEQ | http://www.toronto.ca/TWONTO#00350
79639 | FHA-SES-FEQ-0020 | Fire Extinguisher #20 91865 | FHA-SUSPENDED | Suspended Obsolete entity for storage purpose | Fire Prevention,Extinguisher | Fire Equipment | 43893 | FEQ | http://www.toronto.ca/TWONTO#00350
79640 | FHA-SES-FEQ-0021 | Fire Extinguisher #21 ZK-363888 | FHA-SES-FEQ | Portable Fire Extinguishers | Fire Prevention,Extinguisher | Fire Equipment | 43894 | FEQ | http://www.toronto.ca/TWONTO#00350
79641 | FHA-SES-FEQ-0021 | Fire Extinguisher #21 ZK-363888 | FHA-SUSPENDED | Suspended Obsolete entity for storage purpose | Fire Prevention,Extinguisher | Fire Equipment | 43894 | FEQ | http://www.toronto.ca/TWONTO#00350
79642 | FHA-SES-FEQ-0023 | Fire Extinguisher #23 A35420292 | FHA-SUSPENDED | Suspended Obsolete entity for storage purpose | Fire Prevention,Extinguisher | Fire Equipment | 43896 | FEQ | http://www.toronto.ca/TWONTO#00350
79643 | FHA-SES-FEQ-0024 | Fire Extinguisher #24 A34718556 | FHA-SES-FEQ | Portable Fire Extinguishers | Fire Prevention,Extinguisher | Fire Equipment | 43897 | FEQ | http://www.toronto.ca/TWONTO#00350
79644 | FHA-SES-FEQ-0024 | Fire Extinguisher #24 A34718556 | FHA-SUSPENDED | Suspended Obsolete entity for storage purpose | Fire Prevention,Extinguisher | Fire Equipment | 43897 | FEQ | http://www.toronto.ca/TWONTO#00350
79645 | FHA-SES-FEQ-0025 | Fire Extinguisher #25 A32979937 | FHA-SES-FEQ | Portable Fire Extinguishers | Fire Prevention,Extinguisher | Fire Equipment | 43898 | FEQ | http://www.toronto.ca/TWONTO#00350
79646 | FHA-SES-FEQ-0026 | Fire Extinguisher #26 A35420245 | FHA-SES-FEQ | Portable Fire Extinguishers | Fire Prevention,Extinguisher | Fire Equipment | 43899 | FEQ | http://www.toronto.ca/TWONTO#00350
79647 | FHA-SES-FEQ-0027 | Fire Extinguisher #27 A35420328 | FHA-SUSPENDED | Suspended Obsolete entity for storage purpose | Fire Prevention,Extinguisher | Fire Equipment | 43900 | FEQ | http://www.toronto.ca/TWONTO#00350
79648 | FHA-SES-FEQ-0028 | Fire Extinguisher #28 A34874341 | FHA-SES-FEQ | Portable Fire Extinguishers | Fire Prevention,Extinguisher | Fire Equipment | 43901 | FEQ | http://www.toronto.ca/TWONTO#00350
79649 | FHA-SES-FEQ-0029 | Fire Extinguisher #29 A35420301 | FHA-SES-FEQ | Portable Fire Extinguishers | Fire Prevention,Extinguisher | Fire Equipment | 43902 | FEQ | http://www.toronto.ca/TWONTO#00350
79650 | FHA-SES-FEQ-0031 | Fire Extinguisher #31 A35420267 | FHA-SUSPENDED | Suspended Obsolete entity for storage purpose | Fire Prevention,Extinguisher | Fire Equipment | 43904 | FEQ | http://www.toronto.ca/TWONTO#00350
79651 | FHA-SES-FEQ-0033 | Fire Extinguisher #33 A35420289 | FHA-SES-FEQ | Portable Fire Extinguishers | Fire Prevention,Extinguisher | Fire Equipment | 43906 | FEQ | http://www.toronto.ca/TWONTO#00350
79652 | FHA-SES-FEQ-0034 | Fire Extinguisher #34 A35420275 | FHA-SES-FEQ | Portable Fire Extinguishers | Fire Prevention,Extinguisher | Fire Equipment | 43907 | FEQ | http://www.toronto.ca/TWONTO#00350
79653 | FHA-SES-FEQ-0035 | Fire Extinguisher #35 A35420253 | FHA-SES-FEQ | Portable Fire Extinguishers | Fire Prevention,Extinguisher | Fire Equipment | 43908 | FEQ | http://www.toronto.ca/TWONTO#00350
79654 | FHA-SES-FEQ-0035 | Fire Extinguisher #35 A35420253 | FHA-SUSPENDED | Suspended Obsolete entity for storage purpose | Fire Prevention,Extinguisher | Fire Equipment | 43908 | FEQ | http://www.toronto.ca/TWONTO#00350
79655 | FHA-SES-FEQ-0036 | Fire Extinguisher #36 A35420305 | FHA-SES-FEQ | Portable Fire Extinguishers | Fire Prevention,Extinguisher | Fire Equipment | 43909 | FEQ | http://www.toronto.ca/TWONTO#00350
79656 | FHA-SES-FEQ-0038 | Fire Extinguisher #38 A35420284 | FHA-SUSPENDED | Suspended Obsolete entity for storage purpose | Fire Prevention,Extinguisher | Fire Equipment | 43911 | FEQ | http://www.toronto.ca/TWONTO#00350
79657 | FHA-SES-FEQ-0039 | Fire Extinguisher #39 19823 | FHA-SUSPENDED | Suspended Obsolete entity for storage purpose | Fire Prevention,Extinguisher | Fire Equipment | 43912 | FEQ | http://www.toronto.ca/TWONTO#00350
79658 | FHA-SES-FEQ-0043 | Fire Extinguisher #43 22791 | FHA-SUSPENDED | Suspended Obsolete entity for storage purpose | Fire Prevention,Extinguisher | Fire Equipment | 43916 | FEQ | http://www.toronto.ca/TWONTO#00350
79659 | FHA-SES-FEQ-0044 | Fire Extinguisher #44 22800 | FHA-SES-FEQ | Portable Fire Extinguishers | Fire Prevention,Extinguisher | Fire Equipment | 43917 | FEQ | http://www.toronto.ca/TWONTO#00350
79660 | FHA-SES-FEQ-0045 | Fire Extinguisher #45 VV-755083 | FHA-SES-FEQ | Portable Fire Extinguishers | Fire Prevention,Extinguisher | Fire Equipment | 43918 | FEQ | http://www.toronto.ca/TWONTO#00350
79661 | FHA-SES-FEQ-0046 | Fire Extinguisher #46 22801 | FHA-SES-FEQ | Portable Fire Extinguishers | Fire Prevention,Extinguisher | Fire Equipment | 43919 | FEQ | http://www.toronto.ca/TWONTO#00350
79662 | FHA-SES-FEQ-0047 | Fire Extinguisher #47 22785 | FHA-SES-FEQ | Portable Fire Extinguishers | Fire Prevention,Extinguisher | Fire Equipment | 43920 | FEQ | http://www.toronto.ca/TWONTO#00350
79663 | FHA-SES-FEQ-0048 | Fire Extinguisher #48 22803 | FHA-SES-FEQ | Portable Fire Extinguishers | Fire Prevention,Extinguisher | Fire Equipment | 43921 | FEQ | http://www.toronto.ca/TWONTO#00350
79664 | FHA-SES-FEQ-0048 | Fire Extinguisher #48 22803 | FHA-SUSPENDED | Suspended Obsolete entity for storage purpose | Fire Prevention,Extinguisher | Fire Equipment | 43921 | FEQ | http://www.toronto.ca/TWONTO#00350
79665 | FHA-SES-FEQ-0049 | Fire Extinguisher #49 22782 | FHA-SES-FEQ | Portable Fire Extinguishers | Fire Prevention,Extinguisher | Fire Equipment | 43922 | FEQ | http://www.toronto.ca/TWONTO#00350
79666 | FHA-SES-FEQ-0050 | Fire Extinguisher #50 22784 | FHA-SES-FEQ | Portable Fire Extinguishers | Fire Prevention,Extinguisher | Fire Equipment | 43923 | FEQ | http://www.toronto.ca/TWONTO#00350
79667 | FHA-SES-FEQ-0050 | Fire Extinguisher #50 22784 | FHA-SUSPENDED | Suspended Obsolete entity for storage purpose | Fire Prevention,Extinguisher | Fire Equipment | 43923 | FEQ | http://www.toronto.ca/TWONTO#00350
79668 | FHA-SES-FEQ-0051 | Fire Extinguisher #51 22795 | FHA-SUSPENDED | Suspended Obsolete entity for storage purpose | Fire Prevention,Extinguisher | Fire Equipment | 43924 | FEQ | http://www.toronto.ca/TWONTO#00350
79669 | FHA-SES-FEQ-0052 | Fire Extinguisher #52 0091491 | FHA-SES-FEQ | Portable Fire Extinguishers | Fire Prevention,Extinguisher | Fire Equipment | 43925 | FEQ | http://www.toronto.ca/TWONTO#00350
79670 | FHA-SES-FEQ-0053 | Fire Extinguisher # 043618 | FHA-SES-FEQ | Portable Fire Extinguishers | Fire Prevention,Extinguisher | Fire Equipment | 43926 | FEQ | http://www.toronto.ca/TWONTO#00350
79671 | FHA-SES-FEQ-0054 | Fire Extinguisher #54 ZE-69220 | FHA-SES-FEQ | Portable Fire Extinguishers | Fire Prevention,Extinguisher | Fire Equipment | 43927 | FEQ | http://www.toronto.ca/TWONTO#00350
79672 | FHA-SES-FEQ-0055 | Fire Extinguisher #55 A35420295 | FHA-SES-FEQ | Portable Fire Extinguishers | Fire Prevention,Extinguisher | Fire Equipment | 43928 | FEQ | http://www.toronto.ca/TWONTO#00350
79673 | FHA-SES-FEQ-0056 | Fire Extinguisher #56 A 34718562 | FHA-SES-FEQ | Portable Fire Extinguishers | Fire Prevention,Extinguisher | Fire Equipment | 43929 | FEQ | http://www.toronto.ca/TWONTO#00350
79674 | FHA-SES-FEQ-0056 | Fire Extinguisher #56 A 34718562 | FHA-SUSPENDED | Suspended Obsolete entity for storage purpose | Fire Prevention,Extinguisher | Fire Equipment | 43929 | FEQ | http://www.toronto.ca/TWONTO#00350
79675 | FHA-SES-FEQ-0058 | Fire Extinguisher #58 A35420298 | FHA-SUSPENDED | Suspended Obsolete entity for storage purpose | Fire Prevention,Extinguisher | Fire Equipment | 43931 | FEQ | http://www.toronto.ca/TWONTO#00350
79676 | FHA-SES-FEQ-0059 | Fire Extinguisher #59 A35420334 | FHA-SES-FEQ | Portable Fire Extinguishers | Fire Prevention,Extinguisher | Fire Equipment | 43932 | FEQ | http://www.toronto.ca/TWONTO#00350
79677 | FHA-SES-FEQ-0061 | Fire Extinguisher #61 A35420336 | FHA-SUSPENDED | Suspended Obsolete entity for storage purpose | Fire Prevention,Extinguisher | Fire Equipment | 43934 | FEQ | http://www.toronto.ca/TWONTO#00350
79678 | FHA-SES-FEQ-0062 | Fire Extinguisher #62 A35420281 | FHA-SES-FEQ | Portable Fire Extinguishers | Fire Prevention,Extinguisher | Fire Equipment | 43935 | FEQ | http://www.toronto.ca/TWONTO#00350
79679 | FHA-SES-FEQ-0062 | Fire Extinguisher #62 A35420281 | FHA-SUSPENDED | Suspended Obsolete entity for storage purpose | Fire Prevention,Extinguisher | Fire Equipment | 43935 | FEQ | http://www.toronto.ca/TWONTO#00350
79680 | FHA-SES-FEQ-0065 | Fire Extinguisher #65 A35420290 | FHA-SES-FEQ | Portable Fire Extinguishers | Fire Prevention,Extinguisher | Fire Equipment | 43938 | FEQ | http://www.toronto.ca/TWONTO#00350
79681 | FHA-SES-FEQ-0066 | Fire Extinguisher #66 A35420324 | FHA-SUSPENDED | Suspended Obsolete entity for storage purpose | Fire Prevention,Extinguisher | Fire Equipment | 43939 | FEQ | http://www.toronto.ca/TWONTO#00350
79682 | FHA-SES-FEQ-0067 | Fire Extinguisher #67 ZK-363882 | FHA-SUSPENDED | Suspended Obsolete entity for storage purpose | Fire Prevention,Extinguisher | Fire Equipment | 43940 | FEQ | http://www.toronto.ca/TWONTO#00350
79683 | FHA-SES-FEQ-0068 | Fire Extinguisher #68 A35420248 | FHA-SES-FEQ | Portable Fire Extinguishers | Fire Prevention,Extinguisher | Fire Equipment | 43941 | FEQ | http://www.toronto.ca/TWONTO#00350
79684 | FHA-SES-FEQ-0068 | Fire Extinguisher #68 A35420248 | FHA-SUSPENDED | Suspended Obsolete entity for storage purpose | Fire Prevention,Extinguisher | Fire Equipment | 43941 | FEQ | http://www.toronto.ca/TWONTO#00350
79685 | FHA-SES-FEQ-0069 | Fire Extinguisher #69 A35420294 | FHA-SES-FEQ | Portable Fire Extinguishers | Fire Prevention,Extinguisher | Fire Equipment | 43942 | FEQ | http://www.toronto.ca/TWONTO#00350
79686 | FHA-SES-FEQ-0069 | Fire Extinguisher #69 A35420294 | FHA-SUSPENDED | Suspended Obsolete entity for storage purpose | Fire Prevention,Extinguisher | Fire Equipment | 43942 | FEQ | http://www.toronto.ca/TWONTO#00350
79687 | FHA-SES-FEQ-0070 | Fire Extinguisher #70 A35420309 | FHA-SUSPENDED | Suspended Obsolete entity for storage purpose | Fire Prevention,Extinguisher | Fire Equipment | 43943 | FEQ | http://www.toronto.ca/TWONTO#00350
79688 | FHA-SES-FEQ-0071 | Fire Extinguisher #71 A35420337 | FHA-SES-FEQ | Portable Fire Extinguishers | Fire Prevention,Extinguisher | Fire Equipment | 43944 | FEQ | http://www.toronto.ca/TWONTO#00350
79689 | FHA-SES-FEQ-0072 | Fire Extinguisher #72 A35420277 | FHA-SUSPENDED | Suspended Obsolete entity for storage purpose | Fire Prevention,Extinguisher | Fire Equipment | 43945 | FEQ | http://www.toronto.ca/TWONTO#00350
79690 | FHA-SES-FEQ-0073 | Fire Extinguisher #73 A35420270 | FHA-SES-FEQ | Portable Fire Extinguishers | Fire Prevention,Extinguisher | Fire Equipment | 43946 | FEQ | http://www.toronto.ca/TWONTO#00350
79691 | FHA-SES-FEQ-0074 | Fire Extinguisher #74 A35420255 | FHA-SUSPENDED | Suspended Obsolete entity for storage purpose | Fire Prevention,Extinguisher | Fire Equipment | 43947 | FEQ | http://www.toronto.ca/TWONTO#00350
79692 | FHA-SES-FEQ-0075 | Fire Extinguisher #75 A 34718546 | FHA-SES-FEQ | Portable Fire Extinguishers | Fire Prevention,Extinguisher | Fire Equipment | 43948 | FEQ | http://www.toronto.ca/TWONTO#00350
79693 | FHA-SES-FEQ-0076 | Fire Extinguisher #76 A35420323 | FHA-SES-FEQ | Portable Fire Extinguishers | Fire Prevention,Extinguisher | Fire Equipment | 43949 | FEQ | http://www.toronto.ca/TWONTO#00350
79694 | FHA-SES-FEQ-0078 | Fire Extinguisher #78 A34718550 | FHA-SUSPENDED | Suspended Obsolete entity for storage purpose | Fire Prevention,Extinguisher | Fire Equipment | 43951 | FEQ | http://www.toronto.ca/TWONTO#00350
79695 | FHA-SES-FEQ-0079 | Fire Extinguisher #79 A35420259 | FHA-SES-FEQ | Portable Fire Extinguishers | Fire Prevention,Extinguisher | Fire Equipment | 43952 | FEQ | http://www.toronto.ca/TWONTO#00350
79696 | FHA-SES-FEQ-0079 | Fire Extinguisher #79 A35420259 | FHA-SUSPENDED | Suspended Obsolete entity for storage purpose | Fire Prevention,Extinguisher | Fire Equipment | 43952 | FEQ | http://www.toronto.ca/TWONTO#00350
79697 | FHA-SES-FEQ-0080 | Fire Extinguisher #80 A35420280 | FHA-SUSPENDED | Suspended Obsolete entity for storage purpose | Fire Prevention,Extinguisher | Fire Equipment | 43953 | FEQ | http://www.toronto.ca/TWONTO#00350
79698 | FHA-SES-FEQ-0081 | Fire Extinguisher #81 3389256 | FHA-SUSPENDED | Suspended Obsolete entity for storage purpose | Fire Prevention,Extinguisher | Fire Equipment | 43954 | FEQ | http://www.toronto.ca/TWONTO#00350
79699 | FHA-SES-FEQ-0083 | Fire Extinguisher #83 A35420244 | FHA-SUSPENDED | Suspended Obsolete entity for storage purpose | Fire Prevention,Extinguisher | Fire Equipment | 43957 | FEQ | http://www.toronto.ca/TWONTO#00350
79700 | FHA-SES-FEQ-0084 | Fire Extinguisher #84 ZE-69229 | FHA-SES-FEQ | Portable Fire Extinguishers | Fire Prevention,Extinguisher | Fire Equipment | 43958 | FEQ | http://www.toronto.ca/TWONTO#00350
79701 | FHA-SES-FEQ-0084 | Fire Extinguisher #84 ZE-69229 | FHA-SUSPENDED | Suspended Obsolete entity for storage purpose | Fire Prevention,Extinguisher | Fire Equipment | 43958 | FEQ | http://www.toronto.ca/TWONTO#00350
79702 | FHA-SES-FEQ-0085 | Fire Extinguisher #85 ZK-302209 | FHA-SES-FEQ | Portable Fire Extinguishers | Fire Prevention,Extinguisher | Fire Equipment | 43959 | FEQ | http://www.toronto.ca/TWONTO#00350
79703 | FHA-SES-FEQ-0085 | Fire Extinguisher #85 ZK-302209 | FHA-SUSPENDED | Suspended Obsolete entity for storage purpose | Fire Prevention,Extinguisher | Fire Equipment | 43959 | FEQ | http://www.toronto.ca/TWONTO#00350
79704 | FHA-SES-FEQ-0086 | Fire Extinguisher #86 54885 | FHA-SES-FEQ | Portable Fire Extinguishers | Fire Prevention,Extinguisher | Fire Equipment | 43960 | FEQ | http://www.toronto.ca/TWONTO#00350
79705 | FHA-SES-FEQ-0087 | Fire Extinguisher #87 ZV-129455 | FHA-SUSPENDED | Suspended Obsolete entity for storage purpose | Fire Prevention,Extinguisher | Fire Equipment | 43961 | FEQ | http://www.toronto.ca/TWONTO#00350
79706 | FHA-SES-FEQ-0088 | Fire Extinguisher #88 ZK-302246 | FHA-SUSPENDED | Suspended Obsolete entity for storage purpose | Fire Prevention,Extinguisher | Fire Equipment | 43962 | FEQ | http://www.toronto.ca/TWONTO#00350
79749 | FHA-SES-FEQ-0089 | Fire Extinguisher #89 302246 | FHA-SES-FEQ | Portable Fire Extinguishers | Fire Prevention,Extinguisher | Fire Equipment | 43963 | FEQ | http://www.toronto.ca/TWONTO#00350
79750 | FHA-SES-FEQ-0089 | Fire Extinguisher #89 302246 | FHA-SUSPENDED | Suspended Obsolete entity for storage purpose | Fire Prevention,Extinguisher | Fire Equipment | 43963 | FEQ | http://www.toronto.ca/TWONTO#00350
79751 | FHA-SES-FEQ-0090 | Fire Extinguisher #90 302236 | FHA-SES-FEQ | Portable Fire Extinguishers | Fire Prevention,Extinguisher | Fire Equipment | 43964 | FEQ | http://www.toronto.ca/TWONTO#00350
79752 | FHA-SES-FEQ-0090 | Fire Extinguisher #90 302236 | FHA-SUSPENDED | Suspended Obsolete entity for storage purpose | Fire Prevention,Extinguisher | Fire Equipment | 43964 | FEQ | http://www.toronto.ca/TWONTO#00350
79753 | FHA-SES-FEQ-0091 | Fire Extinguisher #91 A33892756 | FHA-SUSPENDED | Suspended Obsolete entity for storage purpose | Fire Prevention,Extinguisher | Fire Equipment | 43965 | FEQ | http://www.toronto.ca/TWONTO#00350
79754 | FHA-SES-FEQ-0093 | Fire Extinguisher #93 | FHA-SES-FEQ | Portable Fire Extinguishers | Fire Prevention,Extinguisher | Fire Equipment | 43967 | FEQ | http://www.toronto.ca/TWONTO#00350
79755 | FHA-SES-FEQ-0094 | Fire Extinguisher #94 A35420318 | FHA-SUSPENDED | Suspended Obsolete entity for storage purpose | Fire Prevention,Extinguisher | Fire Equipment | 43968 | FEQ | http://www.toronto.ca/TWONTO#00350
79756 | FHA-SES-FEQ-0095 | Fire Extinguisher #95 A35420299 | FHA-SUSPENDED | Suspended Obsolete entity for storage purpose | Fire Prevention,Extinguisher | Fire Equipment | 43969 | FEQ | http://www.toronto.ca/TWONTO#00350
79757 | FHA-SES-FEQ-0096 | Fire Extinguisher #96 A35420335 | FHA-SES-FEQ | Portable Fire Extinguishers | Fire Prevention,Extinguisher | Fire Equipment | 43970 | FEQ | http://www.toronto.ca/TWONTO#00350
79758 | FHA-SES-FEQ-0097 | Fire Extinguisher #97 A35420339 | FHA-SES-FEQ | Portable Fire Extinguishers | Fire Prevention,Extinguisher | Fire Equipment | 43971 | FEQ | http://www.toronto.ca/TWONTO#00350
79759 | FHA-SES-FEQ-0097 | Fire Extinguisher #97 A35420339 | FHA-SUSPENDED | Suspended Obsolete entity for storage purpose | Fire Prevention,Extinguisher | Fire Equipment | 43971 | FEQ | http://www.toronto.ca/TWONTO#00350
79760 | FHA-SES-FEQ-0098 | Fire Extinguisher #98 A35420338 | FHA-SUSPENDED | Suspended Obsolete entity for storage purpose | Fire Prevention,Extinguisher | Fire Equipment | 43972 | FEQ | http://www.toronto.ca/TWONTO#00350
79761 | FHA-SES-FEQ-0099 | Fire Extinguisher #99 A35420263 | FHA-SES-FEQ | Portable Fire Extinguishers | Fire Prevention,Extinguisher | Fire Equipment | 43973 | FEQ | http://www.toronto.ca/TWONTO#00350
79762 | FHA-SES-FEQ-0100 | Fire Extinguisher #100 A35420266 | FHA-SES-FEQ | Portable Fire Extinguishers | Fire Prevention,Extinguisher | Fire Equipment | 43974 | FEQ | http://www.toronto.ca/TWONTO#00350
79763 | FHA-SES-FEQ-0100 | Fire Extinguisher #100 A35420266 | FHA-SUSPENDED | Suspended Obsolete entity for storage purpose | Fire Prevention,Extinguisher | Fire Equipment | 43974 | FEQ | http://www.toronto.ca/TWONTO#00350
79764 | FHA-SES-FEQ-0102 | Fire Extinguisher #102 A35420306 | FHA-SUSPENDED | Suspended Obsolete entity for storage purpose | Fire Prevention,Extinguisher | Fire Equipment | 43976 | FEQ | http://www.toronto.ca/TWONTO#00350
79765 | FHA-SES-FEQ-0103 | Fire Extinguisher #103 A35420252 | FHA-SES-FEQ | Portable Fire Extinguishers | Fire Prevention,Extinguisher | Fire Equipment | 43977 | FEQ | http://www.toronto.ca/TWONTO#00350
79766 | FHA-SES-FEQ-0104 | Fire Extinguisher #104 A35420246 | FHA-SUSPENDED | Suspended Obsolete entity for storage purpose | Fire Prevention,Extinguisher | Fire Equipment | 43978 | FEQ | http://www.toronto.ca/TWONTO#00350
79767 | FHA-SES-FEQ-0105 | Fire Extinguisher #105 A35420269 | FHA-SES-FEQ | Portable Fire Extinguishers | Fire Prevention,Extinguisher | Fire Equipment | 43979 | FEQ | http://www.toronto.ca/TWONTO#00350
79768 | FHA-SES-FEQ-0107 | Fire Extinguisher #107 YB-844724 | FHA-SES-FEQ | Portable Fire Extinguishers | Fire Prevention,Extinguisher | Fire Equipment | 43981 | FEQ | http://www.toronto.ca/TWONTO#00350
79769 | FHA-SES-FEQ-1 | Fire Sprinkler System | FHA-SES | Safety & Environmental Services |  | Fire Equipment | 43982 | FEQ | http://www.toronto.ca/TWONTO#00352
80184 | THR-THK-P-0100 | Pump, Sprinkler Jockey, Sprinkler System, STB | THR-SES-FEQ-9350S | Fire Extinguisher, Sprinkler System, STB | Fire Prevention,Sprinkler,Dry | Fire Equipment |  | P | http://www.toronto.ca/TWONTO#00626
80315 | THR-THK-V-0101 | Valve, Fire Header, Standpipe, Sprinkler System, STB | THR-SES-FEQ-9350S | Fire Extinguisher, Sprinkler System, STB | Fire Prevention,Sprinkler,Dry | Fire Equipment |  | V | http://www.toronto.ca/TWONTO#00781
80316 | THR-THK-V-0103 | Valve, Isolation, FSL-0103, Water Supply Sprinkler System, STB | THR-SES-FEQ-9350S | Fire Extinguisher, Sprinkler System, STB | Fire Prevention,Sprinkler,Dry | Fire Equipment |  | V | http://www.toronto.ca/TWONTO#00781
80317 | THR-THK-V-0104 | Valve, Supply Water to Sprinkler System Zone 3 | THR-SES-FEQ-9350S | Fire Extinguisher, Sprinkler System, STB | Fire Prevention,Sprinkler,Dry | Fire Equipment |  | V | http://www.toronto.ca/TWONTO#00781
80318 | THR-THK-V-0105 | Valve, Supply Water to Sprinkler System Zone 3 | THR-SES-FEQ-9350S | Fire Extinguisher, Sprinkler System, STB | Fire Prevention,Sprinkler,Dry | Fire Equipment |  | V | http://www.toronto.ca/TWONTO#00781
80319 | THR-THK-V-0107 | Valve, Supply Water to Sprinkler System Zone 1 | THR-SES-FEQ-9350S | Fire Extinguisher, Sprinkler System, STB | Fire Prevention,Sprinkler,Dry | Fire Equipment |  | V | http://www.toronto.ca/TWONTO#00781
80320 | THR-THK-V-0108 | Valve, Supply Water to Sprinkler System Ground Floor | THR-SES-FEQ-9350S | Fire Extinguisher, Sprinkler System, STB | Fire Prevention,Sprinkler,Dry | Fire Equipment |  | V | http://www.toronto.ca/TWONTO#00781
80321 | THR-THK-V-0110 | Valve, Supply Water to Sprinkler System Zone 3 | THR-SES-FEQ-9350S | Fire Extinguisher, Sprinkler System, STB | Fire Prevention,Sprinkler,Dry | Fire Equipment |  | V | http://www.toronto.ca/TWONTO#00781
80322 | THR-THK-V-0111 | Valve, Supply Water to Sprinkler System Ground Floor | THR-SES-FEQ-9350S | Fire Extinguisher, Sprinkler System, STB | Fire Prevention,Sprinkler,Dry | Fire Equipment |  | V | http://www.toronto.ca/TWONTO#00781
80323 | THR-THK-V-0112 | Valve, Isolation, FSL-0112, Sprinkler System Zone 2 | THR-SES-FEQ-9350S | Fire Extinguisher, Sprinkler System, STB | Fire Prevention,Sprinkler,Dry | Fire Equipment |  | V | http://www.toronto.ca/TWONTO#00781
80324 | THR-THK-V-0113 | Valve, Isolation, FSL-0113, Sprinkler System Zone 3 | THR-SES-FEQ-9350S | Fire Extinguisher, Sprinkler System, STB | Fire Prevention,Sprinkler,Dry | Fire Equipment |  | V | http://www.toronto.ca/TWONTO#00781
80325 | THR-THK-V-0115 | Valve, Isolation, FSL-0115, Sprinkler System Zone 5 | THR-SES-FEQ-9350S | Fire Extinguisher, Sprinkler System, STB | Fire Prevention,Sprinkler,Dry | Fire Equipment |  | V | http://www.toronto.ca/TWONTO#00781
80326 | THR-THK-V-0117 | Valve, Isolation, FSL-0117, Sprinkler System Zone 7 | THR-SES-FEQ-9350S | Fire Extinguisher, Sprinkler System, STB | Fire Prevention,Sprinkler,Dry | Fire Equipment |  | V | http://www.toronto.ca/TWONTO#00781
80857 | TNT-ACC-FEQ-0001 | Fire Extinguishers | TAB-SUSPENDED ENTITY | Suspended entities | Fire Prevention,Extinguisher | Fire Equipment | 41263 | FEQ | http://www.toronto.ca/TWONTO#00350
80858 | TNT-ACC-FEQ-0002S | Fire Extinguishers | TAB-SUSPENDED ENTITY | Suspended entities | Fire Prevention,Extinguisher | Fire Equipment | 45539 | FEQ | http://www.toronto.ca/TWONTO#00350
80859 | TNT-ACC-FEQ-0002S | Fire Extinguishers | TNT-SES-FEQ | Fire Extinguishers | Fire Prevention,Extinguisher | Fire Equipment | 45539 | FEQ | http://www.toronto.ca/TWONTO#00350
81192 | TNT-AER-FEQ-0001S | Fire Extinguishers | TAB-SUSPENDED ENTITY | Suspended entities | Fire Prevention,Extinguisher | Fire Equipment | 45540 | FEQ | http://www.toronto.ca/TWONTO#00350
81193 | TNT-AER-FEQ-0001S | Fire Extinguishers | TNT-SES-FEQ | Fire Extinguishers | Fire Prevention,Extinguisher | Fire Equipment | 45540 | FEQ | http://www.toronto.ca/TWONTO#00350
81194 | TNT-AER-FEQ-0002S | Fire Extinguishers | TAB-SUSPENDED ENTITY | Suspended entities | Fire Prevention,Extinguisher | Fire Equipment | 45541 | FEQ | http://www.toronto.ca/TWONTO#00350
81195 | TNT-AER-FEQ-0003S | Fire Extinguishers | TAB-SUSPENDED ENTITY | Suspended entities | Fire Prevention,Extinguisher | Fire Equipment | 45542 | FEQ | http://www.toronto.ca/TWONTO#00350
81196 | TNT-AER-FEQ-0003S | Fire Extinguishers | TNT-SES-FEQ | Fire Extinguishers | Fire Prevention,Extinguisher | Fire Equipment | 45542 | FEQ | http://www.toronto.ca/TWONTO#00350
81197 | TNT-AER-FEQ-0004S | Fire Extinguishers | TAB-SUSPENDED ENTITY | Suspended entities | Fire Prevention,Extinguisher | Fire Equipment | 45543 | FEQ | http://www.toronto.ca/TWONTO#00350
81198 | TNT-AER-FEQ-0005S | Fire Extinguishers | TAB-SUSPENDED ENTITY | Suspended entities | Fire Prevention,Extinguisher | Fire Equipment | 45544 | FEQ | http://www.toronto.ca/TWONTO#00350
81199 | TNT-AER-FEQ-0005S | Fire Extinguishers | TNT-SES-FEQ | Fire Extinguishers | Fire Prevention,Extinguisher | Fire Equipment | 45544 | FEQ | http://www.toronto.ca/TWONTO#00350
81630 | TNT-CW-FEQ-0001 | Fire Hydrant #1, | TNT-CW-FEQ | Fire Hydrants | Fire Prevention,Hydrant | Fire Equipment |  | FEQ | http://www.toronto.ca/TWONTO#00432
81641 | TNT-CW-V-0020 | Fire Hydrant ,Valve | TNT-CW-FEQ | Fire Hydrants | Fire Prevention,Hydrant | Fire Equipment |  | V | http://www.toronto.ca/TWONTO#00781
81691 | TNT-DIG-FEQ-0001S | Fire Extinguishers | TNT-SES-FEQ | Fire Extinguishers | Fire Prevention,Extinguisher | Fire Equipment | 45545 | FEQ | http://www.toronto.ca/TWONTO#00350
81692 | TNT-DIG-FEQ-0002S | Fire Extinguishers | TAB-SUSPENDED ENTITY | Suspended entities | Fire Prevention,Extinguisher | Fire Equipment | 45546 | FEQ | http://www.toronto.ca/TWONTO#00350
81693 | TNT-DIG-FEQ-0002S | Fire Extinguishers | TNT-SES-FEQ | Fire Extinguishers | Fire Prevention,Extinguisher | Fire Equipment | 45546 | FEQ | http://www.toronto.ca/TWONTO#00350
81694 | TNT-DIG-FEQ-0003S | Fire Extinguisher | TNT-SES-FEQ | Fire Extinguishers | Fire Prevention,Extinguisher | Fire Equipment | 45547 | FEQ | http://www.toronto.ca/TWONTO#00350
81695 | TNT-DIG-FEQ-0004S | Fire Extinguisher | TNT-SES-FEQ | Fire Extinguishers | Fire Prevention,Extinguisher | Fire Equipment | 45548 | FEQ | http://www.toronto.ca/TWONTO#00350
81696 | TNT-DIG-FEQ-0005S | Fire Extinguisher | TAB-SUSPENDED ENTITY | Suspended entities | Fire Prevention,Extinguisher | Fire Equipment | 45549 | FEQ | http://www.toronto.ca/TWONTO#00350
81697 | TNT-DIG-FEQ-0006S | Fire Extinguisher | TAB-SUSPENDED ENTITY | Suspended entities | Fire Prevention,Extinguisher | Fire Equipment | 45550 | FEQ | http://www.toronto.ca/TWONTO#00350
81880 | TNT-DIS-FEQ-0001S | Fire Extinguishers#34, S.# 842139 | TAB-SUSPENDED ENTITY | Suspended entities | Fire Prevention,Extinguisher | Fire Equipment | 45551 | FEQ | http://www.toronto.ca/TWONTO#00350
81881 | TNT-DIS-FEQ-0001S | Fire Extinguishers#34, S.# 842139 | TNT-SES-FEQ | Fire Extinguishers | Fire Prevention,Extinguisher | Fire Equipment | 45551 | FEQ | http://www.toronto.ca/TWONTO#00350
81994 | TNT-FT-FEQ-0005S | Fire Extinguishers | TAB-SUSPENDED ENTITY | Suspended entities | Fire Prevention,Extinguisher | Fire Equipment | 45556 | FEQ | http://www.toronto.ca/TWONTO#00350
82127 | TNT-MCS-FEQ-0003S | Fire Extinguishers | TAB-SUSPENDED ENTITY | Suspended entities | Fire Prevention,Extinguisher | Fire Equipment | 45557 | FEQ | http://www.toronto.ca/TWONTO#00350
82128 | TNT-MCS-FEQ-0011S | Fire Extinguishers | TNT-SES-FEQ | Fire Extinguishers | Fire Prevention,Extinguisher | Fire Equipment | 45559 | FEQ | http://www.toronto.ca/TWONTO#00350
82129 | TNT-MCS-FEQ-0015S | Fire Extinguishers | TNT-SES-FEQ | Fire Extinguishers | Fire Prevention,Extinguisher | Fire Equipment | 45560 | FEQ | http://www.toronto.ca/TWONTO#00350
82190 | TNT-PLT-FEQ-0001S | Fire Extinguishers | TNT-SES-FEQ | Fire Extinguishers | Fire Prevention,Extinguisher | Fire Equipment | 45561 | FEQ | http://www.toronto.ca/TWONTO#00350
82208 | TNT-PRM-FEQ-0002S | Fire Extinguishers | TAB-SUSPENDED ENTITY | Suspended entities | Fire Prevention,Extinguisher | Fire Equipment | 45563 | FEQ | http://www.toronto.ca/TWONTO#00350
82209 | TNT-PRM-FEQ-0002S | Fire Extinguishers | TNT-SES-FEQ | Fire Extinguishers | Fire Prevention,Extinguisher | Fire Equipment | 45563 | FEQ | http://www.toronto.ca/TWONTO#00350
82210 | TNT-PRM-FEQ-0003S | Fire Extinguishers | TAB-SUSPENDED ENTITY | Suspended entities | Fire Prevention,Extinguisher | Fire Equipment | 45564 | FEQ | http://www.toronto.ca/TWONTO#00350
82211 | TNT-PRM-FEQ-0003S | Fire Extinguishers | TNT-SES-FEQ | Fire Extinguishers | Fire Prevention,Extinguisher | Fire Equipment | 45564 | FEQ | http://www.toronto.ca/TWONTO#00350
82299 | TNT-SES-FEQ-0001S | Fire Extinguishers | TNT-SES-FEQ | Fire Extinguishers | Fire Prevention,Extinguisher | Fire Equipment | 45565 | FEQ | http://www.toronto.ca/TWONTO#00350
82300 | TNT-SES-FEQ-0002S | Fire Extinguishers | TNT-SES-FEQ | Fire Extinguishers | Fire Prevention,Extinguisher | Fire Equipment | 45566 | FEQ | http://www.toronto.ca/TWONTO#00350
82301 | TNT-SES-FEQ-0003S | Fire Extinguishers | TAB-SUSPENDED ENTITY | Suspended entities | Fire Prevention,Extinguisher | Fire Equipment | 45567 | FEQ | http://www.toronto.ca/TWONTO#00350
82302 | TNT-SES-FEQ-0004S | Fire Extinguishers | TAB-SUSPENDED ENTITY | Suspended entities | Fire Prevention,Extinguisher | Fire Equipment | 45568 | FEQ | http://www.toronto.ca/TWONTO#00350
82303 | TNT-SES-FEQ-0005S | Fire Extinguishers | TNT-SES-FEQ | Fire Extinguishers | Fire Prevention,Extinguisher | Fire Equipment | 45569 | FEQ | http://www.toronto.ca/TWONTO#00350
82304 | TNT-SES-FEQ-0006S | Fire Extinguishers | TNT-SES-FEQ | Fire Extinguishers | Fire Prevention,Extinguisher | Fire Equipment | 45570 | FEQ | http://www.toronto.ca/TWONTO#00350
82305 | TNT-SES-FEQ-0012S | Fire Extinguishers | TAB-SUSPENDED ENTITY | Suspended entities | Fire Prevention,Extinguisher | Fire Equipment | 45571 | FEQ | http://www.toronto.ca/TWONTO#00350
82306 | TNT-SES-FEQ-0012S | Fire Extinguishers | TNT-SES-FEQ | Fire Extinguishers | Fire Prevention,Extinguisher | Fire Equipment | 45571 | FEQ | http://www.toronto.ca/TWONTO#00350
82307 | TNT-SES-FEQ-0013S | Fire Extinguishers | TAB-SUSPENDED ENTITY | Suspended entities | Fire Prevention,Extinguisher | Fire Equipment | 45572 | FEQ | http://www.toronto.ca/TWONTO#00350
82308 | TNT-SES-FEQ-0013S | Fire Extinguishers | TNT-SES-FEQ | Fire Extinguishers | Fire Prevention,Extinguisher | Fire Equipment | 45572 | FEQ | http://www.toronto.ca/TWONTO#00350
82309 | TNT-SES-FEQ-0014S | Fire Extinguishers | TAB-SUSPENDED ENTITY | Suspended entities | Fire Prevention,Extinguisher | Fire Equipment | 45573 | FEQ | http://www.toronto.ca/TWONTO#00350
82310 | TNT-SES-FEQ-0017S | Fire Extinguishers | TNT-SES-FEQ | Fire Extinguishers | Fire Prevention,Extinguisher | Fire Equipment | 45574 | FEQ | http://www.toronto.ca/TWONTO#00350
82311 | TNT-SES-FEQ-0018S | Fire Extinguishers | TAB-SUSPENDED ENTITY | Suspended entities | Fire Prevention,Extinguisher | Fire Equipment | 45575 | FEQ | http://www.toronto.ca/TWONTO#00350
82312 | TNT-SES-FEQ-0020S | Fire Extinguishers | TAB-SUSPENDED ENTITY | Suspended entities | Fire Prevention,Extinguisher | Fire Equipment | 45577 | FEQ | http://www.toronto.ca/TWONTO#00350
82313 | TNT-SES-FEQ-0022S | Fire Extinguishers | TAB-SUSPENDED ENTITY | Suspended entities | Fire Prevention,Extinguisher | Fire Equipment | 45579 | FEQ | http://www.toronto.ca/TWONTO#00350
82314 | TNT-SES-FEQ-0023S | Fire Extinguishers | TAB-SUSPENDED ENTITY | Suspended entities | Fire Prevention,Extinguisher | Fire Equipment | 45580 | FEQ | http://www.toronto.ca/TWONTO#00350
82315 | TNT-SES-FEQ-0023S | Fire Extinguishers | TNT-SES-FEQ | Fire Extinguishers | Fire Prevention,Extinguisher | Fire Equipment | 45580 | FEQ | http://www.toronto.ca/TWONTO#00350
82316 | TNT-SES-FEQ-0024S | Fire Extinguishers | TNT-SES-FEQ | Fire Extinguishers | Fire Prevention,Extinguisher | Fire Equipment | 45581 | FEQ | http://www.toronto.ca/TWONTO#00350
82317 | TNT-SES-FEQ-0025S | Fire Extinguishers | TNT-SES-FEQ | Fire Extinguishers | Fire Prevention,Extinguisher | Fire Equipment | 45582 | FEQ | http://www.toronto.ca/TWONTO#00350
82318 | TNT-SES-FEQ-0026S | Fire Extinguishers | TAB-SUSPENDED ENTITY | Suspended entities | Fire Prevention,Extinguisher | Fire Equipment | 45583 | FEQ | http://www.toronto.ca/TWONTO#00350
82319 | TNT-SES-FEQ-0027S | Fire Extinguishers- Smoothering System | TAB-SUSPENDED ENTITY | Suspended entities | Fire Prevention,Extinguisher | Fire Equipment | 45584 | FEQ | http://www.toronto.ca/TWONTO#00350
82320 | TNT-SES-FEQ-0027S | Fire Extinguishers- Smoothering System | TNT-SES-FEQ | Fire Extinguishers | Fire Prevention,Extinguisher | Fire Equipment | 45584 | FEQ | http://www.toronto.ca/TWONTO#00350
82321 | TNT-SES-FEQ-0028S | Fire Extinguishers- | TAB-SUSPENDED ENTITY | Suspended entities | Fire Prevention,Extinguisher | Fire Equipment | 45585 | FEQ | http://www.toronto.ca/TWONTO#00350
82322 | TNT-SES-FEQ-0028S | Fire Extinguishers- | TNT-SES-FEQ | Fire Extinguishers | Fire Prevention,Extinguisher | Fire Equipment | 45585 | FEQ | http://www.toronto.ca/TWONTO#00350
82323 | TNT-SES-FEQ-0031S | Fire Extinguisher | TAB-SUSPENDED ENTITY | Suspended entities | Fire Prevention,Extinguisher | Fire Equipment | 45588 | FEQ | http://www.toronto.ca/TWONTO#00350
82324 | TNT-SES-FEQ-0032S | Fire Extinguisher | TNT-SES-FEQ | Fire Extinguishers | Fire Prevention,Extinguisher | Fire Equipment | 45589 | FEQ | http://www.toronto.ca/TWONTO#00350
82325 | TNT-SES-FEQ-0033S | Fire Extinguisher | TAB-SUSPENDED ENTITY | Suspended entities | Fire Prevention,Extinguisher | Fire Equipment | 45590 | FEQ | http://www.toronto.ca/TWONTO#00350
82326 | TNT-SES-FEQ-0034S | Fire Extinguisher | TNT-SES-FEQ | Fire Extinguishers | Fire Prevention,Extinguisher | Fire Equipment | 45591 | FEQ | http://www.toronto.ca/TWONTO#00350
85083 | WTR-PAH-FEQ-0001-SUS | Fire Prevention, Extinguisher, Armour Heights Pumping Station, Pump Room East | WTR-PAH-FEQ-SUS | Fire Equipment, Armour Heights Pumping Station | Fire Prevention,Extinguisher | Fire Equipment | 44931 | FEQ | http://www.toronto.ca/TWONTO#00350
85084 | WTR-PAH-FEQ-0003-SUS | Fire Prevention, Extinguisher, Armour Heights Pumping Station, Pump Room Entrance | WTR-PAH-FEQ-SUS | Fire Equipment, Armour Heights Pumping Station | Fire Prevention,Extinguisher | Fire Equipment | 44933 | FEQ | http://www.toronto.ca/TWONTO#00350
85085 | WTR-PAH-FEQ-0005-SUS | Fire Prevention, Extinguisher, Armour Heights Pumping Station, Crew Room | WTR-PAH-FEQ-SUS | Fire Equipment, Armour Heights Pumping Station | Fire Prevention,Extinguisher | Fire Equipment | 44935 | FEQ | http://www.toronto.ca/TWONTO#00350
85180 | WTR-PDS-FEQ-0001-SUS | Fire Prevention, Extinguisher, Dorset Pumping Station | WTR-PDS-FEQ-SUS | Fire Equipment, Dorset Pumping Station | Fire Prevention,Extinguisher | Fire Equipment | 44942 | FEQ | http://www.toronto.ca/TWONTO#00350
85272 | WTR-PEG-FEQ-0001-SUS | Fire Prevention, Extinguisher, Eglington Pumping Station, East Entrance | WTR-PEG-FEQ-SUS | Fire Equipment, Eglington Pumping Station |  | Fire Equipment | 44949 | FEQ | http://www.toronto.ca/TWONTO#00350
85273 | WTR-PEG-FEQ-0001-SUS | Fire Prevention, Extinguisher, Eglington Pumping Station, East Entrance | WTR-SUSPENDED | Suspended Obsolete entity for storage purpose |  | Fire Equipment | 44949 | FEQ | http://www.toronto.ca/TWONTO#00350
85274 | WTR-PEG-FEQ-0002-SUS | Fire Prevention, Extinguisher, Eglington Pumping Station, MCC Floor | WTR-SUSPENDED | Suspended Obsolete entity for storage purpose | Fire Prevention,Extinguisher | Fire Equipment | 44950 | FEQ | http://www.toronto.ca/TWONTO#00350
85275 | WTR-PEG-FEQ-0003-SUS | Fire Prevention, Extinguisher, Eglington Pumping Station, South Basement Wall | WTR-SUSPENDED | Suspended Obsolete entity for storage purpose | Fire Prevention,Extinguisher | Fire Equipment | 44951 | FEQ | http://www.toronto.ca/TWONTO#00350
85630 | WTR-PEL-FEQ-0001-SUS | Fire Prevention, Extinguisher, Ellesmere Pumping Station, Pumps Room | WTR-PEL-FEQ-SUS | Fire Equipment, Ellesmere Pumping Station | Fire Prevention,Extinguisher | Fire Equipment | 44969 | FEQ | http://www.toronto.ca/TWONTO#00350
85631 | WTR-PEL-FEQ-0001-SUS | Fire Prevention, Extinguisher, Ellesmere Pumping Station, Pumps Room | WTR-SUSPENDED | Suspended Obsolete entity for storage purpose | Fire Prevention,Extinguisher | Fire Equipment | 44969 | FEQ | http://www.toronto.ca/TWONTO#00350
85632 | WTR-PEL-FEQ-0002-SUS | Fire Prevention, Extinguisher, Ellesmere Pumping Station, Pumps Room | WTR-PEL-FEQ-SUS | Fire Equipment, Ellesmere Pumping Station | Fire Prevention,Extinguisher | Fire Equipment | 44970 | FEQ | http://www.toronto.ca/TWONTO#00350
85633 | WTR-PEL-FEQ-0002-SUS | Fire Prevention, Extinguisher, Ellesmere Pumping Station, Pumps Room | WTR-SUSPENDED | Suspended Obsolete entity for storage purpose | Fire Prevention,Extinguisher | Fire Equipment | 44970 | FEQ | http://www.toronto.ca/TWONTO#00350
85634 | WTR-PEL-FEQ-0004-SUS | Fire Prevention, Extinguisher, Ellesmere Pumping Station, Washroom | WTR-PEL-FEQ-SUS | Fire Equipment, Ellesmere Pumping Station | Fire Prevention,Extinguisher | Fire Equipment | 44972 | FEQ | http://www.toronto.ca/TWONTO#00350
85635 | WTR-PEL-FEQ-0004-SUS | Fire Prevention, Extinguisher, Ellesmere Pumping Station, Washroom | WTR-SUSPENDED | Suspended Obsolete entity for storage purpose | Fire Prevention,Extinguisher | Fire Equipment | 44972 | FEQ | http://www.toronto.ca/TWONTO#00350
85636 | WTR-PEL-FEQ-0006-SUS | Fire Prevention, Extinguisher, Ellesmere Pumping Station, MCC Room | WTR-PEL-FEQ-SUS | Fire Equipment, Ellesmere Pumping Station | Fire Prevention,Extinguisher | Fire Equipment | 44974 | FEQ | http://www.toronto.ca/TWONTO#00350
86142 | WTR-PHL-FEQ-0001-SUS | Fire Prevention, Extinguisher, High Level Pumping Station, Basement South East Exit | WTR-PHL-FEQ-SUS | Fire Equipment, High Level Pumping Station | Fire Prevention | Fire Equipment | 45019 | FEQ | http://www.toronto.ca/TWONTO#00350
86143 | WTR-PHL-FEQ-0002-SUS | Fire Prevention, Extinguisher, High Level Pumping Station, Basement, N. Stairs | WTR-SUSPENDED | Suspended Obsolete entity for storage purpose | Fire Prevention | Fire Equipment | 45020 | FEQ | http://www.toronto.ca/TWONTO#00350
86144 | WTR-PHL-FEQ-0003-SUS | Fire Prevention, Extinguisher, High Level Pumping Station, Basement South West Exit | WTR-PHL-FEQ-SUS | Fire Equipment, High Level Pumping Station | Fire Prevention | Fire Equipment | 45021 | FEQ | http://www.toronto.ca/TWONTO#00350
86145 | WTR-PHL-FEQ-0003-SUS | Fire Prevention, Extinguisher, High Level Pumping Station, Basement South West Exit | WTR-SUSPENDED | Suspended Obsolete entity for storage purpose | Fire Prevention | Fire Equipment | 45021 | FEQ | http://www.toronto.ca/TWONTO#00350
86146 | WTR-PHL-FEQ-0004-SUS | Fire Prevention, Extinguisher, High Level Pumping Station, Basement, South Stairs, outside Battery Room | WTR-PHL-FEQ-SUS | Fire Equipment, High Level Pumping Station | Fire Prevention | Fire Equipment | 45022 | FEQ | http://www.toronto.ca/TWONTO#00350
86187 | WTR-PHL-FEQ-0004-SUS | Fire Prevention, Extinguisher, High Level Pumping Station, Basement, South Stairs, outside Battery Room | WTR-SUSPENDED | Suspended Obsolete entity for storage purpose | Fire Prevention | Fire Equipment | 45022 | FEQ | http://www.toronto.ca/TWONTO#00350
86188 | WTR-PHL-FEQ-0005-SUS | Fire Prevention, Extinguisher, High Level Pumping Station, North Pump Room, Norrth Wall | WTR-PHL-FEQ-SUS | Fire Equipment, High Level Pumping Station | Fire Prevention | Fire Equipment | 45023 | FEQ | http://www.toronto.ca/TWONTO#00350
86189 | WTR-PHL-FEQ-0005-SUS | Fire Prevention, Extinguisher, High Level Pumping Station, North Pump Room, Norrth Wall | WTR-SUSPENDED | Suspended Obsolete entity for storage purpose | Fire Prevention | Fire Equipment | 45023 | FEQ | http://www.toronto.ca/TWONTO#00350
86190 | WTR-PHL-FEQ-0006-SUS | Fire Prevention, Extinguisher, High Level Pumping Station, North Pump Room, Beside Generator | WTR-SUSPENDED | Suspended Obsolete entity for storage purpose | Fire Prevention | Fire Equipment | 45024 | FEQ | http://www.toronto.ca/TWONTO#00350
86191 | WTR-PHL-FEQ-0007-SUS | Fire Prevention, Extinguisher, High Level Pumping Station, Engine Room, West Wall | WTR-PHL-FEQ-SUS | Fire Equipment, High Level Pumping Station | Fire Prevention | Fire Equipment | 45025 | FEQ | http://www.toronto.ca/TWONTO#00350
86192 | WTR-PHL-FEQ-0009-SUS | Fire Prevention, Extinguisher, High Level Pumping Station, Engine Room, Behind RPU | WTR-SUSPENDED | Suspended Obsolete entity for storage purpose | Fire Prevention | Fire Equipment | 45027 | FEQ | http://www.toronto.ca/TWONTO#00350
86193 | WTR-PHL-FEQ-0011-SUS | Fire Prevention, Extinguisher, High Level Pumping Station, South Pump Room, Mezzanine, West Wall | WTR-PHL-FEQ-SUS | Fire Equipment, High Level Pumping Station | Fire Prevention | Fire Equipment | 45029 | FEQ | http://www.toronto.ca/TWONTO#00350
86194 | WTR-PHL-FEQ-0012-SUS | Fire Prevention, Extinguisher, High Level Pumping Station, South Pump Room, North Wall | WTR-PHL-FEQ-SUS | Fire Equipment, High Level Pumping Station | Fire Prevention | Fire Equipment | 45030 | FEQ | http://www.toronto.ca/TWONTO#00350
86195 | WTR-PHL-FEQ-0013-SUS | Fire Prevention, Extinguisher, High Level Pumping Station, PCO's Lunch Room | WTR-SUSPENDED | Suspended Obsolete entity for storage purpose | Fire Prevention | Fire Equipment | 45031 | FEQ | http://www.toronto.ca/TWONTO#00350
86196 | WTR-PHL-FEQ-0014-SUS | Fire Prevention, Extinguisher, High Level Pumping Station, Crew Locker Area | WTR-PHL-FEQ-SUS | Fire Equipment, High Level Pumping Station | Fire Prevention | Fire Equipment | 45032 | FEQ | http://www.toronto.ca/TWONTO#00350
86197 | WTR-PHL-FEQ-0015-SUS | Fire Prevention, Extinguisher, High Level Pumping Station, Ground Fl. Office Hallway, South door | WTR-PHL-FEQ-SUS | Fire Equipment, High Level Pumping Station | Fire Prevention | Fire Equipment | 45033 | FEQ | http://www.toronto.ca/TWONTO#00350
86198 | WTR-PHL-FEQ-0016-SUS | Fire Prevention, Extinguisher, High Level Pumping Station, Main Control Room, South Exit | WTR-SUSPENDED | Suspended Obsolete entity for storage purpose |  | Fire Equipment | 45034 | FEQ | http://www.toronto.ca/TWONTO#00350
86199 | WTR-PHL-FEQ-0018-SUS | Fire Prevention, Extinguisher, High Level Pumping Station, Crew Room | WTR-SUSPENDED | Suspended Obsolete entity for storage purpose |  | Fire Equipment | 45036 | FEQ | http://www.toronto.ca/TWONTO#00350
86200 | WTR-PHL-FEQ-0021-SUS | Fire Prevention, Extinguisher, High Level Pumping Station, 2nd Floor Offices, North exit | WTR-SUSPENDED | Suspended Obsolete entity for storage purpose |  | Fire Equipment | 45039 | FEQ | http://www.toronto.ca/TWONTO#00350
86201 | WTR-PHL-FEQ-0022-SUS | Fire Prevention, Extinguisher, High Level Pumping Station, 2nd Floor, Outside Training Room | WTR-PHL-FEQ-SUS | Fire Equipment, High Level Pumping Station | Fire Prevention,Extinguisher | Fire Equipment | 45040 | FEQ | http://www.toronto.ca/TWONTO#00350
86202 | WTR-PHL-FEQ-0023-SUS | Fire Prevention, Extinguisher, High Level Pumping Station, Welding Shop | WTR-PHL-FEQ-SUS | Fire Equipment, High Level Pumping Station | Fire Prevention,Extinguisher | Fire Equipment | 45041 | FEQ | http://www.toronto.ca/TWONTO#00350
86203 | WTR-PHL-FEQ-0023-SUS | Fire Prevention, Extinguisher, High Level Pumping Station, Welding Shop | WTR-SUSPENDED | Suspended Obsolete entity for storage purpose | Fire Prevention,Extinguisher | Fire Equipment | 45041 | FEQ | http://www.toronto.ca/TWONTO#00350
86204 | WTR-PHL-FEQ-0024-SUS | Fire Prevention, Extinguisher, High Level Pumping Station, Machine Shop | WTR-SUSPENDED | Suspended Obsolete entity for storage purpose | Fire Prevention,Extinguisher | Fire Equipment | 45042 | FEQ | http://www.toronto.ca/TWONTO#00350
86205 | WTR-PHL-FEQ-0026-SUS | Fire Prevention, Extinguisher, High Level Pumping Station, Truck #080049 | WTR-SUSPENDED | Suspended Obsolete entity for storage purpose | Fire Prevention,Extinguisher | Fire Equipment | 45044 | FEQ | http://www.toronto.ca/TWONTO#00350
86206 | WTR-PHL-FEQ-0027-SUS | Fire Prevention, Extinguisher, High Level Pumping Station, Truck #065041 | WTR-CENTRAL-SES | Safety & Lifting Devices | Fire Prevention,Extinguisher | Fire Equipment | 45045 | FEQ | http://www.toronto.ca/TWONTO#00350
86207 | WTR-PHL-FEQ-0028-SUS | Fire Prevention, Extinguisher, High Level Pumping Station, Truck #145021 | WTR-CENTRAL-SES | Safety & Lifting Devices | Fire Prevention,Extinguisher | Fire Equipment | 45046 | FEQ | http://www.toronto.ca/TWONTO#00350
86208 | WTR-PHL-FEQ-0029-SUS | Fire Prevention, Extinguisher, High Level Pumping Station, Truck #145021 | WTR-SUSPENDED | Suspended Obsolete entity for storage purpose | Fire Prevention,Extinguisher | Fire Equipment | 45047 | FEQ | http://www.toronto.ca/TWONTO#00350
86209 | WTR-PHL-FEQ-0030-SUS | Fire Prevention, Extinguisher, High Level Pumping Station, Basement | WTR-SUSPENDED | Suspended Obsolete entity for storage purpose | Fire Prevention,Extinguisher | Fire Equipment | 45048 | FEQ | http://www.toronto.ca/TWONTO#00350
86210 | WTR-PHL-FEQ-0031 | Fire Prevention, Fire Hydrant (Hansen ID HY31050), High Level Pumping Station, 235 Cottingham St, East side of building | WTR-CENTRAL-SES | Safety & Lifting Devices | Fire Prevention,Hydrant | Fire Equipment |  | FEQ | http://www.toronto.ca/TWONTO#00432
86211 | WTR-PHL-FEQ-0032-SUS | Fire Prevention, Extinguisher, High Level Pumping Station, 40 Rathnelly, Upstairs | WTR-PHL-ENGHOUSE | Engineers House, 40 Rathnelly | Fire Prevention | Fire Equipment | 45050 | FEQ | http://www.toronto.ca/TWONTO#00350
86212 | WTR-PHL-FEQ-0032-SUS | Fire Prevention, Extinguisher, High Level Pumping Station, 40 Rathnelly, Upstairs | WTR-PHL-FEQ-SUS | Fire Equipment, High Level Pumping Station | Fire Prevention | Fire Equipment | 45050 | FEQ | http://www.toronto.ca/TWONTO#00350
86213 | WTR-PHL-FEQ-0033-SUS | Fire Prevention, Extinguisher, High Level Pumping Station, 40 Rathnelly, MainFloor/Basement stairs | WTR-PHL-ENGHOUSE | Engineers House, 40 Rathnelly | Fire Prevention | Fire Equipment | 45051 | FEQ | http://www.toronto.ca/TWONTO#00350
86214 | WTR-PHL-FEQ-0033-SUS | Fire Prevention, Extinguisher, High Level Pumping Station, 40 Rathnelly, MainFloor/Basement stairs | WTR-PHL-FEQ-SUS | Fire Equipment, High Level Pumping Station | Fire Prevention | Fire Equipment | 45051 | FEQ | http://www.toronto.ca/TWONTO#00350
86215 | WTR-PHL-FEQ-0034-SUS | Fire Prevention, Extinguisher, High Level Pumping Station, 40 Rathnelly, Basement | WTR-PHL-FEQ-SUS | Fire Equipment, High Level Pumping Station | Fire Prevention | Fire Equipment | 45052 | FEQ | http://www.toronto.ca/TWONTO#00350
86216 | WTR-PHL-FEQ-0034-SUS | Fire Prevention, Extinguisher, High Level Pumping Station, 40 Rathnelly, Basement | WTR-SUSPENDED | Suspended Obsolete entity for storage purpose | Fire Prevention | Fire Equipment | 45052 | FEQ | http://www.toronto.ca/TWONTO#00350
86217 | WTR-PHL-FEQ-0035 | Detector, Smoke/CO, High Level Pumping Station, 40 Rathnelly, Upstairs Hall Ceiling | WTR-PHL-FEQ-SUS | Fire Equipment, High Level Pumping Station | Fire Prevention | Fire Equipment |  | FEQ | http://www.toronto.ca/TWONTO#00362
86218 | WTR-PHL-FEQ-0035 | Detector, Smoke/CO, High Level Pumping Station, 40 Rathnelly, Upstairs Hall Ceiling | WTR-SUSPENDED | Suspended Obsolete entity for storage purpose | Fire Prevention | Fire Equipment |  | FEQ | http://www.toronto.ca/TWONTO#00362
86219 | WTR-PHL-FEQ-0036 | Detector, Smoke/CO, High Level Pumping Station, 40 Rathnelly, Upstairs Hall Wall | WTR-PHL-ENGHOUSE | Engineers House, 40 Rathnelly | Fire Prevention | Fire Equipment |  | FEQ | http://www.toronto.ca/TWONTO#00362
86220 | WTR-PHL-FEQ-0037 | Detector, Smoke/CO, High Level Pumping Station, 40 Rathnelly, Main Floor Ceiling | WTR-PHL-ENGHOUSE | Engineers House, 40 Rathnelly | Fire Prevention | Fire Equipment |  | FEQ | http://www.toronto.ca/TWONTO#00362
86221 | WTR-PHL-FEQ-0037 | Detector, Smoke/CO, High Level Pumping Station, 40 Rathnelly, Main Floor Ceiling | WTR-SUSPENDED | Suspended Obsolete entity for storage purpose | Fire Prevention | Fire Equipment |  | FEQ | http://www.toronto.ca/TWONTO#00362
86222 | WTR-PHL-FEQ-0038 | Detector, Smoke/CO, High Level Pumping Station, 40 Rathnelly, Basement Ceiling | WTR-PHL-ENGHOUSE | Engineers House, 40 Rathnelly | Fire Prevention | Fire Equipment |  | FEQ | http://www.toronto.ca/TWONTO#00362
86223 | WTR-PHL-FEQ-0039 | Detector, Smoke/CO, High Level Pumping Station, 40 Rathnelly, Basement | WTR-PHL-ENGHOUSE | Engineers House, 40 Rathnelly | Fire Prevention | Fire Equipment |  | FEQ | http://www.toronto.ca/TWONTO#00362
86224 | WTR-PHL-FEQ-0039 | Detector, Smoke/CO, High Level Pumping Station, 40 Rathnelly, Basement | WTR-PHL-FEQ-SUS | Fire Equipment, High Level Pumping Station | Fire Prevention | Fire Equipment |  | FEQ | http://www.toronto.ca/TWONTO#00362
86225 | WTR-PHL-FEQ-0040 | Detector, Smoke/CO, High Level Pumping Station, 40 Rathnelly, Main Floor | WTR-PHL-FEQ-SUS | Fire Equipment, High Level Pumping Station | Fire Prevention | Fire Equipment |  | FEQ | http://www.toronto.ca/TWONTO#00362
86226 | WTR-PHL-FEQ-0040 | Detector, Smoke/CO, High Level Pumping Station, 40 Rathnelly, Main Floor | WTR-SUSPENDED | Suspended Obsolete entity for storage purpose | Fire Prevention | Fire Equipment |  | FEQ | http://www.toronto.ca/TWONTO#00362
86227 | WTR-PHL-FEQ-0041 | Detector, Smoke/CO, High Level Pumping Station, 40 Rathnelly, Upstairs | WTR-PHL-ENGHOUSE | Engineers House, 40 Rathnelly | Fire Prevention | Fire Equipment |  | FEQ | http://www.toronto.ca/TWONTO#00362
86581 | WTR-PJO-FEQ-0001-SUS | Fire Prevention, Extinguisher, Wm. H. Johnston Pumping Station, Ground Floor Middle | WTR-SUSPENDED | Suspended Obsolete entity for storage purpose | Fire Prevention,Extinguisher | Fire Equipment | 45106 | FEQ | http://www.toronto.ca/TWONTO#00350
86582 | WTR-PJO-FEQ-0002-SUS | Fire Prevention, Extinguisher, Wm. H. Johnston Pumping Station, Back Exit | WTR-PJO-FEQ-SUS | Fire Equipment, Wm. H. Johnston Pumping Station | Fire Prevention,Extinguisher | Fire Equipment | 45107 | FEQ | http://www.toronto.ca/TWONTO#00350
86583 | WTR-PJO-FEQ-0002-SUS | Fire Prevention, Extinguisher, Wm. H. Johnston Pumping Station, Back Exit | WTR-SUSPENDED | Suspended Obsolete entity for storage purpose | Fire Prevention,Extinguisher | Fire Equipment | 45107 | FEQ | http://www.toronto.ca/TWONTO#00350
86584 | WTR-PJO-FEQ-0003-SUS | Fire Prevention, Extinguisher, Wm. H. Johnston Pumping Station, Electrical Room | WTR-SUSPENDED | Suspended Obsolete entity for storage purpose | Fire Prevention,Extinguisher | Fire Equipment | 45108 | FEQ | http://www.toronto.ca/TWONTO#00350
86585 | WTR-PJO-FEQ-0004-SUS | Fire Prevention, Extinguisher, Wm. H. Johnston Pumping Station, Basement | WTR-PJO-FEQ-SUS | Fire Equipment, Wm. H. Johnston Pumping Station | Fire Prevention,Extinguisher | Fire Equipment | 45109 | FEQ | http://www.toronto.ca/TWONTO#00350
86725 | WTR-PJS-FEQ-0001-SUS | Fire Prevention, Extinguisher, John Street Pumping Station, Electrical Room | WTR-PJS-FEQ-SUS | Fire Equipment, John Street Pumping Station | Fire Prevention,Extinguisher | Fire Equipment | 45119 | FEQ | http://www.toronto.ca/TWONTO#00350
86726 | WTR-PJS-FEQ-0004-SUS | Fire Prevention, Extinguisher, John Street Pumping Station, Lower North West Basement Level | WTR-SUSPENDED | Suspended Obsolete entity for storage purpose | Fire Prevention,Extinguisher | Fire Equipment | 45122 | FEQ | http://www.toronto.ca/TWONTO#00350
86727 | WTR-PJS-FEQ-0005-SUS | Fire Prevention, Extinguisher, John Street Pumping Station, Lower North East Basement Level | WTR-PJS-FEQ-SUS | Fire Equipment, John Street Pumping Station | Fire Prevention,Extinguisher | Fire Equipment | 45123 | FEQ | http://www.toronto.ca/TWONTO#00350
86728 | WTR-PJS-FEQ-0005-SUS | Fire Prevention, Extinguisher, John Street Pumping Station, Lower North East Basement Level | WTR-SUSPENDED | Suspended Obsolete entity for storage purpose | Fire Prevention,Extinguisher | Fire Equipment | 45123 | FEQ | http://www.toronto.ca/TWONTO#00350
86729 | WTR-PJS-FEQ-0006-SUS | Fire Prevention, Extinguisher, John Street Pumping Station, Lower South West Basement Level | WTR-PJS-FEQ-SUS | Fire Equipment, John Street Pumping Station | Fire Prevention,Extinguisher | Fire Equipment | 45124 | FEQ | http://www.toronto.ca/TWONTO#00350
86730 | WTR-PJS-FEQ-0006-SUS | Fire Prevention, Extinguisher, John Street Pumping Station, Lower South West Basement Level | WTR-SUSPENDED | Suspended Obsolete entity for storage purpose | Fire Prevention,Extinguisher | Fire Equipment | 45124 | FEQ | http://www.toronto.ca/TWONTO#00350
86731 | WTR-PJS-FEQ-0007-SUS | Fire Prevention, Extinguisher, John Street Pumping Station, Lower South East Basement Level | WTR-PJS-FEQ-SUS | Fire Equipment, John Street Pumping Station | Fire Prevention,Extinguisher | Fire Equipment | 45125 | FEQ | http://www.toronto.ca/TWONTO#00350
86732 | WTR-PJS-FEQ-0008-SUS | Fire Prevention, Extinguisher, John Street Pumping Station, Lower South Basement Level | WTR-SUSPENDED | Suspended Obsolete entity for storage purpose | Fire Prevention,Extinguisher | Fire Equipment | 45126 | FEQ | http://www.toronto.ca/TWONTO#00350
86733 | WTR-PJS-FEQ-0009-SUS | Fire Prevention, Extinguisher, John Street Pumping Station, Lower North Basement Level | WTR-SUSPENDED | Suspended Obsolete entity for storage purpose | Fire Prevention,Extinguisher | Fire Equipment | 45127 | FEQ | http://www.toronto.ca/TWONTO#00350
86734 | WTR-PJS-FEQ-0010-SUS | Fire Prevention, Extinguisher, John Street Pumping Station, Truck Loading Dock | WTR-SUSPENDED | Suspended Obsolete entity for storage purpose | Fire Prevention,Extinguisher | Fire Equipment | 45128 | FEQ | http://www.toronto.ca/TWONTO#00350
86735 | WTR-PJS-FEQ-0011-SUS | Fire Prevention, Extinguisher, John Street Pumping Station, Storage Room | WTR-PJS-FEQ-SUS | Fire Equipment, John Street Pumping Station | Fire Prevention,Extinguisher | Fire Equipment | 45129 | FEQ | http://www.toronto.ca/TWONTO#00350
86736 | WTR-PJS-FEQ-0012-SUS | Fire Prevention, Extinguisher, John Street Pumping Station, Storage Room | WTR-SUSPENDED | Suspended Obsolete entity for storage purpose | Fire Prevention,Extinguisher | Fire Equipment | 45130 | FEQ | http://www.toronto.ca/TWONTO#00350
86737 | WTR-PJS-FEQ-0013-SUS | Fire Prevention, Extinguisher, John Street Pumping Station, RPU Room | WTR-SUSPENDED | Suspended Obsolete entity for storage purpose | Fire Prevention,Extinguisher | Fire Equipment | 45131 | FEQ | http://www.toronto.ca/TWONTO#00350
86738 | WTR-PJS-FEQ-0014-SUS | Fire Prevention, Extinguisher, John Street Pumping Station, High Voltage Room | WTR-PJS-FEQ-SUS | Fire Equipment, John Street Pumping Station | Fire Prevention,Extinguisher | Fire Equipment | 45132 | FEQ | http://www.toronto.ca/TWONTO#00350
86739 | WTR-PJS-FEQ-0015-SUS | Fire Prevention, Extinguisher, John Street Pumping Station, Main Pump Room | WTR-PJS-FEQ-SUS | Fire Equipment, John Street Pumping Station | Fire Prevention,Extinguisher | Fire Equipment | 45133 | FEQ | http://www.toronto.ca/TWONTO#00350
86740 | WTR-PJS-FEQ-0015-SUS | Fire Prevention, Extinguisher, John Street Pumping Station, Main Pump Room | WTR-SUSPENDED | Suspended Obsolete entity for storage purpose | Fire Prevention,Extinguisher | Fire Equipment | 45133 | FEQ | http://www.toronto.ca/TWONTO#00350
86741 | WTR-PJS-FEQ-0017-SUS | Fire Prevention, Extinguisher, John Street Pumping Station, HVAC Room | WTR-SUSPENDED | Suspended Obsolete entity for storage purpose | Fire Prevention,Extinguisher | Fire Equipment | 45135 | FEQ | http://www.toronto.ca/TWONTO#00350
86742 | WTR-PJS-FEQ-0018-SUS | Fire Prevention, Extinguisher, John Street Pumping Station, Surge Tank Room | WTR-PJS-FEQ-SUS | Fire Equipment, John Street Pumping Station | Fire Prevention,Extinguisher | Fire Equipment | 45136 | FEQ | http://www.toronto.ca/TWONTO#00350
86743 | WTR-PJS-FEQ-0018-SUS | Fire Prevention, Extinguisher, John Street Pumping Station, Surge Tank Room | WTR-SUSPENDED | Suspended Obsolete entity for storage purpose | Fire Prevention,Extinguisher | Fire Equipment | 45136 | FEQ | http://www.toronto.ca/TWONTO#00350
86744 | WTR-PJS-FEQ-0019-SUS | Fire Prevention, Extinguisher, John Street Pumping Station, Main Pump Room | WTR-PJS-FEQ-SUS | Fire Equipment, John Street Pumping Station | Fire Prevention,Extinguisher | Fire Equipment | 45137 | FEQ | http://www.toronto.ca/TWONTO#00350
86745 | WTR-PJS-FEQ-0020-SUS | Fire Prevention, Extinguisher, John Street Pumping Station, Main Pump Room | WTR-PJS-FEQ-SUS | Fire Equipment, John Street Pumping Station | Fire Prevention,Extinguisher | Fire Equipment | 45138 | FEQ | http://www.toronto.ca/TWONTO#00350
86746 | WTR-PJS-FEQ-0020-SUS | Fire Prevention, Extinguisher, John Street Pumping Station, Main Pump Room | WTR-SUSPENDED | Suspended Obsolete entity for storage purpose | Fire Prevention,Extinguisher | Fire Equipment | 45138 | FEQ | http://www.toronto.ca/TWONTO#00350
86747 | WTR-PJS-FEQ-0021-SUS | Fire Prevention, Extinguisher, John Street Pumping Station, Main Pump Room | WTR-PJS-FEQ-SUS | Fire Equipment, John Street Pumping Station | Fire Prevention,Extinguisher | Fire Equipment | 45139 | FEQ | http://www.toronto.ca/TWONTO#00350
86748 | WTR-PJS-FEQ-0024-SUS | Fire Prevention, Extinguisher, John Street Pumping Station, Storage Room | WTR-PJS-FEQ-SUS | Fire Equipment, John Street Pumping Station | Fire Prevention,Extinguisher | Fire Equipment | 45142 | FEQ | http://www.toronto.ca/TWONTO#00350
86749 | WTR-PJS-FEQ-0025-SUS | Fire Prevention, Extinguisher, John Street Pumping Station, Lobby Area | WTR-PJS-FEQ-SUS | Fire Equipment, John Street Pumping Station | Fire Prevention,Extinguisher | Fire Equipment | 45143 | FEQ | http://www.toronto.ca/TWONTO#00350
86750 | WTR-PJS-FEQ-0025-SUS | Fire Prevention, Extinguisher, John Street Pumping Station, Lobby Area | WTR-SUSPENDED | Suspended Obsolete entity for storage purpose | Fire Prevention,Extinguisher | Fire Equipment | 45143 | FEQ | http://www.toronto.ca/TWONTO#00350
87169 | WTR-PKL-FEQ-0001-SUS | Fire Prevention, Extinguisher, Keele Pumping Station, Pump Room, South Wall | WTR-PKL-FEQ-SUS | Fire Equipment, Keele Pumping Station | Fire Prevention,Extinguisher | Fire Equipment | 45180 | FEQ | http://www.toronto.ca/TWONTO#00350
87170 | WTR-PKL-FEQ-0002-SUS | Fire Prevention, Extinguisher, Keele Pumping Station, Entrance | WTR-SUSPENDED | Suspended Obsolete entity for storage purpose | Fire Prevention,Extinguisher | Fire Equipment | 45181 | FEQ | http://www.toronto.ca/TWONTO#00350
87171 | WTR-PKL-FEQ-0003-SUS | Fire Prevention, Extinguisher, Keele Pumping Station, North Wall | WTR-SUSPENDED | Suspended Obsolete entity for storage purpose | Fire Prevention,Extinguisher | Fire Equipment | 45182 | FEQ | http://www.toronto.ca/TWONTO#00350
87172 | WTR-PKL-FEQ-0005-SUS | Fire Prevention, Extinguisher, Keele Pumping Station, Basement | WTR-PKL-FEQ-SUS | Fire Equipment, Keele Pumping Station | Fire Prevention,Extinguisher | Fire Equipment | 45183 | FEQ | http://www.toronto.ca/TWONTO#00350
87173 | WTR-PKL-FEQ-0005-SUS | Fire Prevention, Extinguisher, Keele Pumping Station, Basement | WTR-SUSPENDED | Suspended Obsolete entity for storage purpose | Fire Prevention,Extinguisher | Fire Equipment | 45183 | FEQ | http://www.toronto.ca/TWONTO#00350
87308 | WTR-PKN-FEQ-0001-SUS | Fire Prevention, Extinguisher, Kennedy Pumping Station, Pump Room | WTR-SUSPENDED | Suspended Obsolete entity for storage purpose | Fire Prevention,Extinguisher | Fire Equipment | 45192 | FEQ | http://www.toronto.ca/TWONTO#00350
87500 | WTR-PLW-FEQ-0001-SUS | Fire Prevention, Extinguisher, Lawrence Pumping Station, Pump Room,East Wall | WTR-PLW-FEQ-SUS | Fire Equipment, Lawrence Pumping Station | Fire Prevention | Fire Equipment | 45200 | FEQ | http://www.toronto.ca/TWONTO#00350
87501 | WTR-PLW-FEQ-0001-SUS | Fire Prevention, Extinguisher, Lawrence Pumping Station, Pump Room,East Wall | WTR-SUSPENDED | Suspended Obsolete entity for storage purpose | Fire Prevention | Fire Equipment | 45200 | FEQ | http://www.toronto.ca/TWONTO#00350
87502 | WTR-PLW-FEQ-0005-SUS | Fire Prevention, Extinguisher, Lawrence Pumping Station, Crew Room | WTR-PLW-FEQ-SUS | Fire Equipment, Lawrence Pumping Station | Fire Prevention | Fire Equipment | 45205 | FEQ | http://www.toronto.ca/TWONTO#00350
87503 | WTR-PLW-FEQ-0006-SUS | Fire Prevention, Extinguisher, Lawrence Pumping Station, MCC Room | WTR-PLW-FEQ-SUS | Fire Equipment, Lawrence Pumping Station | Fire Prevention | Fire Equipment | 45206 | FEQ | http://www.toronto.ca/TWONTO#00350
87504 | WTR-PLW-FEQ-0006-SUS | Fire Prevention, Extinguisher, Lawrence Pumping Station, MCC Room | WTR-SUSPENDED | Suspended Obsolete entity for storage purpose | Fire Prevention | Fire Equipment | 45206 | FEQ | http://www.toronto.ca/TWONTO#00350
87505 | WTR-PLW-FEQ-0007-SUS | Fire Prevention, Extinguisher, Lawrence Pumping Station, South Office | WTR-PLW-FEQ-SUS | Fire Equipment, Lawrence Pumping Station | Fire Prevention | Fire Equipment | 45207 | FEQ | http://www.toronto.ca/TWONTO#00350
87506 | WTR-PLW-FEQ-0008-SUS | Fire Prevention, Extinguisher, Lawrence Pumping Station, Lunch Room | WTR-SUSPENDED | Suspended Obsolete entity for storage purpose | Fire Prevention | Fire Equipment | 45208 | FEQ | http://www.toronto.ca/TWONTO#00350
87507 | WTR-PLW-FEQ-0010-SUS | Fire Prevention, Extinguisher, Lawrence Pumping Station, East Entrance | WTR-PLW-FEQ-SUS | Fire Equipment, Lawrence Pumping Station | Fire Prevention | Fire Equipment | 45210 | FEQ | http://www.toronto.ca/TWONTO#00350
87508 | WTR-PLW-FEQ-0011-SUS | Fire Prevention, Extinguisher, Lawrence Pumping Station, Electrical Room | WTR-SUSPENDED | Suspended Obsolete entity for storage purpose | Fire Prevention | Fire Equipment | 45211 | FEQ | http://www.toronto.ca/TWONTO#00350
87742 | WTR-PMI-CP-0007-SUS | Control Panel, Fire System, Milliken Pumping Station, Main entrance door | WTR-SUSPENDED | Suspended Obsolete entity for storage purpose | Control Panel,Operator | Fire Equipment | 45218 | CP | http://www.toronto.ca/TWONTO#00154
87785 | WTR-PMI-FEQ-0002-SUS | Fire Prevention, Extinguisher, Milliken Pumping Station, East Pump Room, West Wall, near Mainstairs | WTR-PMI-FEQ-SUS | Fire Equipment, Milliken Pumping Station | Fire Prevention,Extinguisher | Fire Equipment | 45221 | FEQ | http://www.toronto.ca/TWONTO#00350
87786 | WTR-PMI-FEQ-0002-SUS | Fire Prevention, Extinguisher, Milliken Pumping Station, East Pump Room, West Wall, near Mainstairs | WTR-SUSPENDED | Suspended Obsolete entity for storage purpose | Fire Prevention,Extinguisher | Fire Equipment | 45221 | FEQ | http://www.toronto.ca/TWONTO#00350
87787 | WTR-PMI-FEQ-0003-SUS | Fire Prevention, Extinguisher, Milliken Pumping Station, HVAC Fan Room | WTR-PMI-FEQ-SUS | Fire Equipment, Milliken Pumping Station | Fire Prevention,Extinguisher | Fire Equipment | 45222 | FEQ | http://www.toronto.ca/TWONTO#00350
87788 | WTR-PMI-FEQ-0003-SUS | Fire Prevention, Extinguisher, Milliken Pumping Station, HVAC Fan Room | WTR-SUSPENDED | Suspended Obsolete entity for storage purpose | Fire Prevention,Extinguisher | Fire Equipment | 45222 | FEQ | http://www.toronto.ca/TWONTO#00350
87789 | WTR-PMI-FEQ-0004-SUS | Fire Prevention, Extinguisher, Milliken Pumping Station, Corridor, South Wall | WTR-PMI-FEQ-SUS | Fire Equipment, Milliken Pumping Station | Fire Prevention,Extinguisher | Fire Equipment | 45223 | FEQ | http://www.toronto.ca/TWONTO#00350
87790 | WTR-PMI-FEQ-0004-SUS | Fire Prevention, Extinguisher, Milliken Pumping Station, Corridor, South Wall | WTR-SUSPENDED | Suspended Obsolete entity for storage purpose | Fire Prevention,Extinguisher | Fire Equipment | 45223 | FEQ | http://www.toronto.ca/TWONTO#00350
87791 | WTR-PMI-FEQ-0005-SUS | Fire Prevention, Extinguisher, Milliken Pumping Station East Pump Room, MCC | WTR-SUSPENDED | Suspended Obsolete entity for storage purpose | Fire Prevention,Extinguisher | Fire Equipment | 45224 | FEQ | http://www.toronto.ca/TWONTO#00350
87792 | WTR-PMI-FEQ-0006-SUS | Fire Prevention, Extinguisher, Milliken Pumping Station, Corridor, North Wall near Washroom | WTR-PMI-FEQ-SUS | Fire Equipment, Milliken Pumping Station |  | Fire Equipment | 45225 | FEQ | http://www.toronto.ca/TWONTO#00350
87793 | WTR-PMI-FEQ-0006-SUS | Fire Prevention, Extinguisher, Milliken Pumping Station, Corridor, North Wall near Washroom | WTR-SUSPENDED | Suspended Obsolete entity for storage purpose |  | Fire Equipment | 45225 | FEQ | http://www.toronto.ca/TWONTO#00350
87794 | WTR-PMI-FEQ-0007-SUS | Fire Prevention, Extinguisher, Milliken Pumping Station, West Pump Room, North Wall | WTR-SUSPENDED | Suspended Obsolete entity for storage purpose | Fire Prevention,Extinguisher | Fire Equipment | 45226 | FEQ | http://www.toronto.ca/TWONTO#00350
87795 | WTR-PMI-FEQ-0011-SUS | Fire Prevention, Extinguisher, Milliken Pumping Station, West Pump Room, East Wall near Pump 11 | WTR-PMI-FEQ-SUS | Fire Equipment, Milliken Pumping Station |  | Fire Equipment | 45230 | FEQ | http://www.toronto.ca/TWONTO#00350
87796 | WTR-PMI-FEQ-0012-SUS | Fire Prevention, Extinguisher, Milliken Pumping Station, West Pump Room, South Exit | WTR-PMI-FEQ-SUS | Fire Equipment, Milliken Pumping Station | Fire Prevention,Extinguisher | Fire Equipment | 45231 | FEQ | http://www.toronto.ca/TWONTO#00350
87797 | WTR-PMI-FEQ-0013-SUS | Fire Prevention, Extinguisher, Milliken Pumping Station, West Pump Room, Basement by entrance | WTR-PMI-FEQ-SUS | Fire Equipment, Milliken Pumping Station | Fire Prevention,Extinguisher | Fire Equipment | 45232 | FEQ | http://www.toronto.ca/TWONTO#00350
87798 | WTR-PMI-FEQ-0014-SUS | Fire Prevention, Extinguisher, Milliken Pumping Station, West Pump Room, Basement by PDIT-1001 | WTR-SUSPENDED | Suspended Obsolete entity for storage purpose | Fire Prevention,Extinguisher | Fire Equipment | 45233 | FEQ | http://www.toronto.ca/TWONTO#00350
87799 | WTR-PMI-FEQ-0016-SUS | Fire Prevention, Extinguisher, Milliken Pumping Station, West Pump Room, Basement by vacuum pumps | WTR-PMI-FEQ-SUS | Fire Equipment, Milliken Pumping Station | Fire Prevention,Extinguisher | Fire Equipment | 45235 | FEQ | http://www.toronto.ca/TWONTO#00350
87800 | WTR-PMI-FEQ-0017-SUS | Fire Prevention, Extinguisher, Milliken Pumping Station, MCC Room, North Wall | WTR-PMI-FEQ-SUS | Fire Equipment, Milliken Pumping Station | Fire Prevention,Extinguisher | Fire Equipment | 45236 | FEQ | http://www.toronto.ca/TWONTO#00350
87801 | WTR-PMI-FEQ-0017-SUS | Fire Prevention, Extinguisher, Milliken Pumping Station, MCC Room, North Wall | WTR-SUSPENDED | Suspended Obsolete entity for storage purpose | Fire Prevention,Extinguisher | Fire Equipment | 45236 | FEQ | http://www.toronto.ca/TWONTO#00350
87802 | WTR-PMI-FEQ-0019-SUS | Fire Prevention, Extinguisher, Milliken Pumping Station, MCC Room, South Wall | WTR-SUSPENDED | Suspended Obsolete entity for storage purpose | Fire Prevention,Extinguisher | Fire Equipment | 45238 | FEQ | http://www.toronto.ca/TWONTO#00350
87803 | WTR-PMI-FEQ-0020-SUS | Fire Prevention, Extinguisher, Milliken Pumping Station, MCC Room, West Wall | WTR-SUSPENDED | Suspended Obsolete entity for storage purpose | Fire Prevention,Extinguisher | Fire Equipment | 45239 | FEQ | http://www.toronto.ca/TWONTO#00350
87804 | WTR-PMI-FEQ-0022-SUS | Fire Prevention, Extinguisher, Milliken Pumping Station, Generator Room, East Wall | WTR-PMI-FEQ-SUS | Fire Equipment, Milliken Pumping Station | Fire Prevention,Extinguisher | Fire Equipment | 45241 | FEQ | http://www.toronto.ca/TWONTO#00350
87805 | WTR-PMI-FEQ-0022-SUS | Fire Prevention, Extinguisher, Milliken Pumping Station, Generator Room, East Wall | WTR-SUSPENDED | Suspended Obsolete entity for storage purpose | Fire Prevention,Extinguisher | Fire Equipment | 45241 | FEQ | http://www.toronto.ca/TWONTO#00350
87806 | WTR-PMI-FEQ-0023-SUS | Fire Prevention, Extinguisher, Milliken Pumping Station, Generator Room, Between Generators | WTR-PMI-FEQ-SUS | Fire Equipment, Milliken Pumping Station | Fire Prevention,Extinguisher | Fire Equipment | 45242 | FEQ | http://www.toronto.ca/TWONTO#00350
87807 | WTR-PMI-FEQ-0023-SUS | Fire Prevention, Extinguisher, Milliken Pumping Station, Generator Room, Between Generators | WTR-SUSPENDED | Suspended Obsolete entity for storage purpose | Fire Prevention,Extinguisher | Fire Equipment | 45242 | FEQ | http://www.toronto.ca/TWONTO#00350
87808 | WTR-PMI-FEQ-0024-SUS | Fire Prevention, Extinguisher, Milliken Pumping Station, Generator Room, West Wall | WTR-SUSPENDED | Suspended Obsolete entity for storage purpose | Fire Prevention,Extinguisher | Fire Equipment | 45243 | FEQ | http://www.toronto.ca/TWONTO#00350
87809 | WTR-PMI-FEQ-0025-SUS | Fire Prevention, Extinguisher, Milliken Pumping Station, Outside Chloronation Room | WTR-SUSPENDED | Suspended Obsolete entity for storage purpose | Fire Prevention,Extinguisher | Fire Equipment | 45244 | FEQ | http://www.toronto.ca/TWONTO#00350
87810 | WTR-PMI-FEQ-SUS | Fire Equipment, Milliken Pumping Station | WTR-PMI | Milliken Pumping Station |  | Fire Equipment | 45219 |  | http://www.toronto.ca/TWONTO#00260
88129 | WTR-PPD-FEQ-0002-SUS | Fire Prevention, Extinguisher, Parkdale Pumping Station, Pump Room, West Wall | WTR-SUSPENDED | Suspended Obsolete entity for storage purpose | Fire Prevention | Fire Equipment | 45307 | FEQ | http://www.toronto.ca/TWONTO#00350
88130 | WTR-PPD-FEQ-0003-SUS | Fire Prevention, Extinguisher, Parkdale Pumping Station, Lunch Room | WTR-PPD-FEQ-SUS | Fire Equipment, Parkdale Pumping Station | Fire Prevention | Fire Equipment | 45308 | FEQ | http://www.toronto.ca/TWONTO#00350
88131 | WTR-PPD-FEQ-0005-SUS | Fire Prevention, Extinguisher, Parkdale Pumping Station, Second Floor, Centre | WTR-SUSPENDED | Suspended Obsolete entity for storage purpose | Fire Prevention | Fire Equipment | 45310 | FEQ | http://www.toronto.ca/TWONTO#00350
88132 | WTR-PPD-FEQ-SUS | Fire Equipment, Parkdale Pumping Station | WTR-PPD | Parkdale Pumping Station |  | Fire Equipment | 45305 |  | http://www.toronto.ca/TWONTO#00260
88289 | WTR-PRH-FEQ-0001-SUS | Fire Prevention, Extinguisher, Rosehill Pumping Station, Pump Room | WTR-PRH-FEQ-SUS | Fire Equipment, Rosehill Pumping Station | Fire Prevention,Extinguisher | Fire Equipment | 45341 | FEQ | http://www.toronto.ca/TWONTO#00350
88290 | WTR-PRH-FEQ-0002-SUS | Fire Prevention, Extinguisher, Rosehill Pumping Station, Pump Room | WTR-SUSPENDED | Suspended Obsolete entity for storage purpose | Fire Prevention,Extinguisher | Fire Equipment | 45342 | FEQ | http://www.toronto.ca/TWONTO#00350
88291 | WTR-PRH-FEQ-0003-SUS | Fire Prevention, Extinguisher, Rosehill Pumping Station, Basement | WTR-PRH-FEQ-SUS | Fire Equipment, Rosehill Pumping Station | Fire Prevention,Extinguisher | Fire Equipment | 45343 | FEQ | http://www.toronto.ca/TWONTO#00350
88292 | WTR-PRH-FEQ-0003-SUS | Fire Prevention, Extinguisher, Rosehill Pumping Station, Basement | WTR-SUSPENDED | Suspended Obsolete entity for storage purpose | Fire Prevention,Extinguisher | Fire Equipment | 45343 | FEQ | http://www.toronto.ca/TWONTO#00350
88293 | WTR-PRH-FEQ-0005 | Fire Prevention, Extinguisher | WTR-PRH-FEQ-SUS | Fire Equipment, Rosehill Pumping Station |  | Fire Equipment | 33540 | FEQ | http://www.toronto.ca/TWONTO#00350
88294 | WTR-PRH-FEQ-SUS | Fire Equipment, Rosehill Pumping Station | WTR-PRH | Rosehill Pumping Station |  | Fire Equipment | 45340 |  | http://www.toronto.ca/TWONTO#00260
88558 | WTR-PRV-FEQ-0001-SUS | Fire Prevention, Extinguisher, Richview Pumping Station, Main Floor North End | WTR-PRV-FEQ-SUS | Fire Equipment, Richview Pumping Station | Fire Prevention,Extinguisher | Fire Equipment | 45356 | FEQ | http://www.toronto.ca/TWONTO#00350
88559 | WTR-PRV-FEQ-0002-SUS | Fire Prevention, Extinguisher, Richview Pumping Station, Main Floor South End | WTR-SUSPENDED | Suspended Obsolete entity for storage purpose | Fire Prevention,Extinguisher | Fire Equipment | 45357 | FEQ | http://www.toronto.ca/TWONTO#00350
88560 | WTR-PRV-FEQ-0004-SUS | Fire Prevention, Extinguisher, Richview Pumping Station, Lower Level by Pump 0200 | WTR-PRV-FEQ-SUS | Fire Equipment, Richview Pumping Station | Fire Prevention,Extinguisher | Fire Equipment | 45359 | FEQ | http://www.toronto.ca/TWONTO#00350
88561 | WTR-PRV-FEQ-0004-SUS | Fire Prevention, Extinguisher, Richview Pumping Station, Lower Level by Pump 0200 | WTR-SUSPENDED | Suspended Obsolete entity for storage purpose | Fire Prevention,Extinguisher | Fire Equipment | 45359 | FEQ | http://www.toronto.ca/TWONTO#00350
88562 | WTR-PRV-FEQ-0006-SUS | Fire Prevention, Extinguisher, Richview Pumping Station, Workshop | WTR-PRV-FEQ-SUS | Fire Equipment, Richview Pumping Station |  | Fire Equipment | 45361 | FEQ | http://www.toronto.ca/TWONTO#00350
88563 | WTR-PRV-FEQ-0006-SUS | Fire Prevention, Extinguisher, Richview Pumping Station, Workshop | WTR-SUSPENDED | Suspended Obsolete entity for storage purpose |  | Fire Equipment | 45361 | FEQ | http://www.toronto.ca/TWONTO#00350
88564 | WTR-PRV-FEQ-0007-SUS | Fire Prevention, Extinguisher, Richview Pumping Station, Main Floor, middle of building | WTR-SUSPENDED | Suspended Obsolete entity for storage purpose |  | Fire Equipment | 45362 | FEQ | http://www.toronto.ca/TWONTO#00350
88724 | WTR-PSA-FEQ-0001-SUS | Fire Prevention, Extinguisher, St. Albans Pumping Station, Main Entrance, Front Door | WTR-PSA-FEQ-SUS | Fire Equipment, St. Albans Pumping Station | Fire Prevention | Fire Equipment | 45376 | FEQ | http://www.toronto.ca/TWONTO#00350
88725 | WTR-PSA-FEQ-0004-SUS | Fire Prevention, Extinguisher, St. Albans Pumping Station, Basement | WTR-PSA-FEQ-SUS | Fire Equipment, St. Albans Pumping Station | Fire Prevention | Fire Equipment | 45379 | FEQ | http://www.toronto.ca/TWONTO#00350
88869 | WTR-PSC-FEQ-0001-SUS | Fire Prevention, Extinguisher, Scarborough Pumping Station, Dist 4 Pump Room, South Wall | WTR-PSC-FEQ-SUS | Fire Equipment, Scarborough Pumping Station | Fire Prevention,Extinguisher | Fire Equipment | 45397 | FEQ | http://www.toronto.ca/TWONTO#00350
88870 | WTR-PSC-FEQ-0004-SUS | Fire Prevention, Extinguisher, Scarborough Pumping Station, Dist 3 Pump Room, At Pump 11 | WTR-PSC-FEQ-SUS | Fire Equipment, Scarborough Pumping Station | Fire Prevention,Extinguisher | Fire Equipment | 45400 | FEQ | http://www.toronto.ca/TWONTO#00350
88871 | WTR-PSC-FEQ-0006-SUS | Fire Prevention, Extinguisher, Scarborough Pumping Station, Upstairs Office Kitchen | WTR-PSC-FEQ-SUS | Fire Equipment, Scarborough Pumping Station |  | Fire Equipment | 45402 | FEQ | http://www.toronto.ca/TWONTO#00350
88872 | WTR-PSC-FEQ-0006-SUS | Fire Prevention, Extinguisher, Scarborough Pumping Station, Upstairs Office Kitchen | WTR-SUSPENDED | Suspended Obsolete entity for storage purpose |  | Fire Equipment | 45402 | FEQ | http://www.toronto.ca/TWONTO#00350
88873 | WTR-PSC-FEQ-0007-SUS | Fire Prevention, Extinguisher, Scarborough Pumping Station, Shop, Next to Entrance to Crew Room | WTR-PSC-FEQ-SUS | Fire Equipment, Scarborough Pumping Station |  | Fire Equipment | 45403 | FEQ | http://www.toronto.ca/TWONTO#00350
88874 | WTR-PSC-FEQ-0008-SUS | Fire Prevention, Extinguisher, Scarborough Pumping Station, Crew Room, West Wall | WTR-PSC-FEQ-SUS | Fire Equipment, Scarborough Pumping Station |  | Fire Equipment | 45405 | FEQ | http://www.toronto.ca/TWONTO#00350
88875 | WTR-PSC-FEQ-0008-SUS | Fire Prevention, Extinguisher, Scarborough Pumping Station, Crew Room, West Wall | WTR-SUSPENDED | Suspended Obsolete entity for storage purpose |  | Fire Equipment | 45405 | FEQ | http://www.toronto.ca/TWONTO#00350
88876 | WTR-PSC-FEQ-SUS | Fire Equipment, Scarborough Pumping Station | WTR-PSC | Scarborough Pumping Station |  | Fire Equipment | 45396 |  | http://www.toronto.ca/TWONTO#00260
89193 | WTR-PTH-FEQ-0003-SUS | Fire Prevention, Extinguisher, Thornhill Pumping Station | WTR-PTH-FEQ-SUS | Fire Equipment, Thornhill Pumping Station | Fire Prevention,Extinguisher | Fire Equipment | 45420 | FEQ | http://www.toronto.ca/TWONTO#00350
89194 | WTR-PTH-FEQ-0003-SUS | Fire Prevention, Extinguisher, Thornhill Pumping Station | WTR-SUSPENDED | Suspended Obsolete entity for storage purpose | Fire Prevention,Extinguisher | Fire Equipment | 45420 | FEQ | http://www.toronto.ca/TWONTO#00350
89195 | WTR-PTH-FEQ-SUS | Fire Equipment, Thornhill Pumping Station | WTR-SUSPENDED | Suspended Obsolete entity for storage purpose |  | Fire Equipment | 45417 |  | http://www.toronto.ca/TWONTO#00260
89328 | WTR-PWT-FEQ-0001-SUS | Fire Prevention, Extinguisher, West Toronto Pumping Station, Basement | WTR-PWT-FEQ-SUS | Fire Equipment, West Toronto Pumping Station | Fire Prevention,Extinguisher | Fire Equipment | 45423 | FEQ | http://www.toronto.ca/TWONTO#00350
89329 | WTR-PWT-FEQ-0001-SUS | Fire Prevention, Extinguisher, West Toronto Pumping Station, Basement | WTR-SUSPENDED | Suspended Obsolete entity for storage purpose | Fire Prevention,Extinguisher | Fire Equipment | 45423 | FEQ | http://www.toronto.ca/TWONTO#00350
89330 | WTR-PWT-FEQ-0003-SUS | Fire Prevention, Extinguisher, West Toronto Pumping Station, Pump Room West Wall | WTR-PWT-FEQ-SUS | Fire Equipment, West Toronto Pumping Station | Fire Prevention,Extinguisher | Fire Equipment | 45425 | FEQ | http://www.toronto.ca/TWONTO#00350
89331 | WTR-PWT-FEQ-0003-SUS | Fire Prevention, Extinguisher, West Toronto Pumping Station, Pump Room West Wall | WTR-SUSPENDED | Suspended Obsolete entity for storage purpose | Fire Prevention,Extinguisher | Fire Equipment | 45425 | FEQ | http://www.toronto.ca/TWONTO#00350
89332 | WTR-PWT-FEQ-0004-SUS | Fire Prevention, Extinguisher, West Toronto Pumping Station, Electrical Room | WTR-SUSPENDED | Suspended Obsolete entity for storage purpose | Fire Prevention,Extinguisher | Fire Equipment | 45426 | FEQ | http://www.toronto.ca/TWONTO#00350
89333 | WTR-PWT-FEQ-0006-SUS | Fire Prevention, Extinguisher, West Toronto Pumping Station, Outside Lunch Room | WTR-SUSPENDED | Suspended Obsolete entity for storage purpose | Fire Prevention,Extinguisher | Fire Equipment | 45428 | FEQ | http://www.toronto.ca/TWONTO#00350
89536 | WTR-RBV-FEQ-0001-SUS | Fire Prevention, Extinguisher, Bayview Reservoir | WTR-RBV-FEQ-SUS | Fire Equipment, Bayview Reservoir | Fire Prevention,Extinguisher | Fire Equipment | 45441 | FEQ | http://www.toronto.ca/TWONTO#00350
89537 | WTR-RBV-FEQ-0001-SUS | Fire Prevention, Extinguisher, Bayview Reservoir | WTR-SUSPENDED | Suspended Obsolete entity for storage purpose | Fire Prevention,Extinguisher | Fire Equipment | 45441 | FEQ | http://www.toronto.ca/TWONTO#00350
89538 | WTR-RBV-FEQ-SUS | Fire Equipment, Bayview Reservoir | WTR-RBV | Bayview Reservoir |  | Fire Equipment | 45440 |  | http://www.toronto.ca/TWONTO#00260
89598 | WTR-RDF-FEQ-0001-SUS | Fire Prevention, Extinguisher, Dufferin Reservoir, Upper Floor, North Valve House | WTR-RDF-FEQ-SUS | Fire Equipment, Dufferin Reservoir | Fire Prevention,Extinguisher | Fire Equipment | 44923 | FEQ | http://www.toronto.ca/TWONTO#00350
89599 | WTR-RDF-FEQ-0002-SUS | Fire Prevention, Extinguisher, Dufferin Reservoir, North Valve House, Basement | WTR-RDF-FEQ-SUS | Fire Equipment, Dufferin Reservoir | Fire Prevention,Extinguisher | Fire Equipment | 44924 | FEQ | http://www.toronto.ca/TWONTO#00350
89600 | WTR-RDF-FEQ-0002-SUS | Fire Prevention, Extinguisher, Dufferin Reservoir, North Valve House, Basement | WTR-SUSPENDED | Suspended Obsolete entity for storage purpose | Fire Prevention,Extinguisher | Fire Equipment | 44924 | FEQ | http://www.toronto.ca/TWONTO#00350
89601 | WTR-RDF-FEQ-0004-SUS | Fire Prevention, Extinguisher, Dufferin Reservoir, Main Valve Floor, North Valve House | WTR-SUSPENDED | Suspended Obsolete entity for storage purpose | Fire Prevention,Extinguisher | Fire Equipment | 44926 | FEQ | http://www.toronto.ca/TWONTO#00350
89602 | WTR-RDF-FEQ-0005-SUS | Fire Prevention, Extinguisher, Dufferin Reservoir, Main Floor, South Valve House | WTR-RDF-FEQ-SUS | Fire Equipment, Dufferin Reservoir | Fire Prevention,Extinguisher | Fire Equipment | 44927 | FEQ | http://www.toronto.ca/TWONTO#00350
89603 | WTR-RDF-FEQ-0005-SUS | Fire Prevention, Extinguisher, Dufferin Reservoir, Main Floor, South Valve House | WTR-SUSPENDED | Suspended Obsolete entity for storage purpose | Fire Prevention,Extinguisher | Fire Equipment | 44927 | FEQ | http://www.toronto.ca/TWONTO#00350
89604 | WTR-RDF-FEQ-SUS | Fire Equipment, Dufferin Reservoir | WTR-RDF | Dufferin Reservoir |  | Fire Equipment | 44922 |  | http://www.toronto.ca/TWONTO#00260
89605 | WTR-RDF-FEQ-SUS | Fire Equipment, Dufferin Reservoir | WTR-SUSPENDED | Suspended Obsolete entity for storage purpose |  | Fire Equipment | 44922 |  | http://www.toronto.ca/TWONTO#00260
89715 | WTR-REG-FEQ-0001-SUS | Fire Prevention, Extinguisher, Eglinton Reservoir, Inside entrance to access house, 15lb CO2 | WTR-SUSPENDED | Suspended Obsolete entity for storage purpose |  | Fire Equipment | 45445 | FEQ | http://www.toronto.ca/TWONTO#00350
89716 | WTR-REG-FEQ-SUS | Fire Equipment, Eglinton Reservoir | WTR-SUSPENDED | Suspended Obsolete entity for storage purpose |  | Fire Equipment | 45444 |  | http://www.toronto.ca/TWONTO#00260
89784 | WTR-REL-FEQ-SUS | Fire Equipment, Ellesmere Reservoir | WTR-REL | Ellesmere Reservoir |  | Fire Equipment | 45446 |  | http://www.toronto.ca/TWONTO#00260
89808 | WTR-RKL-FEQ-SUS | Fire Equipment, Keele Reservoir | WTR-RKL | Keele Reservoir |  | Fire Equipment | 45448 |  | http://www.toronto.ca/TWONTO#00260
89856 | WTR-RLL-FEQ-0001-SUS | Fire Prevention, Extinguisher, Leslie Tank | WTR-SUSPENDED | Suspended Obsolete entity for storage purpose | Fire Prevention,Extinguisher | Fire Equipment | 45454 | FEQ | http://www.toronto.ca/TWONTO#00350
89857 | WTR-RLL-FEQ-SUS | Fire Equipment, Leslie Tank | WTR-RLL | Leslie Tank |  | Fire Equipment | 45453 |  | http://www.toronto.ca/TWONTO#00260
89858 | WTR-RLL-FEQ-SUS | Fire Equipment, Leslie Tank | WTR-SUSPENDED | Suspended Obsolete entity for storage purpose |  | Fire Equipment | 45453 |  | http://www.toronto.ca/TWONTO#00260
89934 | WTR-RLW-FEQ-0001-SUS | Fire Prevention, Extinguisher, Lawrence Reservoir, Entrance, | WTR-RLW-FEQ-SUS | Fire Equipment, Lawrence Reservoir | Fire Prevention | Fire Equipment | 45457 | FEQ | http://www.toronto.ca/TWONTO#00350
89935 | WTR-RLW-FEQ-0001-SUS | Fire Prevention, Extinguisher, Lawrence Reservoir, Entrance, | WTR-SUSPENDED | Suspended Obsolete entity for storage purpose | Fire Prevention | Fire Equipment | 45457 | FEQ | http://www.toronto.ca/TWONTO#00350
89936 | WTR-RLW-FEQ-SUS | Fire Equipment, Lawrence Reservoir | WTR-SUSPENDED | Suspended Obsolete entity for storage purpose |  | Fire Equipment | 45456 |  | http://www.toronto.ca/TWONTO#00260
89983 | WTR-RMI-FEQ-0001-SUS | Fire Prevention, Extinguisher, Milliken Reservoir, East Valve House | WTR-SUSPENDED | Suspended Obsolete entity for storage purpose | Fire Prevention,Extinguisher | Fire Equipment | 45463 | FEQ | http://www.toronto.ca/TWONTO#00350
89984 | WTR-RMI-FEQ-0002-SUS | Fire Prevention, Extinguisher, Milliken Reservoir | WTR-RMI-FEQ-SUS | Fire Equipment, Milliken Reservoir |  | Fire Equipment | 45464 | FEQ | http://www.toronto.ca/TWONTO#00350
89985 | WTR-RMI-FEQ-0002-SUS | Fire Prevention, Extinguisher, Milliken Reservoir | WTR-SUSPENDED | Suspended Obsolete entity for storage purpose |  | Fire Equipment | 45464 | FEQ | http://www.toronto.ca/TWONTO#00350
89986 | WTR-RMI-FEQ-SUS | Fire Equipment, Milliken Reservoir | WTR-RMI | Milliken Reservoir |  | Fire Equipment | 45462 |  | http://www.toronto.ca/TWONTO#00260
89987 | WTR-RMI-FEQ-SUS | Fire Equipment, Milliken Reservoir | WTR-SUSPENDED | Suspended Obsolete entity for storage purpose |  | Fire Equipment | 45462 |  | http://www.toronto.ca/TWONTO#00260
90130 | WTR-RRG-FEQ-SUS | Fire Equipment, Rouge Tank | WTR-SUSPENDED | Suspended Obsolete entity for storage purpose |  | Fire Equipment | 45469 |  | http://www.toronto.ca/TWONTO#00260
90167 | WTR-RRH-FEQ-0001-SUS | Fire Prevention, Extinguisher, Rosehill Reservoir, Electrical room | WTR-SUSPENDED | Suspended Obsolete entity for storage purpose | Fire Prevention,Extinguisher | Fire Equipment | 45476 | FEQ | http://www.toronto.ca/TWONTO#00350
90168 | WTR-RRH-FEQ-SUS | Fire Equipment, Rosehill Reservoir | WTR-RRH | Rosehill Reservoir |  | Fire Equipment | 45475 |  | http://www.toronto.ca/TWONTO#00260
90291 | WTR-RRV-FEQ-0001-SUS | Fire Prevention, Extinguisher, Richview Reservoir, Lower Level | WTR-SUSPENDED | Suspended Obsolete entity for storage purpose | Fire Prevention,Extinguisher | Fire Equipment | 45481 | FEQ | http://www.toronto.ca/TWONTO#00350
90292 | WTR-RRV-FEQ-0002 | Fire Prevention, Extingusher | WTR-RRV-FEQ-SUS | Fire Equipment, Richview Reservoir | Fire Prevention,Extinguisher | Fire Equipment | 34726 | FEQ | http://www.toronto.ca/TWONTO#00350
90293 | WTR-RRV-FEQ-0003-SUS | Fire Prevention, Extinguisher, Richview Reservoir, Main Entrance | WTR-RRV-FEQ-SUS | Fire Equipment, Richview Reservoir | Fire Prevention,Extinguisher | Fire Equipment | 45482 | FEQ | http://www.toronto.ca/TWONTO#00350
90294 | WTR-RRV-FEQ-0004-SUS | Fire Prevention, Extinguisher, Richview Reservoir, Upper Level Exit Door | WTR-RRV-FEQ-SUS | Fire Equipment, Richview Reservoir | Fire Prevention,Extinguisher | Fire Equipment | 45483 | FEQ | http://www.toronto.ca/TWONTO#00350
90295 | WTR-RRV-FEQ-SUS | Fire Equipment, Richview Reservoir | WTR-RRV | Richview Reservoir |  | Fire Equipment | 45480 |  | http://www.toronto.ca/TWONTO#00260
90296 | WTR-RRV-FEQ-SUS | Fire Equipment, Richview Reservoir | WTR-SUSPENDED | Suspended Obsolete entity for storage purpose |  | Fire Equipment | 45480 |  | http://www.toronto.ca/TWONTO#00260
90336 | WTR-RST-FEQ-0002-SUS | Fire Prevention, Extinguisher, St. Clair Reservoir, Upper Level | WTR-SUSPENDED | Suspended Obsolete entity for storage purpose | Fire Prevention,Extinguisher | Fire Equipment | 45492 | FEQ | http://www.toronto.ca/TWONTO#00350
90375 | WTR-RWA-FEQ-0001-SUS | Fire Prevention, Extinguisher, Warden Tank | WTR-RWA-FEQ-SUS | Fire Equipment, Warden Tank | Fire Prevention,Extinguisher | Fire Equipment | 45495 | FEQ | http://www.toronto.ca/TWONTO#00350
90376 | WTR-RWA-FEQ-0001-SUS | Fire Prevention, Extinguisher, Warden Tank | WTR-SUSPENDED | Suspended Obsolete entity for storage purpose | Fire Prevention,Extinguisher | Fire Equipment | 45495 | FEQ | http://www.toronto.ca/TWONTO#00350
90377 | WTR-RWA-FEQ-SUS | Fire Equipment, Warden Tank | WTR-RWA | Warden Tank |  | Fire Equipment | 45494 |  | http://www.toronto.ca/TWONTO#00260
90398 | WTR-RWL-FEQ-0001-SUS | Fire Prevention, Extinguisher, Whitlam Tank, Door Entrance | WTR-SUSPENDED | Suspended Obsolete entity for storage purpose | Fire Prevention,Extinguisher | Fire Equipment | 45498 | FEQ | http://www.toronto.ca/TWONTO#00350
90399 | WTR-RWL-FEQ-SUS | Fire Equipment, Whitlam Tank | WTR-RWL | Whitlam Tank |  | Fire Equipment | 45497 |  | http://www.toronto.ca/TWONTO#00260
90400 | WTR-RWL-FEQ-SUS | Fire Equipment, Whitlam Tank | WTR-SUSPENDED | Suspended Obsolete entity for storage purpose |  | Fire Equipment | 45497 |  | http://www.toronto.ca/TWONTO#00260
90493 | YCM-SES-FEQ-0002 | Fire Prevention, Fire Extinguishers, Stores at Order Desk | FAC-YCM-SES-FEQ | Fire Extinguishers at YCM | Fire Prevention,Extinguisher | Fire Equipment | 42817 | FEQ | http://www.toronto.ca/TWONTO#00350
90494 | YCM-SES-FEQ-0003 | Fire Prevention, Fire Extinguishers, Stores Southeast | FAC-YCM-SES-FEQ | Fire Extinguishers at YCM | Fire Prevention,Extinguisher | Fire Equipment | 42818 | FEQ | http://www.toronto.ca/TWONTO#00350
90495 | YCM-SES-FEQ-0003A | Fire Prevention, Fire Extinguishers, Stores Mezzanine | FAC-YCM-SES-FEQ | Fire Extinguishers at YCM | Fire Prevention,Extinguisher | Fire Equipment | 42819 | FEQ | http://www.toronto.ca/TWONTO#00350
90496 | YCM-SES-FEQ-0004 | Fire Prevention, Fire Extinguishers, Stores Northeast | FAC-YCM-SES-FEQ | Fire Extinguishers at YCM | Fire Prevention,Extinguisher | Fire Equipment | 42820 | FEQ | http://www.toronto.ca/TWONTO#00350
90497 | YCM-SES-FEQ-0005 | Fire Prevention, Fire Extinguishers, Stores Outside Office | FAC-YCM-SES-FEQ | Fire Extinguishers at YCM | Fire Prevention,Extinguisher | Fire Equipment | 42821 | FEQ | http://www.toronto.ca/TWONTO#00350
90498 | YCM-SES-FEQ-0005A | Fire Prevention, Fire Extinguishers, Stores Kitchen | FAC-YCM-SES-FEQ | Fire Extinguishers at YCM | Fire Prevention,Extinguisher | Fire Equipment | 42822 | FEQ | http://www.toronto.ca/TWONTO#00350
90499 | YCM-SES-FEQ-0009A | Fire Prevention, Fire Extinguishers, South Wall | FAC-YCM-SES-FEQ | Fire Extinguishers at YCM | Fire Prevention,Extinguisher | Fire Equipment | 42827 | FEQ | http://www.toronto.ca/TWONTO#00350
90500 | YCM-SES-FEQ-0010 | Fire Prevention, Fire Extinguishers, Stores Southeast Exit | FAC-YCM-SES-FEQ | Fire Extinguishers at YCM | Fire Prevention,Extinguisher | Fire Equipment | 42828 | FEQ | http://www.toronto.ca/TWONTO#00350
90501 | YCM-SES-FEQ-0010A | Fire Prevention, Fire Extinguishers, Southeast Wall 1 | FAC-YCM-SES-FEQ | Fire Extinguishers at YCM | Fire Prevention,Extinguisher | Fire Equipment | 42829 | FEQ | http://www.toronto.ca/TWONTO#00350
90502 | YCM-SES-FEQ-0012A | Fire Prevention, Fire Extinguishers, Southeast Lab | FAC-YCM-SES-FEQ | Fire Extinguishers at YCM | Fire Prevention,Extinguisher | Fire Equipment | 42830 | FEQ | http://www.toronto.ca/TWONTO#00350
90503 | YCM-SES-FEQ-0015 | Fire Prevention, Fire Extinguishers, Forklift | FAC-YCM-SES-FEQ | Fire Extinguishers at YCM | Fire Prevention,Extinguisher | Fire Equipment | 42832 | FEQ | http://www.toronto.ca/TWONTO#00350
90504 | YCM-SES-FEQ-0016 | Fire Prevention, Fire Extinguishers, 1st Floor | FAC-YCM-SES-FEQ | Fire Extinguishers at YCM | Fire Prevention,Extinguisher | Fire Equipment | 42833 | FEQ | http://www.toronto.ca/TWONTO#00350
90505 | YCM-SES-FEQ-0017 | Fire Prevention, Fire Extinguishers, Maintenance Shop Entrance | FAC-YCM-SES-FEQ | Fire Extinguishers at YCM | Fire Prevention,Extinguisher | Fire Equipment | 42835 | FEQ | http://www.toronto.ca/TWONTO#00350
90506 | YCM-SES-FEQ-0024 | Fire Prevention, Fire Extinguishers, North Hallway | FAC-YCM-SES-FEQ | Fire Extinguishers at YCM | Fire Prevention,Extinguisher | Fire Equipment | 42844 | FEQ | http://www.toronto.ca/TWONTO#00350
90507 | YCM-SES-FEQ-0026 | Fire Prevention, Fire Extinguishers, Outside Training Centre | FAC-YCM-SES-FEQ | Fire Extinguishers at YCM | Fire Prevention,Extinguisher | Fire Equipment | 42846 | FEQ | http://www.toronto.ca/TWONTO#00350
90508 | YCM-SES-FEQ-0027 | Fire Prevention, Fire Extinguishers, Inspection Office (Meters & Locates) | FAC-YCM-SES-FEQ | Fire Extinguishers at YCM | Fire Prevention,Extinguisher | Fire Equipment | 42847 | FEQ | http://www.toronto.ca/TWONTO#00350
90509 | YCM-SES-FEQ-0029 | Fire Prevention, Fire Extinguishers, Mens Locker Room | FAC-YCM-SES-FEQ | Fire Extinguishers at YCM | Fire Prevention,Extinguisher | Fire Equipment | 42849 | FEQ | http://www.toronto.ca/TWONTO#00350
90510 | YCM-SES-FEQ-0036 | Fire Prevention, Fire Extinguishers, Hallway Northeast | FAC-YCM-SES-FEQ | Fire Extinguishers at YCM | Fire Prevention,Extinguisher | Fire Equipment | 42856 | FEQ | http://www.toronto.ca/TWONTO#00350
90511 | YCM-SES-FEQ-0037 | Fire Prevention, Fire Extinguishers, Reception Office West | FAC-YCM-SES-FEQ | Fire Extinguishers at YCM | Fire Prevention,Extinguisher | Fire Equipment | 42858 | FEQ | http://www.toronto.ca/TWONTO#00350
90512 | YCM-SES-FEQ-0037A | Fire Prevention, Fire Extinguishers, West Copy Room | FAC-YCM-SES-FEQ | Fire Extinguishers at YCM | Fire Prevention,Extinguisher | Fire Equipment | 42859 | FEQ | http://www.toronto.ca/TWONTO#00350
90513 | YCM-SES-FEQ-0038 | Fire Prevention, Fire Extinguishers, Northwest Hallway | FAC-YCM-SES-FEQ | Fire Extinguishers at YCM | Fire Prevention,Extinguisher | Fire Equipment | 42860 | FEQ | http://www.toronto.ca/TWONTO#00350
90514 | YCM-SES-FEQ-0039 | Fire Prevention, Fire Extinguishers, East Lab Reception | FAC-YCM-SES-FEQ | Fire Extinguishers at YCM | Fire Prevention,Extinguisher | Fire Equipment | 42874 | FEQ | http://www.toronto.ca/TWONTO#00350
90515 | YCM-SES-FEQ-0041 | Fire Prevention, Fire Extinguishers, Central Lab Hallway | FAC-YCM-SES-FEQ | Fire Extinguishers at YCM | Fire Prevention,Extinguisher | Fire Equipment | 42861 | FEQ | http://www.toronto.ca/TWONTO#00350
90516 | YCM-SES-FEQ-0042 | Fire Prevention, Fire Extinguishers, Central Lab West | FAC-YCM-SES-FEQ | Fire Extinguishers at YCM | Fire Prevention,Extinguisher | Fire Equipment | 42862 | FEQ | http://www.toronto.ca/TWONTO#00350
90517 | YCM-SES-FEQ-0045 | Fire Prevention, Fire Extinguishers, Equipment Storage Building | FAC-YCM-SES-FEQ | Fire Extinguishers at YCM | Fire Prevention,Extinguisher | Fire Equipment | 42864 | FEQ | http://www.toronto.ca/TWONTO#00350
90518 | YCM-SES-FEQ-0046 | Fire Prevention, Fire Extinguishers, Gas Pump | FAC-YCM-SES-FEQ | Fire Extinguishers at YCM | Fire Prevention,Extinguisher | Fire Equipment | 42865 | FEQ | http://www.toronto.ca/TWONTO#00350
90519 | YCM-SES-FEQ-0048 | Fire Prevention, Fire Extinguishers, Gas Shack Entrance | FAC-YCM-SES-FEQ | Fire Extinguishers at YCM | Fire Prevention,Extinguisher | Fire Equipment | 42867 | FEQ | http://www.toronto.ca/TWONTO#00350
90520 | YCM-SES-FEQ-0049 | Fire Prevention, Fire Extinguishers, Spare | FAC-YCM-SES-FEQ | Fire Extinguishers at YCM | Fire Prevention,Extinguisher | Fire Equipment | 42868 | FEQ | http://www.toronto.ca/TWONTO#00350
90521 | YCM-SES-FEQ-0051 | Fire Prevention, Fire Extinguishers, Spare | FAC-YCM-SES-FEQ | Fire Extinguishers at YCM | Fire Prevention,Extinguisher | Fire Equipment | 42869 | FEQ | http://www.toronto.ca/TWONTO#00350
90522 | YCM-SES-FEQ-0051A | Fire Prevention, Fire Extinguishers, Spare | FAC-YCM-SES-FEQ | Fire Extinguishers at YCM | Fire Prevention,Extinguisher | Fire Equipment | 42870 | FEQ | http://www.toronto.ca/TWONTO#00350
90896 | YTF-SES-FEQ-0004 | Fire Prevention, RN150, South-West RN149 Door, Fire Extinguishers | YTF-SES-FEQ | Fire Equipment | Fire Prevention | Fire Equipment |  | FEQ | http://www.toronto.ca/TWONTO#00350
90897 | YTF-SES-FEQ-0006 | Fire Prevention, RN146, South Wall, Fire Extinguishers | YTF-SES-FEQ | Fire Equipment | Fire Prevention | Fire Equipment |  | FEQ | http://www.toronto.ca/TWONTO#00350
90898 | YTF-SES-FEQ-0009 | Fire Prevention, RN151, North-West Wall, Fire Extinguishers | YTF-SES-FEQ | Fire Equipment | Fire Prevention | Fire Equipment |  | FEQ | http://www.toronto.ca/TWONTO#00350
90899 | YTF-SES-FEQ-0011 | Fire Prevention, RN152, Fire Extinguishers | YTF-SES-FEQ | Fire Equipment | Fire Prevention | Fire Equipment |  | FEQ | http://www.toronto.ca/TWONTO#00350
90900 | YTF-SES-FEQ-0012 | Fire Prevention, RN156, West Wall, Fire Extinguishers | YTF-SES-FEQ | Fire Equipment | Fire Prevention | Fire Equipment |  | FEQ | http://www.toronto.ca/TWONTO#00350
90901 | YTF-SES-FEQ-0013 | Fire Prevention, UPS Room, West Wall, Fire Extinguishers | YTF-SES-FEQ | Fire Equipment | Fire Prevention | Fire Equipment |  | FEQ | http://www.toronto.ca/TWONTO#00350
90902 | YTF-SES-FEQ-0014 | Fire Prevention, RN168, Fire Extinguishers | YTF-SES-FEQ | Fire Equipment | Fire Prevention | Fire Equipment |  | FEQ | http://www.toronto.ca/TWONTO#00350
90903 | YTF-SES-FEQ-0016 | Fire Prevention, RN167, Fire Extinguishers | YTF-SES-FEQ | Fire Equipment | Fire Prevention | Fire Equipment |  | FEQ | http://www.toronto.ca/TWONTO#00350
90904 | YTF-SES-FEQ-0017 | Fire Prevention, RN142, East Wall, Fire Extinguishers | YTF-SES-FEQ | Fire Equipment | Fire Prevention | Fire Equipment |  | FEQ | http://www.toronto.ca/TWONTO#00350
90905 | YTF-SES-FEQ-0019 | Fire Prevention, RN141, Fire Extinguishers | YTF-SES-FEQ | Fire Equipment | Fire Prevention | Fire Equipment |  | FEQ | http://www.toronto.ca/TWONTO#00350
90906 | YTF-SES-FEQ-0020 | Fire Prevention, RN143, South Wall, Fire Extinguishers | YTF-SES-FEQ | Fire Equipment | Fire Prevention | Fire Equipment |  | FEQ | http://www.toronto.ca/TWONTO#00350
90907 | YTF-SES-FEQ-0022 | Fire Prevention, RN105, North Wall West Side, Fire Extinguishers | YTF-SES-FEQ | Fire Equipment | Fire Prevention | Fire Equipment |  | FEQ | http://www.toronto.ca/TWONTO#00350
90908 | YTF-SES-FEQ-0024 | Fire Prevention, RN105, North Wall East Side, Fire Extinguishers | YTF-SES-FEQ | Fire Equipment | Fire Prevention | Fire Equipment |  | FEQ | http://www.toronto.ca/TWONTO#00350
90909 | YTF-SES-FEQ-0027 | Fire Prevention, RN119, West Entrance, Fire Extinguishers | YTF-SES-FEQ | Fire Equipment | Fire Prevention | Fire Equipment |  | FEQ | http://www.toronto.ca/TWONTO#00350
90910 | YTF-SES-FEQ-0031 | Fire Prevention, RN136, Fire Extinguishers | YTF-SES-FEQ | Fire Equipment | Fire Prevention | Fire Equipment |  | FEQ | http://www.toronto.ca/TWONTO#00350
90911 | YTF-SES-FEQ-0033 | Fire Prevention, RN101, Fire Extinguishers | YTF-SES-FEQ | Fire Equipment | Fire Prevention | Fire Equipment |  | FEQ | http://www.toronto.ca/TWONTO#00350
90912 | YTF-SES-FEQ-0034 | Fire Prevention, RN125, East Wall, Fire Extinguishers | YTF-SES-FEQ | Fire Equipment | Fire Prevention | Fire Equipment |  | FEQ | http://www.toronto.ca/TWONTO#00350
90913 | YTF-SES-FEQ-1000 | Fire Dampers, Fire Prevention | YTF-SES-FEQ | Fire Equipment | Fire Prevention | Fire Equipment |  | FEQ | http://www.toronto.ca/TWONTO#00260
90914 | YTF-SES-FEQ-3000 | Fire Sprinkler System, Fire Prevention | YTF-SES-FEQ | Fire Equipment | Fire Prevention | Fire Equipment |  | FEQ | http://www.toronto.ca/TWONTO#00352
90924 | Z6042S | Extinguisher, Fire, SN#6042, Dry, Reactor Area, Z Building (Heat Treatment) | TAB-SUSPENDED ENTITY | Suspended entities | Fire Prevention,Extinguisher | Fire Equipment | 42675 |  | http://www.toronto.ca/TWONTO#00350
90925 | Z6042S | Extinguisher, Fire, SN#6042, Dry, Reactor Area, Z Building (Heat Treatment) | TAB-WA7-FEQ-2182S | Extinguisher, Fire - Z Building | Fire Prevention,Extinguisher | Fire Equipment | 42675 |  | http://www.toronto.ca/TWONTO#00350
90926 | Z73887S | Extinguisher, Fire, SN#73887, Dry, H.P. Sub-Basement, WA5 Office, Z Building | TAB-SUSPENDED ENTITY | Suspended entities | Fire Prevention,Extinguisher | Fire Equipment | 42676 |  | http://www.toronto.ca/TWONTO#00350
90927 | Z73887S | Extinguisher, Fire, SN#73887, Dry, H.P. Sub-Basement, WA5 Office, Z Building | TAB-WA7-FEQ-2182S | Extinguisher, Fire - Z Building | Fire Prevention,Extinguisher | Fire Equipment | 42676 |  | http://www.toronto.ca/TWONTO#00350
92782 | FHO-FEQ-DM-1000 | Fusible Link, Fire Damper | FHO-SES-FEQ-1000 | Fire Equipment, Built In | Damper/Louver,Guillotine | Fire Equipment |  | DM | http://www.toronto.ca/TWONTO#00142
92783 | FHO-FEQ-FA-1501 | Control Panel, Fire Alarm System, Ozone Building, S2, Vestibul 1 | FHO-SES-FEQ-1000 | Fire Equipment, Built In | Fire Prevention,Alarm | Fire Equipment |  | FA | http://www.toronto.ca/TWONTO#00154
92784 | FHO-FEQ-FA-1601 | Control Panel, Fire Alarm System, Standby Power Building, S2, Electrical Room | FHO-SES-FEQ-1000 | Fire Equipment, Built In |  | Fire Equipment |  | FA | http://www.toronto.ca/TWONTO#00154
92787 | FHO-FEQ-FSS-0101 | Fire Suppression System, Admin. Building, L1, Control Room, West Wall | FHO-SES-FEQ-1000 | Fire Equipment, Built In |  | Fire Equipment |  | FSS | fire_system
92788 | FHO-FEQ-HS-0102 | Pull Station, Admin. Building, S4, West Staircase | FHO-SES-FEQ-1000 | Fire Equipment, Built In |  | Fire Equipment |  | HS | http://www.toronto.ca/TWONTO#00624
92789 | FHO-FEQ-HS-0104 | Pull Station, Admin. Building, S1, Boiler Room, By Entrance to West Staircase | FHO-SES-FEQ-1000 | Fire Equipment, Built In |  | Fire Equipment |  | HS | http://www.toronto.ca/TWONTO#00624
92790 | FHO-FEQ-HS-0105 | Pull Station, Admin. Building, L1, Main Hallway, By Entrance to West Staircase | FHO-SES-FEQ-1000 | Fire Equipment, Built In |  | Fire Equipment |  | HS | http://www.toronto.ca/TWONTO#00624
92791 | FHO-FEQ-HS-0106 | Pull Station, Admin. Building, L1, Control Room, By South Exit | FHO-SES-FEQ-1000 | Fire Equipment, Built In |  | Fire Equipment |  | HS | http://www.toronto.ca/TWONTO#00624
92792 | FHO-FEQ-HS-0110 | Pull Station, Admin. Building, L2, Foyer, By North Staircase Entry | FHO-SES-FEQ-1000 | Fire Equipment, Built In |  | Fire Equipment |  | HS | http://www.toronto.ca/TWONTO#00624
92793 | FHO-FEQ-HS-0114 | Pull Station, Flocculation Building, L1, By Entrance to Flocculation Gallery, South Wall | FHO-SES-FEQ-1000 | Fire Equipment, Built In |  | Fire Equipment |  | HS | http://www.toronto.ca/TWONTO#00624
92794 | FHO-FEQ-HS-0115 | Pull Station, Flocculation Building, L1, Flocculation Gallery, North West Corner | FHO-SES-FEQ-1000 | Fire Equipment, Built In |  | Fire Equipment |  | HS | http://www.toronto.ca/TWONTO#00624
92795 | FHO-FEQ-HS-0203 | Pull Station, Chemical Building, S4, Vestibule 1, South Wall, By Entrance to North Staircase | FHO-SES-FEQ-1000 | Fire Equipment, Built In |  | Fire Equipment |  | HS | http://www.toronto.ca/TWONTO#00624
92796 | FHO-FEQ-HS-0204 | Pull Station, Chemical Building, S2, Breezeway, By Entrance to South Staircase | FHO-SES-FEQ-1000 | Fire Equipment, Built In |  | Fire Equipment |  | HS | http://www.toronto.ca/TWONTO#00624
92797 | FHO-FEQ-HS-0206 | Pull Station, Chemical Building, L1, Entry to Chemical Building Corridor, West Wall | FHO-SES-FEQ-1000 | Fire Equipment, Built In |  | Fire Equipment |  | HS | http://www.toronto.ca/TWONTO#00624
92798 | FHO-FEQ-HS-0401 | Pull Station, TWPS, S5, Valve Chamber Hall, By Entrance to Staircase | FHO-SES-FEQ-1000 | Fire Equipment, Built In |  | Fire Equipment |  | HS | http://www.toronto.ca/TWONTO#00624
92799 | FHO-FEQ-HS-0402 | Pull Station, TWPS, S5, Wastewater Pump Rm, By Entrance to Staircase | FHO-SES-FEQ-1000 | Fire Equipment, Built In |  | Fire Equipment |  | HS | http://www.toronto.ca/TWONTO#00624
92800 | FHO-FEQ-HS-0407 | Pull Station, TWPS, S2, By Entrance to North Staircase | FHO-SES-FEQ-1000 | Fire Equipment, Built In |  | Fire Equipment |  | HS | http://www.toronto.ca/TWONTO#00624
92801 | FHO-FEQ-HS-0408 | Pull Station, TWPS, L1, By Entrance to South Staircase | FHO-SES-FEQ-1000 | Fire Equipment, Built In |  | Fire Equipment |  | HS | http://www.toronto.ca/TWONTO#00624
92802 | FHO-FEQ-HS-0501 | Pull Station, Raw Water Pumping Station, S10.5, By Entrance to South Staircase | FHO-SES-FEQ-1000 | Fire Equipment, Built In |  | Fire Equipment |  | HS | http://www.toronto.ca/TWONTO#00624
92803 | FHO-FEQ-HS-0502 | Pull Station, RWPS, S10, Raw Water Pump Room Basment, By Entry to South Staircase | FHO-SES-FEQ-1000 | Fire Equipment, Built In |  | Fire Equipment |  | HS | http://www.toronto.ca/TWONTO#00624
92804 | FHO-FEQ-HS-0504 | Pull Station, RW Pumping Station, S10, Raw Water Pump Room Basment, N/E | FHO-SES-FEQ-1000 | Fire Equipment, Built In |  | Fire Equipment |  | HS | http://www.toronto.ca/TWONTO#00624
92805 | FHO-FEQ-HS-0506 | Pull Station, RW Pumping Station, S9, Raw Water Pump Room, North End | FHO-SES-FEQ-1000 | Fire Equipment, Built In |  | Fire Equipment |  | HS | http://www.toronto.ca/TWONTO#00624
92806 | FHO-FEQ-HS-0510 | Pull Station, Raw Water Pumping Station, S7, Storage Room, North End | FHO-SES-FEQ-1000 | Fire Equipment, Built In |  | Fire Equipment |  | HS | http://www.toronto.ca/TWONTO#00624
92807 | FHO-FEQ-HS-0512 | Pull Station, Raw Water Pumping Station, S6, Ring Header Room, North End | FHO-SES-FEQ-1000 | Fire Equipment, Built In |  | Fire Equipment |  | HS | http://www.toronto.ca/TWONTO#00624
92808 | FHO-FEQ-HS-1002 | Pull Station, Treated Water Suction Gallery, S2, South Mixer Gallery, In Loading Bay, E Wall | FHO-SES-FEQ-1000 | Fire Equipment, Built In |  | Fire Equipment |  | HS | http://www.toronto.ca/TWONTO#00624
92809 | FHO-FEQ-HS-1103 | Pull Station, Clairifier Building, L1, Beside North Exit | FHO-SES-FEQ-1000 | Fire Equipment, Built In |  | Fire Equipment |  | HS | http://www.toronto.ca/TWONTO#00624
92810 | FHO-FEQ-HS-1501 | Pull Station, Ozone Building, S5, Access Room No.1, West Wall, By TWPS Entrance | FHO-SES-FEQ-1000 | Fire Equipment, Built In |  | Fire Equipment |  | HS | http://www.toronto.ca/TWONTO#00624
92811 | FHO-FEQ-HS-1503 | Pull Station, Ozone Building, S2, South Hallway, West Wall, By TWPS Entrance | FHO-SES-FEQ-1000 | Fire Equipment, Built In |  | Fire Equipment |  | HS | http://www.toronto.ca/TWONTO#00624
92812 | FHO-FEQ-HS-1504 | Pull Station, Ozone Building, S2, South Hallway, By S/W Staircase and RW Process Room Entrances | FHO-SES-FEQ-1000 | Fire Equipment, Built In |  | Fire Equipment |  | HS | http://www.toronto.ca/TWONTO#00624
92813 | FHO-FEQ-HS-1507 | Pull Station, Ozone Building, S2, North Hallway, By N/W Staircase Entrance | FHO-SES-FEQ-1000 | Fire Equipment, Built In |  | Fire Equipment |  | HS | http://www.toronto.ca/TWONTO#00624
92814 | FHO-FEQ-HS-1508 | Pull Station, Ozone Building, S1, Vestibule 3, By Mechanical Room No.3 Entrance | FHO-SES-FEQ-1000 | Fire Equipment, Built In |  | Fire Equipment |  | HS | http://www.toronto.ca/TWONTO#00624
92815 | FHO-FEQ-HS-1511 | Pull Station, Ozone Building, L1, Electrical Room, West Wall, By TWPS Entrance | FHO-SES-FEQ-1000 | Fire Equipment, Built In |  | Fire Equipment |  | HS | http://www.toronto.ca/TWONTO#00624
92816 | FHO-FEQ-HS-1513 | Pull Station, Ozone Building, L1, North Hallway, East End, East Wall | FHO-SES-FEQ-1000 | Fire Equipment, Built In |  | Fire Equipment |  | HS | http://www.toronto.ca/TWONTO#00624
92817 | FHO-FEQ-HS-1514 | Pull Station, Ozone Building, L1, N/W Staircase, Vestibule 5, By East Roof Entrance | FHO-SES-FEQ-1000 | Fire Equipment, Built In |  | Fire Equipment |  | HS | http://www.toronto.ca/TWONTO#00624
92818 | FHO-FEQ-HS-1516 | Pull Station, Ozone Building, S2, S/E Staircase, South End, By Entry to Dispersion Pump Room | FHO-SES-FEQ-1000 | Fire Equipment, Built In |  | Fire Equipment |  | HS | http://www.toronto.ca/TWONTO#00624
92819 | FHO-FEQ-HS-1517 | Pull Station, Ozone Building, S2, Dispersion Pump Room, N/W Corner | FHO-SES-FEQ-1000 | Fire Equipment, Built In |  | Fire Equipment |  | HS | http://www.toronto.ca/TWONTO#00624
92820 | FHO-FEQ-HS-1518 | Pull Station, Ozone Building, S2, S/E Staircase, North End, By S/E Ozone Building Exit | FHO-SES-FEQ-1000 | Fire Equipment, Built In |  | Fire Equipment |  | HS | http://www.toronto.ca/TWONTO#00624
92821 | FHO-FEQ-HS-1519 | Pull Station, Ozone Building, S2, N/E Staircase, By N/E Ozone Building Exit | FHO-SES-FEQ-1000 | Fire Equipment, Built In |  | Fire Equipment |  | HS | http://www.toronto.ca/TWONTO#00624
92822 | FHO-FEQ-HS-1521 | Pull Station, Ozone Building, L1, Gate Room, Vestibule 4 | FHO-SES-FEQ-1000 | Fire Equipment, Built In |  | Fire Equipment |  | HS | http://www.toronto.ca/TWONTO#00624
92823 | FHO-FEQ-HS-1522 | Pull Station, Ozone Building, L1, Gate Room, By Loading Room 2 Entrance | FHO-SES-FEQ-1000 | Fire Equipment, Built In |  | Fire Equipment |  | HS | http://www.toronto.ca/TWONTO#00624
92824 | FHO-FEQ-HS-1601 | Pull Station, Standby Power Building, S4, Corridor, By Standby Power Building Entrance | FHO-SES-FEQ-1000 | Fire Equipment, Built In |  | Fire Equipment |  | HS | http://www.toronto.ca/TWONTO#00624
92825 | FHO-FEQ-HS-1602 | Pull Station, Standby Power Building, S4, Corridor, North End, By Entry to North Staircase | FHO-SES-FEQ-1000 | Fire Equipment, Built In |  | Fire Equipment |  | HS | http://www.toronto.ca/TWONTO#00624
92826 | FHO-FEQ-HS-1605 | Pull Station, Standby Power Building, S2, Generator Room, Electrical Room, West Wall | FHO-SES-FEQ-1000 | Fire Equipment, Built In |  | Fire Equipment |  | HS | http://www.toronto.ca/TWONTO#00624
92827 | FHO-FEQ-HS-1607 | Pull Station, Standby Power Building, S2, Generator Room, North Staircase | FHO-SES-FEQ-1000 | Fire Equipment, Built In |  | Fire Equipment |  | HS | http://www.toronto.ca/TWONTO#00624
92828 | FHO-FEQ-HS-1610 | Pull Station, Standby Power Building, L1, North Vestibule (6), By Roof Entrance | FHO-SES-FEQ-1000 | Fire Equipment, Built In |  | Fire Equipment |  | HS | http://www.toronto.ca/TWONTO#00624
92829 | FHO-FEQ-HYD-0013 | Fire Hydrant, Main Entrance, E/E Curb West | FHO-SES-FEQ-1000 | Fire Equipment, Built In | Fire Prevention,Hydrant | Fire Equipment |  | HYD | http://www.toronto.ca/TWONTO#00432
92830 | FHO-FEQ-HYD-0014 | Fire Hydrant, Main Entrance, E/E Curb West | FHO-SES-FEQ-1000 | Fire Equipment, Built In | Fire Prevention,Hydrant | Fire Equipment |  | HYD | http://www.toronto.ca/TWONTO#00432
92834 | FHO-FEQ-T-0001 | Tank, Fire Suppression Control System -FM 200 Halon, Admin Building, Control Room, North Side Entry Door | FHO-SES-FEQ-1000 | Fire Equipment, Built In | Fire Prevention,Alarm | Fire Equipment |  | T | http://www.toronto.ca/TWONTO#00606
94576 | FHO-SES-FEQ | Portable Fire Extinguishers | FHO-SES-FEQ-1000 | Fire Equipment, Built In | Fire Prevention,Extinguisher | Fire Equipment |  |  | http://www.toronto.ca/TWONTO#00350
94577 | FHO-SES-FEQ-0001-SUS | Fire Extinguisher, #1, Raw Water Pumping Station, S10.5, Staircase, West Wall | FHO-SES-FEQ | Portable Fire Extinguishers | Fire Prevention,Extinguisher | Fire Equipment | 44473 | FEQ | http://www.toronto.ca/TWONTO#00350
94578 | FHO-SES-FEQ-0002-SUS | Fire Extinguisher, #2, Raw Water Pumping Station, S10, RW Pump Room Basement, By Elevator | FHO-SUSPENDED | Suspended Entity List | Fire Prevention,Extinguisher | Fire Equipment | 44474 | FEQ | http://www.toronto.ca/TWONTO#00350
94579 | FHO-SES-FEQ-0003-SUS | Fire Extinguisher, #3, Raw Water Pumping Station, S10, RW Pump Room Basement, By North Stairs | FHO-SUSPENDED | Suspended Entity List | Fire Prevention,Extinguisher | Fire Equipment | 44475 | FEQ | http://www.toronto.ca/TWONTO#00350
94580 | FHO-SES-FEQ-0004-SUS | Fire Extinguisher, #4, Raw Water Pumping Station, S9, RW Pump Room, West of Elevator | FHO-SES-FEQ | Portable Fire Extinguishers | Fire Prevention,Extinguisher | Fire Equipment | 44476 | FEQ | http://www.toronto.ca/TWONTO#00350
94581 | FHO-SES-FEQ-0005-SUS | Fire Extinguisher, #5, Raw Water Pumping Station, S9, RW Pump Room, N/W side of RW Caisson | FHO-SES-FEQ | Portable Fire Extinguishers | Fire Prevention,Extinguisher | Fire Equipment | 44477 | FEQ | http://www.toronto.ca/TWONTO#00350
94582 | FHO-SES-FEQ-0005-SUS | Fire Extinguisher, #5, Raw Water Pumping Station, S9, RW Pump Room, N/W side of RW Caisson | FHO-SUSPENDED | Suspended Entity List | Fire Prevention,Extinguisher | Fire Equipment | 44477 | FEQ | http://www.toronto.ca/TWONTO#00350
94583 | FHO-SES-FEQ-0006-SUS | Fire Extinguisher, #6, Raw Water Pumping Station, S9, RW Pump Room, N/E side of RW Caisson | FHO-SES-FEQ | Portable Fire Extinguishers | Fire Prevention,Extinguisher | Fire Equipment | 44478 | FEQ | http://www.toronto.ca/TWONTO#00350
94584 | FHO-SES-FEQ-0007-SUS | Fire Extinguisher, #7, Raw Water Pumping Station, S9, RW Pump Room, East of Elevator | FHO-SES-FEQ | Portable Fire Extinguishers | Fire Prevention,Extinguisher | Fire Equipment | 44479 | FEQ | http://www.toronto.ca/TWONTO#00350
94585 | FHO-SES-FEQ-0008-SUS | Fire Extinguisher, #8, Raw Water Pumping Station, S8, Vent. Equipment Floor, West of Elevator | FHO-SES-FEQ | Portable Fire Extinguishers | Fire Prevention,Extinguisher | Fire Equipment | 44480 | FEQ | http://www.toronto.ca/TWONTO#00350
94586 | FHO-SES-FEQ-0009-SUS | Fire Extinguisher, #9, Raw Water Pumping Station, S8, Vent. Equip. Floor, West of N Staircase | FHO-SES-FEQ | Portable Fire Extinguishers | Fire Prevention,Extinguisher | Fire Equipment | 44481 | FEQ | http://www.toronto.ca/TWONTO#00350
94587 | FHO-SES-FEQ-0010-SUS | Fire Extinguisher, #10, Raw Water Pumping Station, S8, Vent. Equip. Floor, East of N Staircase | FHO-SUSPENDED | Suspended Entity List | Fire Prevention,Extinguisher | Fire Equipment | 44482 | FEQ | http://www.toronto.ca/TWONTO#00350
94588 | FHO-SES-FEQ-0011-SUS | Fire Extinguisher, #11, Raw Water Pumping Station, S8, Vent. Equipment Floor, East of Elevator | FHO-SES-FEQ | Portable Fire Extinguishers | Fire Prevention,Extinguisher | Fire Equipment | 44483 | FEQ | http://www.toronto.ca/TWONTO#00350
94589 | FHO-SES-FEQ-0012-SUS | Fire Extinguisher, #12, Raw Water Pumping Station, S7, Storage Floor, By North Staircase | FHO-SUSPENDED | Suspended Entity List | Fire Prevention,Extinguisher | Fire Equipment | 44485 | FEQ | http://www.toronto.ca/TWONTO#00350
94590 | FHO-SES-FEQ-0013-SUS | Fire Extinguisher, #13, Raw Water Pumping Station, S7, Storage Floor, By South Staircase | FHO-SES-FEQ | Portable Fire Extinguishers | Fire Prevention,Extinguisher | Fire Equipment | 44486 | FEQ | http://www.toronto.ca/TWONTO#00350
94591 | FHO-SES-FEQ-0014-SUS | Fire Extinguisher, #14, Raw Water Pumping Station, S7, Storage Floor, By Electrical Room | FHO-SES-FEQ | Portable Fire Extinguishers | Fire Prevention,Extinguisher | Fire Equipment | 44487 | FEQ | http://www.toronto.ca/TWONTO#00350
94592 | FHO-SES-FEQ-0015-SUS | Fire Extinguisher, #15, Raw Water Pumping Station, S6, Ring Header, By Elevator | FHO-SUSPENDED | Suspended Entity List | Fire Prevention,Extinguisher | Fire Equipment | 44488 | FEQ | http://www.toronto.ca/TWONTO#00350
94593 | FHO-SES-FEQ-0016-SUS | Fire Extinguisher, #16, Raw Water Pumping Station, S6, Ring Header, By North Staircase | FHO-SUSPENDED | Suspended Entity List | Fire Prevention,Extinguisher | Fire Equipment | 44489 | FEQ | http://www.toronto.ca/TWONTO#00350
94594 | FHO-SES-FEQ-0017-SUS | Fire Extinguisher, #17, Admin. Building, S5, Cable Tray Room, East End | FHO-SUSPENDED | Suspended Entity List | Fire Prevention,Extinguisher | Fire Equipment | 44490 | FEQ | http://www.toronto.ca/TWONTO#00350
94595 | FHO-SES-FEQ-0018-SUS | Fire Extinguisher, #18, Admin. Building, S5, Waste Water Air Blower Room, North Wall | FHO-SUSPENDED | Suspended Entity List | Fire Prevention,Extinguisher | Fire Equipment | 44491 | FEQ | http://www.toronto.ca/TWONTO#00350
94596 | FHO-SES-FEQ-0019-SUS | Fire Extinguisher, #19, Admin. Building, S5, Cable Tray Room, S/W Corner | FHO-SES-FEQ | Portable Fire Extinguishers | Fire Prevention,Extinguisher | Fire Equipment | 44492 | FEQ | http://www.toronto.ca/TWONTO#00350
94597 | FHO-SES-FEQ-0019-SUS | Fire Extinguisher, #19, Admin. Building, S5, Cable Tray Room, S/W Corner | FHO-SUSPENDED | Suspended Entity List | Fire Prevention,Extinguisher | Fire Equipment | 44492 | FEQ | http://www.toronto.ca/TWONTO#00350
94598 | FHO-SES-FEQ-0020-SUS | Fire Extinguisher, #20, Admin. Building, S5, Cable Tray Room, West End | FHO-SES-FEQ | Portable Fire Extinguishers | Fire Prevention,Extinguisher | Fire Equipment | 44493 | FEQ | http://www.toronto.ca/TWONTO#00350
94599 | FHO-SES-FEQ-0021-SUS | Fire Extinguisher, #21, Admin. Building, S5, Cable Tray Room, North Wall | FHO-SES-FEQ | Portable Fire Extinguishers | Fire Prevention,Extinguisher | Fire Equipment | 44494 | FEQ | http://www.toronto.ca/TWONTO#00350
94600 | FHO-SES-FEQ-0022-SUS | Fire Extinguisher, #22, TW Pumping Station, S5, TW Pump Room Basement, By North Staircase | FHO-SUSPENDED | Suspended Entity List | Fire Prevention,Extinguisher | Fire Equipment | 44495 | FEQ | http://www.toronto.ca/TWONTO#00350
94601 | FHO-SES-FEQ-0024-SUS | Fire Extinguisher, #24, TW Pumping Station, S5, TW Pump Room Basement, South Wall, East End | FHO-SES-FEQ | Portable Fire Extinguishers | Fire Prevention,Extinguisher | Fire Equipment | 44497 | FEQ | http://www.toronto.ca/TWONTO#00350
94602 | FHO-SES-FEQ-0025-SUS | Fire Extinguisher, #25, TW Pumping Station, S5, WW Transfer Pump Room, By Elevator | FHO-SUSPENDED | Suspended Entity List | Fire Prevention,Extinguisher | Fire Equipment | 44498 | FEQ | http://www.toronto.ca/TWONTO#00350
94603 | FHO-SES-FEQ-0026-SUS | Fire Extinguisher, #26, TW Pumping Station, S5, WW Transfer Pump Room, By Pumps | FHO-SUSPENDED | Suspended Entity List | Fire Prevention,Extinguisher | Fire Equipment | 44499 | FEQ | http://www.toronto.ca/TWONTO#00350
94604 | FHO-SES-FEQ-0027-SUS | Fire Extinguisher, #27, Chemical Building, S4, Hydro Meter Room, South Wall | FHO-SES-FEQ | Portable Fire Extinguishers | Fire Prevention,Extinguisher | Fire Equipment | 44500 | FEQ | http://www.toronto.ca/TWONTO#00350
94605 | FHO-SES-FEQ-0028-SUS | Fire Extinguisher, #28, Chemical Building, S4, Chemical Gallery, Switch Gear Room Entrance | FHO-SES-FEQ | Portable Fire Extinguishers | Fire Prevention,Extinguisher | Fire Equipment | 44501 | FEQ | http://www.toronto.ca/TWONTO#00350
94606 | FHO-SES-FEQ-0029-SUS | Fire Extinguisher, #29, Chemical Building, S4, By North Entrance to Ammonia Storage Room | FHO-SES-FEQ | Portable Fire Extinguishers | Fire Prevention,Extinguisher | Fire Equipment | 44502 | FEQ | http://www.toronto.ca/TWONTO#00350
94607 | FHO-SES-FEQ-0030-SUS | Fire Extinguisher, #30, Chemical Building, S4, By South Entrance to Ammonia Storage Room | FHO-SES-FEQ | Portable Fire Extinguishers | Fire Prevention,Extinguisher | Fire Equipment | 44503 | FEQ | http://www.toronto.ca/TWONTO#00350
94608 | FHO-SES-FEQ-0031-SUS | Fire Extinguisher, #31, Chemical Building, S4, By East Entrance to Generator Room | FHO-SES-FEQ | Portable Fire Extinguishers | Fire Prevention,Extinguisher | Fire Equipment | 44504 | FEQ | http://www.toronto.ca/TWONTO#00350
94609 | FHO-SES-FEQ-0032-SUS | Fire Extinguisher, #32, Chemical Building, S4, By Chemical Building Ramp and SCBA Cabinet #1 | FHO-SES-FEQ | Portable Fire Extinguishers | Fire Prevention,Extinguisher | Fire Equipment | 44505 | FEQ | http://www.toronto.ca/TWONTO#00350
94610 | FHO-SES-FEQ-0033-SUS | Fire Extinguisher, #33, Admin. Building, S4, Admin. Building Basment, By Elevator | FHO-SUSPENDED | Suspended Entity List | Fire Prevention,Extinguisher | Fire Equipment | 44506 | FEQ | http://www.toronto.ca/TWONTO#00350
94611 | FHO-SES-FEQ-0034-SUS | Fire Extinguisher, #34, Admin. Building, S4, MCC Room, South Wall by Centre Exit | FHO-SUSPENDED | Suspended Entity List | Fire Prevention,Extinguisher | Fire Equipment | 44507 | FEQ | http://www.toronto.ca/TWONTO#00350
94612 | FHO-SES-FEQ-0035-SUS | Fire Extinguisher, #35, Admin. Building, S4, MCC Room, North End | FHO-SES-FEQ | Portable Fire Extinguishers | Fire Prevention,Extinguisher | Fire Equipment | 44508 | FEQ | http://www.toronto.ca/TWONTO#00350
94613 | FHO-SES-FEQ-0036-SUS | Fire Extinguisher, #36, Admin. Building, S4, MCC Room, South Wall by S/E Exit | FHO-SUSPENDED | Suspended Entity List | Fire Prevention,Extinguisher | Fire Equipment | 44509 | FEQ | http://www.toronto.ca/TWONTO#00350
94614 | FHO-SES-FEQ-0037-SUS | Fire Extinguisher, #37, TW Pumping Station, S4, West Vent. Equipment Room, West Wall | FHO-SES-FEQ | Portable Fire Extinguishers | Fire Prevention,Extinguisher | Fire Equipment | 44510 | FEQ | http://www.toronto.ca/TWONTO#00350
94615 | FHO-SES-FEQ-0038-SUS | Fire Extinguisher, #38, TW Pumping Station, S4, West Vent. Equipment Room, East Wall | FHO-SUSPENDED | Suspended Entity List | Fire Prevention,Extinguisher | Fire Equipment | 44511 | FEQ | http://www.toronto.ca/TWONTO#00350
94616 | FHO-SES-FEQ-0039-SUS | Fire Extinguisher, #39, TW Pumping Station, S4, East Vent. Equipment Room, West Wall | FHO-SES-FEQ | Portable Fire Extinguishers | Fire Prevention,Extinguisher | Fire Equipment | 44512 | FEQ | http://www.toronto.ca/TWONTO#00350
94617 | FHO-SES-FEQ-0040-SUS | Fire Extinguisher, #40, TW Pumping Station, S4, East Vent. Equipment Room, East Wall | FHO-SES-FEQ | Portable Fire Extinguishers | Fire Prevention,Extinguisher | Fire Equipment | 44513 | FEQ | http://www.toronto.ca/TWONTO#00350
94618 | FHO-SES-FEQ-0042-SUS | Fire Extinguisher, #42, Admin. Building, S4, South Pipe Gallery, S/W Corner | FHO-SES-FEQ | Portable Fire Extinguishers | Fire Prevention,Extinguisher | Fire Equipment | 44515 | FEQ | http://www.toronto.ca/TWONTO#00350
94619 | FHO-SES-FEQ-0043-SUS | Fire Extinguisher, #43, TW Pumping Station, S3, Compressor Room, S/W Corner | FHO-SES-FEQ | Portable Fire Extinguishers | Fire Prevention,Extinguisher | Fire Equipment | 44516 | FEQ | http://www.toronto.ca/TWONTO#00350
94620 | FHO-SES-FEQ-0043-SUS | Fire Extinguisher, #43, TW Pumping Station, S3, Compressor Room, S/W Corner | FHO-SUSPENDED | Suspended Entity List | Fire Prevention,Extinguisher | Fire Equipment | 44516 | FEQ | http://www.toronto.ca/TWONTO#00350
94621 | FHO-SES-FEQ-0044-SUS | Fire Extinguisher, #44, TW Pumping Station, S3, TW Pump Room, S/W Corner | FHO-SUSPENDED | Suspended Entity List | Fire Prevention,Extinguisher | Fire Equipment | 44517 | FEQ | http://www.toronto.ca/TWONTO#00350
94622 | FHO-SES-FEQ-0045-SUS | Fire Extinguisher, #45, TW Pumping Station, S3, TW Pump Room, North Wall by Staircase Entrance | FHO-SES-FEQ | Portable Fire Extinguishers | Fire Prevention,Extinguisher | Fire Equipment | 44518 | FEQ | http://www.toronto.ca/TWONTO#00350
94623 | FHO-SES-FEQ-0045-SUS | Fire Extinguisher, #45, TW Pumping Station, S3, TW Pump Room, North Wall by Staircase Entrance | FHO-SUSPENDED | Suspended Entity List | Fire Prevention,Extinguisher | Fire Equipment | 44518 | FEQ | http://www.toronto.ca/TWONTO#00350
94624 | FHO-SES-FEQ-0046-SUS | Fire Extinguisher, #46, TW Pumping Station, S3, TW Pump Room, N/E Corner | FHO-SES-FEQ | Portable Fire Extinguishers | Fire Prevention,Extinguisher | Fire Equipment | 44519 | FEQ | http://www.toronto.ca/TWONTO#00350
94625 | FHO-SES-FEQ-0047-SUS | Fire Extinguisher, #47, TW Pumping Station, S3, TW Pump Room, S/E Corner | FHO-SUSPENDED | Suspended Entity List | Fire Prevention,Extinguisher | Fire Equipment | 44520 | FEQ | http://www.toronto.ca/TWONTO#00350
94626 | FHO-SES-FEQ-0048A-SUS | Fire Extinguisher, #48A, TW Pumping Station, S3, Valve Chamber Hall, North Wall | FHO-SES-FEQ | Portable Fire Extinguishers | Fire Prevention,Extinguisher | Fire Equipment | 44522 | FEQ | http://www.toronto.ca/TWONTO#00350
94627 | FHO-SES-FEQ-0049-SUS | Fire Extinguisher, #49, Flocculation Building, S2, North Pipe Gallery, By North Plant Entrance | FHO-SUSPENDED | Suspended Entity List | Fire Prevention,Extinguisher | Fire Equipment | 44523 | FEQ | http://www.toronto.ca/TWONTO#00350
94628 | FHO-SES-FEQ-0051 | Fire Stand Pipe & Hose Cabinet, #51, Admin. Building, S2, Machine Shop, By Men's Locker Room | FHO-SES-FEQ | Portable Fire Extinguishers | Fire Prevention,Extinguisher | Fire Equipment |  | FEQ | http://www.toronto.ca/TWONTO#00351
94629 | FHO-SES-FEQ-0053-SUS | Fire Extinguisher, #53, Admin. Building, S2, Machine Shop, Welding Shop | FHO-SES-FEQ | Portable Fire Extinguishers | Fire Prevention,Extinguisher | Fire Equipment | 44525 | FEQ | http://www.toronto.ca/TWONTO#00350
94630 | FHO-SES-FEQ-0053A-SUS | Fire Extinguisher, #53A, Admin. Building, S2, Training Centre, East Entrance | FHO-SUSPENDED | Suspended Entity List | Fire Prevention,Extinguisher | Fire Equipment | 44526 | FEQ | http://www.toronto.ca/TWONTO#00350
94631 | FHO-SES-FEQ-0054-SUS | Fire Extinguisher, #54, Chemical Building, S2, Fan Room, West Wall | FHO-SUSPENDED | Suspended Entity List | Fire Prevention,Extinguisher | Fire Equipment | 44527 | FEQ | http://www.toronto.ca/TWONTO#00350
94632 | FHO-SES-FEQ-0055-SUS | Fire Extinguisher, #55, Chemical Building, S2, Chemical Storage Room, South Entrance | FHO-SES-FEQ | Portable Fire Extinguishers | Fire Prevention,Extinguisher | Fire Equipment | 44528 | FEQ | http://www.toronto.ca/TWONTO#00350
94633 | FHO-SES-FEQ-0057-SUS | Fire Extinguisher, #57, TW Pumping Station, S2, By Entrance to North Staircase | FHO-SUSPENDED | Suspended Entity List | Fire Prevention,Extinguisher | Fire Equipment | 44530 | FEQ | http://www.toronto.ca/TWONTO#00350
94634 | FHO-SES-FEQ-0058-SUS | Fire Extinguisher, #58, TW Mixer Gallery, S2, North Mixer Gallery, By BW Pumps | FHO-SUSPENDED | Suspended Entity List | Fire Prevention,Extinguisher | Fire Equipment | 44531 | FEQ | http://www.toronto.ca/TWONTO#00350
94635 | FHO-SES-FEQ-0059-SUS | Fire Extinguisher, #59, TW Mixer Gallery, S2, North Mixer Gallery, By SO2 Injectors | FHO-SUSPENDED | Suspended Entity List | Fire Prevention,Extinguisher | Fire Equipment | 44532 | FEQ | http://www.toronto.ca/TWONTO#00350
94636 | FHO-SES-FEQ-0060-SUS | Fire Extinguisher, #60, TW Mixer Gallery, S2, South Mixer Gallery, N/W Corner | FHO-SUSPENDED | Suspended Entity List | Fire Prevention,Extinguisher | Fire Equipment | 44533 | FEQ | http://www.toronto.ca/TWONTO#00350
94637 | FHO-SES-FEQ-0061-SUS | Fire Extinguisher, #61, TW Pumping Station, S2, South Pipe Gal., North Entrance to Filt. Bldg. | FHO-SES-FEQ | Portable Fire Extinguishers | Fire Prevention,Extinguisher | Fire Equipment | 44534 | FEQ | http://www.toronto.ca/TWONTO#00350
94638 | FHO-SES-FEQ-0061-SUS | Fire Extinguisher, #61, TW Pumping Station, S2, South Pipe Gal., North Entrance to Filt. Bldg. | FHO-SUSPENDED | Suspended Entity List | Fire Prevention,Extinguisher | Fire Equipment | 44534 | FEQ | http://www.toronto.ca/TWONTO#00350
94639 | FHO-SES-FEQ-0062-SUS | Fire Extinguisher, #62, Filter Building, S2, MCC Room, South Wall | FHO-SES-FEQ | Portable Fire Extinguishers | Fire Prevention,Extinguisher | Fire Equipment | 44535 | FEQ | http://www.toronto.ca/TWONTO#00350
94640 | FHO-SES-FEQ-0062-SUS | Fire Extinguisher, #62, Filter Building, S2, MCC Room, South Wall | FHO-SUSPENDED | Suspended Entity List | Fire Prevention,Extinguisher | Fire Equipment | 44535 | FEQ | http://www.toronto.ca/TWONTO#00350
94641 | FHO-SES-FEQ-0063-SUS | Fire Extinguisher, #63, Filter Building, S2, Filter Pipe Gallery Upper Level, South Wall | FHO-SUSPENDED | Suspended Entity List | Fire Prevention,Extinguisher | Fire Equipment | 44536 | FEQ | http://www.toronto.ca/TWONTO#00350
94642 | FHO-SES-FEQ-0064 | Fire Stand Pipe & Hose Cabinet, #64, Admin. Building, S2, By Entrance to S/W Staircase | FHO-SES-FEQ | Portable Fire Extinguishers | Fire Prevention,Extinguisher | Fire Equipment |  | FEQ | http://www.toronto.ca/TWONTO#00351
94643 | FHO-SES-FEQ-0065-SUS | Fire Extinguisher, #65, Filter Building, L1, Filter Operating Gallery, N/E Corner | FHO-SUSPENDED | Suspended Entity List | Fire Prevention,Extinguisher | Fire Equipment | 44537 | FEQ | http://www.toronto.ca/TWONTO#00350
94644 | FHO-SES-FEQ-0066-SUS | Fire Extinguisher, #66, Filter Building, L1, Filter Operating Gallery, N/W Corner | FHO-SES-FEQ | Portable Fire Extinguishers | Fire Prevention,Extinguisher | Fire Equipment | 44538 | FEQ | http://www.toronto.ca/TWONTO#00350
94645 | FHO-SES-FEQ-0067-SUS | Fire Extinguisher, #67, Flocculation Building, L1, Flocc. Operating Gallery, South Wall | FHO-SES-FEQ | Portable Fire Extinguishers | Fire Prevention,Extinguisher | Fire Equipment | 44539 | FEQ | http://www.toronto.ca/TWONTO#00350
94646 | FHO-SES-FEQ-0068-SUS | Fire Extinguisher, #68, Flocculation Building, L1, Flocc. Operating Gallery, North Wall | FHO-SES-FEQ | Portable Fire Extinguishers | Fire Prevention,Extinguisher | Fire Equipment | 44540 | FEQ | http://www.toronto.ca/TWONTO#00350
94647 | FHO-SES-FEQ-0069-SUS | Fire Extinguisher, #69, Admin. Building, L1, Control Room, By Entrance to Control Room Kitchen | FHO-SUSPENDED | Suspended Entity List | Fire Prevention,Extinguisher | Fire Equipment | 44541 | FEQ | http://www.toronto.ca/TWONTO#00350
94648 | FHO-SES-FEQ-0070-SUS | Fire Extinguisher, #70, Admin. Building, L1, Control Room, North Office Exit | FHO-SES-FEQ | Portable Fire Extinguishers | Fire Prevention,Extinguisher | Fire Equipment | 44542 | FEQ | http://www.toronto.ca/TWONTO#00350
94649 | FHO-SES-FEQ-0071-SUS | Fire Extinguisher, #71, Chemical Building, L1, Operator Lab, By Entrance | FHO-SES-FEQ | Portable Fire Extinguishers | Fire Prevention,Extinguisher | Fire Equipment | 44543 | FEQ | http://www.toronto.ca/TWONTO#00350
94650 | FHO-SES-FEQ-0072-SUS | Fire Extinguisher, #72, Chemical Building, L1, Chemical Machine Room, South Entrance | FHO-SUSPENDED | Suspended Entity List | Fire Prevention,Extinguisher | Fire Equipment | 44544 | FEQ | http://www.toronto.ca/TWONTO#00350
94651 | FHO-SES-FEQ-0073-SUS | Fire Extinguisher, #73, Chemical Building, L1, Chemical Hallway, West Wall | FHO-SUSPENDED | Suspended Entity List | Fire Prevention,Extinguisher | Fire Equipment | 44545 | FEQ | http://www.toronto.ca/TWONTO#00350
94652 | FHO-SES-FEQ-0074-SUS | Fire Extinguisher, #74, Chemical Building, L2, South Penthouse, By South Entrance | FHO-SUSPENDED | Suspended Entity List | Fire Prevention,Extinguisher | Fire Equipment | 44546 | FEQ | http://www.toronto.ca/TWONTO#00350
94653 | FHO-SES-FEQ-0075-SUS | Fire Extinguisher, #75, Chemical Building, L2, North Penthouse, By North Entrance | FHO-SUSPENDED | Suspended Entity List | Fire Prevention,Extinguisher | Fire Equipment | 44547 | FEQ | http://www.toronto.ca/TWONTO#00350
94654 | FHO-SES-FEQ-0076-SUS | Fire Extinguisher, #76, Clarifier Building, S4, Clarifier Basement, By Entrance | FHO-SUSPENDED | Suspended Entity List | Fire Prevention,Extinguisher | Fire Equipment | 44548 | FEQ | http://www.toronto.ca/TWONTO#00350
94655 | FHO-SES-FEQ-0077-SUS | Fire Extinguisher, #77, Clarifier Building, S4, Clarifier Tunnel, North Wall | FHO-SES-FEQ | Portable Fire Extinguishers | Fire Prevention,Extinguisher | Fire Equipment | 44549 | FEQ | http://www.toronto.ca/TWONTO#00350
94656 | FHO-SES-FEQ-0078-SUS | Fire Extinguisher, #78, Clarifier Building, S4, Clarifier Basement, By Staircase | FHO-SES-FEQ | Portable Fire Extinguishers | Fire Prevention,Extinguisher | Fire Equipment | 44550 | FEQ | http://www.toronto.ca/TWONTO#00350
94657 | FHO-SES-FEQ-0079-SUS | Fire Extinguisher, #79, Clarifier Building, S2, Parking Exit Level, N/E Wall | FHO-SES-FEQ | Portable Fire Extinguishers | Fire Prevention,Extinguisher | Fire Equipment | 44551 | FEQ | http://www.toronto.ca/TWONTO#00350
94658 | FHO-SES-FEQ-0079-SUS | Fire Extinguisher, #79, Clarifier Building, S2, Parking Exit Level, N/E Wall | FHO-SUSPENDED | Suspended Entity List | Fire Prevention,Extinguisher | Fire Equipment | 44551 | FEQ | http://www.toronto.ca/TWONTO#00350
94659 | FHO-SES-FEQ-0080-SUS | Fire Extinguisher, #80, Clarifier Building, L1, Upper Level, S/E Wall | FHO-SUSPENDED | Suspended Entity List | Fire Prevention,Extinguisher | Fire Equipment | 44552 | FEQ | http://www.toronto.ca/TWONTO#00350
94660 | FHO-SES-FEQ-0081 | Fire Stand Pipe & Hose Cabinet, #81, Admin. Building, S4, Admin. Basement, By S/E Staircase | FHO-SES-FEQ | Portable Fire Extinguishers | Fire Prevention,Extinguisher | Fire Equipment |  | FEQ | http://www.toronto.ca/TWONTO#00351
94661 | FHO-SES-FEQ-0084 | Fire Stand Pipe & Hose Cabinet, #84, Admin. Building, S1, Boiler Room, By Staircase | FHO-SES-FEQ | Portable Fire Extinguishers | Fire Prevention,Extinguisher | Fire Equipment |  | FEQ | http://www.toronto.ca/TWONTO#00351
94662 | FHO-SES-FEQ-0086 | Fire Stand Pipe & Hose Cabinet #86, Admin. Building, L1, By Passenger Elevator | FHO-SES-FEQ | Portable Fire Extinguishers | Fire Prevention,Extinguisher | Fire Equipment |  | FEQ | http://www.toronto.ca/TWONTO#00351
94663 | FHO-SES-FEQ-0087 | Fire Stand Pipe & Hose Cabinet, #87, Admin. Building, L2, By West Staircase | FHO-SES-FEQ | Portable Fire Extinguishers | Fire Prevention,Extinguisher | Fire Equipment |  | FEQ | http://www.toronto.ca/TWONTO#00351
94664 | FHO-SES-FEQ-0088 | Fire Stand Pipe & Hose Cabinet, #88, Admin. Building, L2, Center Foyer, West Wall | FHO-SES-FEQ | Portable Fire Extinguishers | Fire Prevention,Extinguisher | Fire Equipment |  | FEQ | http://www.toronto.ca/TWONTO#00351
94665 | FHO-SES-FEQ-0089-SUS | Fire Extinguisher, #89, Admin. Building, L2, Cooling Tower Room, South Wall, By Exit | FHO-SUSPENDED | Suspended Entity List | Fire Prevention,Extinguisher | Fire Equipment | 44553 | FEQ | http://www.toronto.ca/TWONTO#00350
94666 | FHO-SES-FEQ-0090-SUS | Fire Extinguisher, #90, Admin Building, 2nd floor, HVAC Room roof access | FHO-SUSPENDED | Suspended Entity List | Fire Prevention,Extinguisher | Fire Equipment | 44554 | FEQ | http://www.toronto.ca/TWONTO#00350
94667 | FHO-SES-FEQ-0091-SUS | Fire Extinguisher, #91, Surge Building, S2, Compressor Room, West Wall | FHO-SES-FEQ | Portable Fire Extinguishers | Fire Prevention,Extinguisher | Fire Equipment | 44555 | FEQ | http://www.toronto.ca/TWONTO#00350
94668 | FHO-SES-FEQ-0092-SUS | Fire Extinguisher, #92, Surge Building, S4, Tank Floor, West Wall | FHO-SUSPENDED | Suspended Entity List | Fire Prevention,Extinguisher | Fire Equipment | 44556 | FEQ | http://www.toronto.ca/TWONTO#00350
94669 | FHO-SES-FEQ-0093-SUS | Fire Extinguisher, #93, Surge Building, S4, Tank Floor, By Entrance | FHO-SUSPENDED | Suspended Entity List | Fire Prevention,Extinguisher | Fire Equipment | 44557 | FEQ | http://www.toronto.ca/TWONTO#00350
94670 | FHO-SES-FEQ-0094-SUS | Fire Extinguisher, #94, Surge Building, S5, Pipe Gallery Floor | FHO-SUSPENDED | Suspended Entity List | Fire Prevention,Extinguisher | Fire Equipment | 44558 | FEQ | http://www.toronto.ca/TWONTO#00350
94671 | FHO-SES-FEQ-0095-SUS | Fire Extinguisher, #95, TW Pumping Station, S2, Breezeway East Entrance | FHO-SUSPENDED | Suspended Entity List | Fire Prevention,Extinguisher | Fire Equipment | 44559 | FEQ | http://www.toronto.ca/TWONTO#00350
94672 | FHO-SES-FEQ-0097-SUS | Fire Extinguisher, #97, Chemical Building, S4, Generator Room, East Wall | FHO-SUSPENDED | Suspended Entity List | Fire Prevention,Extinguisher | Fire Equipment | 44560 | FEQ | http://www.toronto.ca/TWONTO#00350
94673 | FHO-SES-FEQ-0100-SUS | Fire Extinguisher, #100, Admin. Building, L1, Control Room, By North Exit | FHO-SUSPENDED | Suspended Entity List | Fire Prevention,Extinguisher | Fire Equipment | 44561 | FEQ | http://www.toronto.ca/TWONTO#00350
94674 | FHO-SES-FEQ-0101-SUS | Fire Extinguisher, #101, Admin. Building, L1, Control Room, West Wall | FHO-SUSPENDED | Suspended Entity List | Fire Prevention,Extinguisher | Fire Equipment | 44562 | FEQ | http://www.toronto.ca/TWONTO#00350
94675 | FHO-SES-FEQ-0102-SUS | Fire Extinguisher, #102, Admin. Building, L1, Boardroom, N/E Wall | FHO-SES-FEQ | Portable Fire Extinguishers | Fire Prevention,Extinguisher | Fire Equipment | 44563 | FEQ | http://www.toronto.ca/TWONTO#00350
94676 | FHO-SES-FEQ-0103-SU | Fire Extinguisher #103 : 2nd floor file room entrance | FHO-OBSOLETE | Removed From Service | Fire Prevention,Extinguisher | Fire Equipment | 34169 | FEQ | http://www.toronto.ca/TWONTO#00350
94677 | FHO-SES-FEQ-0103-SU | Fire Extinguisher #103 : 2nd floor file room entrance | FHO-SES-FEQ | Portable Fire Extinguishers | Fire Prevention,Extinguisher | Fire Equipment | 34169 | FEQ | http://www.toronto.ca/TWONTO#00350
94678 | FHO-SES-FEQ-0104-SU | Fire Extinguisher #104 : 2nd floor hallway east exit | FHO-SES-FEQ | Portable Fire Extinguishers | Fire Prevention,Extinguisher | Fire Equipment | 34170 | FEQ | http://www.toronto.ca/TWONTO#00350
94679 | FHO-SES-FEQ-0106-SUS | Fire Extinguisher, #106, TW Mixing Gallery, S2, South Mixing Gallery, South End | FHO-SUSPENDED | Suspended Entity List | Fire Prevention,Extinguisher | Fire Equipment | 44564 | FEQ | http://www.toronto.ca/TWONTO#00350
94680 | FHO-SES-FEQ-0107-SUS | Fire Extinguisher, #107, TW Pumping Station, S2, Storage Area, West Gate | FHO-SES-FEQ | Portable Fire Extinguishers | Fire Prevention,Extinguisher | Fire Equipment | 44565 | FEQ | http://www.toronto.ca/TWONTO#00350
94681 | FHO-SES-FEQ-0108-SUS | Fire Extinguisher, #108, TW Pumping Station, S2, Lunch Room, West Exit | FHO-SES-FEQ | Portable Fire Extinguishers | Fire Prevention,Extinguisher | Fire Equipment | 44566 | FEQ | http://www.toronto.ca/TWONTO#00350
94682 | FHO-SES-FEQ-0109-SUS | Fire Extinguisher, #109, Admin. Building, L2, East Wing, East End of the Corridor | FHO-SES-FEQ | Portable Fire Extinguishers | Fire Prevention,Extinguisher | Fire Equipment | 44567 | FEQ | http://www.toronto.ca/TWONTO#00350
94683 | FHO-SES-FEQ-0110-SUS | Fire Extinguisher, #110, Admin. Building, L2, East Wing, By Stairs to E. Elevator Machine Room | FHO-SES-FEQ | Portable Fire Extinguishers | Fire Prevention,Extinguisher | Fire Equipment | 44568 | FEQ | http://www.toronto.ca/TWONTO#00350
94684 | FHO-SES-FEQ-0110-SUS | Fire Extinguisher, #110, Admin. Building, L2, East Wing, By Stairs to E. Elevator Machine Room | FHO-SUSPENDED | Suspended Entity List | Fire Prevention,Extinguisher | Fire Equipment | 44568 | FEQ | http://www.toronto.ca/TWONTO#00350
94685 | FHO-SES-FEQ-0112-SUS | Fire Extinguisher, #112, Ozone Building, L1, Filter Operating Gallery, By Filt. 9 | FHO-SUSPENDED | Suspended Entity List | Fire Prevention,Extinguisher | Fire Equipment | 44569 | FEQ | http://www.toronto.ca/TWONTO#00350
94686 | FHO-SES-FEQ-0114-SUS | Fire Extinguisher, #114, Ozone Building, L1, North Hallway (#4), By West Entrance | FHO-SES-FEQ | Portable Fire Extinguishers | Fire Prevention,Extinguisher | Fire Equipment | 44571 | FEQ | http://www.toronto.ca/TWONTO#00350
94687 | FHO-SES-FEQ-0116-SUS | Fire Extinguisher, #116, Ozone Building, L1, Mechancical Room #1, N/W Corner | FHO-SUSPENDED | Suspended Entity List | Fire Prevention,Extinguisher | Fire Equipment | 44572 | FEQ | http://www.toronto.ca/TWONTO#00350
94688 | FHO-SES-FEQ-0117 | Fire Stand Pipe & Hose Cabinet, #117, Ozone Building, L1, North Hallway (#4), East End | FHO-SES-FEQ | Portable Fire Extinguishers | Fire Prevention,Extinguisher | Fire Equipment |  | FEQ | http://www.toronto.ca/TWONTO#00351
94689 | FHO-SES-FEQ-0118-SUS | Fire Extinguisher, #118, Ozone Building, L1, North Hallway (#4), N/W Stairway Entrance | FHO-SES-FEQ | Portable Fire Extinguishers | Fire Prevention,Extinguisher | Fire Equipment | 44573 | FEQ | http://www.toronto.ca/TWONTO#00350
94690 | FHO-SES-FEQ-0118A-SUS | Fire Extinguisher#0118A: Ozone Building northeast stairway to Roof near door 2-45 | FHO-SUSPENDED | Suspended Entity List | Fire Prevention,Extinguisher | Fire Equipment | 37751 | FEQ | http://www.toronto.ca/TWONTO#00350
94691 | FHO-SES-FEQ-0119-SUS | Fire Extinguisher, #119, Ozone Building, L1, Ozone Equipment Room, North Wall | FHO-SES-FEQ | Portable Fire Extinguishers | Fire Prevention,Extinguisher | Fire Equipment | 44574 | FEQ | http://www.toronto.ca/TWONTO#00350
94692 | FHO-SES-FEQ-0120-SUS | Fire Extinguisher, #120, Ozone Building, L1, Ozone Equipment Room, East Pillar | FHO-SES-FEQ | Portable Fire Extinguishers | Fire Prevention,Extinguisher | Fire Equipment | 44575 | FEQ | http://www.toronto.ca/TWONTO#00350
94693 | FHO-SES-FEQ-0120-SUS | Fire Extinguisher, #120, Ozone Building, L1, Ozone Equipment Room, East Pillar | FHO-SUSPENDED | Suspended Entity List | Fire Prevention,Extinguisher | Fire Equipment | 44575 | FEQ | http://www.toronto.ca/TWONTO#00350
94694 | FHO-SES-FEQ-0121-SUS | Fire Extinguisher, #121, Ozone Building, L1, Ozone Equipment Room, West Wall | FHO-SUSPENDED | Suspended Entity List | Fire Prevention,Extinguisher | Fire Equipment | 44576 | FEQ | http://www.toronto.ca/TWONTO#00350
94695 | FHO-SES-FEQ-0122-SUS | Fire Extinguisher, #122, Ozone Building, L1, Ozone Equipment Room, South Wall | FHO-SES-FEQ | Portable Fire Extinguishers | Fire Prevention,Extinguisher | Fire Equipment | 44577 | FEQ | http://www.toronto.ca/TWONTO#00350
94696 | FHO-SES-FEQ-0123-SUS | Fire Extinguisher, #123, Ozone Building, L1, Mechanical Room No.2, North Wall | FHO-SUSPENDED | Suspended Entity List | Fire Prevention,Extinguisher | Fire Equipment | 44578 | FEQ | http://www.toronto.ca/TWONTO#00350
94697 | FHO-SES-FEQ-0124-SUS | Fire Extinguisher, #124, Hose Cabinet, Ozone Building, L1, South Halway (#3), South Wall | FHO-SUSPENDED | Suspended Entity List | Fire Prevention,Extinguisher | Fire Equipment | 44579 | FEQ | http://www.toronto.ca/TWONTO#00350
94698 | FHO-SES-FEQ-0125-SUS | Fire Extinguisher, #125, Ozone Building, S2, Filter Pipe Gallery, West Platform | FHO-SES-FEQ | Portable Fire Extinguishers | Fire Prevention,Extinguisher | Fire Equipment | 44580 | FEQ | http://www.toronto.ca/TWONTO#00350
94699 | FHO-SES-FEQ-0126-SUS | Fire Extinguisher, #126, Ozone Building, S3, Filter Pipe Gallery, South Wall | FHO-SUSPENDED | Suspended Entity List | Fire Prevention,Extinguisher | Fire Equipment | 44581 | FEQ | http://www.toronto.ca/TWONTO#00350
94700 | FHO-SES-FEQ-0127-SUS | Fire Extinguisher, #127, Hose Cabinet, Ozone Building, S3, Filter Pipe Gallery, West Wall | FHO-SES-FEQ | Portable Fire Extinguishers | Fire Prevention,Extinguisher | Fire Equipment | 44582 | FEQ | http://www.toronto.ca/TWONTO#00350
94701 | FHO-SES-FEQ-0128-SUS | Fire Extinguisher, #128, Ozone Bldg., S2, Filter Pipe Gallery, North Platform, By N/W Entrance | FHO-SES-FEQ | Portable Fire Extinguishers | Fire Prevention,Extinguisher | Fire Equipment | 44583 | FEQ | http://www.toronto.ca/TWONTO#00350
94702 | FHO-SES-FEQ-0130 | Fire Stand Pipe & Hose Cabinet, #130, Ozone Building, S5, Filter 9-13 Pipe Gal. East Basment | FHO-SES-FEQ | Portable Fire Extinguishers | Fire Prevention,Extinguisher | Fire Equipment |  | FEQ | http://www.toronto.ca/TWONTO#00351
94703 | FHO-SES-FEQ-0131-SUS | Fire Extinguisher, #131, Ozone Building, S5, Filter 9-13 Pipe Gal. East Basment, North End | FHO-SES-FEQ | Portable Fire Extinguishers | Fire Prevention,Extinguisher | Fire Equipment | 44584 | FEQ | http://www.toronto.ca/TWONTO#00350
94704 | FHO-SES-FEQ-0132 | Fire Stand Pipe & Hose Cabinet, #132, Ozone Building, S2, South Hallway (#1), North Wall | FHO-SES-FEQ | Portable Fire Extinguishers | Fire Prevention,Extinguisher | Fire Equipment |  | FEQ | http://www.toronto.ca/TWONTO#00351
94705 | FHO-SES-FEQ-0133-SUS | Fire Extinguisher, #133, Ozone Building, S2, South Hallway (#1), East Wall by Entrance | FHO-SES-FEQ | Portable Fire Extinguishers | Fire Prevention,Extinguisher | Fire Equipment | 44586 | FEQ | http://www.toronto.ca/TWONTO#00350
94706 | FHO-SES-FEQ-0134 | Fire Stand Pipe & Hose Cabinet, #134, Ozone Building, S2, Service Pipe Gallery, South Wall | FHO-SES-FEQ | Portable Fire Extinguishers | Fire Prevention,Extinguisher | Fire Equipment |  | FEQ | http://www.toronto.ca/TWONTO#00351
94707 | FHO-SES-FEQ-0135-SUS | Fire Extinguisher, #135, Ozone Building, S2, Service Pipe Gallery, South Wall | FHO-SUSPENDED | Suspended Entity List | Fire Prevention,Extinguisher | Fire Equipment | 44587 | FEQ | http://www.toronto.ca/TWONTO#00350
94708 | FHO-SES-FEQ-0136 | Fire Stand Pipe & Hose Cabinet, #136, Ozone Bldg., S2, East Ozone Pipe Gal. (#2), S/E Corner | FHO-SES-FEQ | Portable Fire Extinguishers | Fire Prevention,Extinguisher | Fire Equipment |  | FEQ | http://www.toronto.ca/TWONTO#00351
94709 | FHO-SES-FEQ-0137-SUS | Fire Extinguisher, #137, Ozone Building, S2, S/E Vestibule (#2) | FHO-SES-FEQ | Portable Fire Extinguishers | Fire Prevention,Extinguisher | Fire Equipment | 44588 | FEQ | http://www.toronto.ca/TWONTO#00350
94710 | FHO-SES-FEQ-0139-SUS | Fire Extinguisher, #139, Ozone Building, S2, East Ozone Pipe Gal. (#2), North End | FHO-SES-FEQ | Portable Fire Extinguishers | Fire Prevention,Extinguisher | Fire Equipment | 44589 | FEQ | http://www.toronto.ca/TWONTO#00350
94711 | FHO-SES-FEQ-0139-SUS | Fire Extinguisher, #139, Ozone Building, S2, East Ozone Pipe Gal. (#2), North End | FHO-SUSPENDED | Suspended Entity List | Fire Prevention,Extinguisher | Fire Equipment | 44589 | FEQ | http://www.toronto.ca/TWONTO#00350
94712 | FHO-SES-FEQ-0140-SUS | Fire Extinguisher, #140, Ozone Building, S2, West Ozone Pipe Gal. (#1), North End | FHO-SUSPENDED | Suspended Entity List | Fire Prevention,Extinguisher | Fire Equipment | 44590 | FEQ | http://www.toronto.ca/TWONTO#00350
94713 | FHO-SES-FEQ-0142 | Fire Stand Pipe & Hose Cabinet, #142, Ozone Building, S2, North Hallway, North Wall | FHO-SES-FEQ | Portable Fire Extinguishers | Fire Prevention,Extinguisher | Fire Equipment |  | FEQ | http://www.toronto.ca/TWONTO#00351
94714 | FHO-SES-FEQ-0144-SUS | Fire Extinguisher, #144, Ozone Building, S2, North Hallway, By West Exit | FHO-SUSPENDED | Suspended Entity List | Fire Prevention,Extinguisher | Fire Equipment | 44592 | FEQ | http://www.toronto.ca/TWONTO#00350
94715 | FHO-SES-FEQ-0145-SUS | Fire Extinguisher, #145, Ozone Building, S2, Raw Water Process Room, By North Exit | FHO-SES-FEQ | Portable Fire Extinguishers | Fire Prevention,Extinguisher | Fire Equipment | 44593 | FEQ | http://www.toronto.ca/TWONTO#00350
94716 | FHO-SES-FEQ-0146-SUS | Fire Extinguisher, #146, Ozone Building, S2, Raw Water Process Room, By South Exit | FHO-SUSPENDED | Suspended Entity List | Fire Prevention,Extinguisher | Fire Equipment | 44594 | FEQ | http://www.toronto.ca/TWONTO#00350
94717 | FHO-SES-FEQ-0147-SUS | Fire Extinguisher, #147, Ozone Building, S1, Mechanical Room No.3, By Entrance | FHO-SES-FEQ | Portable Fire Extinguishers | Fire Prevention,Extinguisher | Fire Equipment | 44595 | FEQ | http://www.toronto.ca/TWONTO#00350
94718 | FHO-SES-FEQ-0148-SUS | Fire Extinguisher, #148, Ozone Building, S1, North Vestibule (#3), By Mech. Rm 3 Entrance | FHO-SUSPENDED | Suspended Entity List | Fire Prevention,Extinguisher | Fire Equipment | 44596 | FEQ | http://www.toronto.ca/TWONTO#00350
94719 | FHO-SES-FEQ-0149-SUS | Fire Extinguisher, #149, Ozone Building, S2, North Vestibule (#1), By North Building Entrance | FHO-SES-FEQ | Portable Fire Extinguishers | Fire Prevention,Extinguisher | Fire Equipment | 44597 | FEQ | http://www.toronto.ca/TWONTO#00350
94720 | FHO-SES-FEQ-0150-SUS | Fire Extinguisher, #150, Ozone Building, S2, North Loading Dock, East Wall | FHO-SES-FEQ | Portable Fire Extinguishers | Fire Prevention,Extinguisher | Fire Equipment | 44598 | FEQ | http://www.toronto.ca/TWONTO#00350
94721 | FHO-SES-FEQ-0150-SUS | Fire Extinguisher, #150, Ozone Building, S2, North Loading Dock, East Wall | FHO-SUSPENDED | Suspended Entity List | Fire Prevention,Extinguisher | Fire Equipment | 44598 | FEQ | http://www.toronto.ca/TWONTO#00350
94722 | FHO-SES-FEQ-0151 | Fire Stand Pipe & Hose Cabinet, #151, Ozone Building, L1, Gate Room, N/E Corner | FHO-SES-FEQ | Portable Fire Extinguishers | Fire Prevention,Extinguisher | Fire Equipment |  | FEQ | http://www.toronto.ca/TWONTO#00351
94723 | FHO-SES-FEQ-0152 | Fire Stand Pipe & Hose Cabinet, #152, Ozone Building, L1, Gate Room, South Wall | FHO-SES-FEQ | Portable Fire Extinguishers | Fire Prevention,Extinguisher | Fire Equipment |  | FEQ | http://www.toronto.ca/TWONTO#00351
94724 | FHO-SES-FEQ-0153-SUS | Fire Extinguisher, #153, Ozone Building, S2, Dispersion Pump Room, South Wall | FHO-SUSPENDED | Suspended Entity List | Fire Prevention,Extinguisher | Fire Equipment | 44599 | FEQ | http://www.toronto.ca/TWONTO#00350
94725 | FHO-SES-FEQ-0154-SUS | Fire Extinguisher, #154, Ozone Building, S2, West Ozone Pipe Gal. (#1), S/W Corner | FHO-SES-FEQ | Portable Fire Extinguishers | Fire Prevention,Extinguisher | Fire Equipment | 44600 | FEQ | http://www.toronto.ca/TWONTO#00350
94726 | FHO-SES-FEQ-0165-SUS | Fire Extinguisher, #165, Chemical Building, S2, North Vestible (#3), S/W Corner | FHO-SES-FEQ | Portable Fire Extinguishers | Fire Prevention,Extinguisher | Fire Equipment | 44601 | FEQ | http://www.toronto.ca/TWONTO#00350
94727 | FHO-SES-FEQ-0166-SUS | Fire Extinguisher, #166, Standby Power Building, S2, Generator Room, S/W Exit to Outside | FHO-SES-FEQ | Portable Fire Extinguishers | Fire Prevention,Extinguisher | Fire Equipment | 44602 | FEQ | http://www.toronto.ca/TWONTO#00350
94728 | FHO-SES-FEQ-0167-SUS | Fire Extinguisher, #167, Standby Power Building, S2, On pillar South of Generators | FHO-SES-FEQ | Portable Fire Extinguishers | Fire Prevention,Extinguisher | Fire Equipment | 44603 | FEQ | http://www.toronto.ca/TWONTO#00350
94729 | FHO-SES-FEQ-0168-SUS | Fire Extinguisher, #168, Standby Power Building, S2, On pillar between Generators 6 and 7 | FHO-SUSPENDED | Suspended Entity List | Fire Prevention,Extinguisher | Fire Equipment | 44604 | FEQ | http://www.toronto.ca/TWONTO#00350
94730 | FHO-SES-FEQ-0169-SUS | Fire Extinguisher, #169, Standby Power Building, S2, On pillar between Generators 5 and 6 | FHO-SES-FEQ | Portable Fire Extinguishers | Fire Prevention,Extinguisher | Fire Equipment | 44605 | FEQ | http://www.toronto.ca/TWONTO#00350
94731 | FHO-SES-FEQ-0170-SUS | Fire Extinguisher, #170, Standby Power Building, S2, On pillar between Generators 4 and 5 | FHO-SUSPENDED | Suspended Entity List | Fire Prevention,Extinguisher | Fire Equipment | 44606 | FEQ | http://www.toronto.ca/TWONTO#00350
94732 | FHO-SES-FEQ-0171-SUS | Fire Extinguisher, #171, Standby Power Building, S2, On pillar between Generators 3 and 4 | FHO-SES-FEQ | Portable Fire Extinguishers | Fire Prevention,Extinguisher | Fire Equipment | 44607 | FEQ | http://www.toronto.ca/TWONTO#00350
94733 | FHO-SES-FEQ-0172-SUS | Fire Extinguisher, #172, Standby Power Building, S2, Generator Room, North Wall | FHO-SES-FEQ | Portable Fire Extinguishers | Fire Prevention,Extinguisher | Fire Equipment | 44608 | FEQ | http://www.toronto.ca/TWONTO#00350
94734 | FHO-SES-FEQ-0173-SUS | Fire Extinguisher, #173, Standby Power Building, L1, Roof North Vestibule, North Wall | FHO-SES-FEQ | Portable Fire Extinguishers | Fire Prevention,Extinguisher | Fire Equipment | 44609 | FEQ | http://www.toronto.ca/TWONTO#00350
94735 | FHO-SES-FEQ-0174-SUS | Fire Extinguisher, #174, Standby Power Building, S1, North Vestibule, North Wall | FHO-SUSPENDED | Suspended Entity List | Fire Prevention,Extinguisher | Fire Equipment | 44610 | FEQ | http://www.toronto.ca/TWONTO#00350
94736 | FHO-SES-FEQ-0176-SUS | Fire Extinguisher, #176, Surge Building, S4, Surge Tank Room, North Exit | FHO-SES-FEQ | Portable Fire Extinguishers | Fire Prevention,Extinguisher | Fire Equipment | 44612 | FEQ | http://www.toronto.ca/TWONTO#00350
94737 | FHO-SES-FEQ-0177-SUS | Fire Extinguisher, #177, Surge Building, S4, Surge Tank Room, South Exit | FHO-SUSPENDED | Suspended Entity List | Fire Prevention,Extinguisher | Fire Equipment | 44613 | FEQ | http://www.toronto.ca/TWONTO#00350
94738 | FHO-SES-FEQ-0178-SUS | Fire Extinguisher, #178, Standby Power Building, S4, Phosphoric Acid Room, North Exit | FHO-SES-FEQ | Portable Fire Extinguishers | Fire Prevention,Extinguisher | Fire Equipment | 44614 | FEQ | http://www.toronto.ca/TWONTO#00350
94739 | FHO-SES-FEQ-0179-SUS | Fire Extinguisher, #179, Standby Power Building, S4, Corridor, South Exit | FHO-SES-FEQ | Portable Fire Extinguishers | Fire Prevention,Extinguisher | Fire Equipment | 44615 | FEQ | http://www.toronto.ca/TWONTO#00350
94740 | FHO-SES-FEQ-0179-SUS | Fire Extinguisher, #179, Standby Power Building, S4, Corridor, South Exit | FHO-SUSPENDED | Suspended Entity List | Fire Prevention,Extinguisher | Fire Equipment | 44615 | FEQ | http://www.toronto.ca/TWONTO#00350
94741 | FHO-SES-FEQ-0180-SUS | Fire Extinguisher, #180, Chemical Building, S4, North Vestibule (#1), North Wall | FHO-SUSPENDED | Suspended Entity List | Fire Prevention,Extinguisher | Fire Equipment | 44616 | FEQ | http://www.toronto.ca/TWONTO#00350
94742 | FHO-SES-FEQ-0181-SUS | Fire Extinguisher, #181, Chemical Building, S2, Corridor, N/W Corner, By Entrance to Vestibule | FHO-SES-FEQ | Portable Fire Extinguishers | Fire Prevention,Extinguisher | Fire Equipment | 44617 | FEQ | http://www.toronto.ca/TWONTO#00350
94743 | FHO-SES-FEQ-0181-SUS | Fire Extinguisher, #181, Chemical Building, S2, Corridor, N/W Corner, By Entrance to Vestibule | FHO-SUSPENDED | Suspended Entity List | Fire Prevention,Extinguisher | Fire Equipment | 44617 | FEQ | http://www.toronto.ca/TWONTO#00350
94744 | FHO-SES-FEQ-0182-SUS | Fire Extinguisher, #182, Chemical Building, S1, North Vestibule (#5) | FHO-SES-FEQ | Portable Fire Extinguishers | Fire Prevention,Extinguisher | Fire Equipment | 44618 | FEQ | http://www.toronto.ca/TWONTO#00350
94745 | FHO-SES-FEQ-0182A-SUS | Fire Extinguisher #182A Standby Gas Gen MCC Room North side wall | FHO-SES-FEQ | Portable Fire Extinguishers | Fire Prevention,Extinguisher | Fire Equipment | 37752 | FEQ | http://www.toronto.ca/TWONTO#00350
94746 | FHO-SES-FEQ-0183-SUS | Fire Extinguisher#0183: Admin Building L2 mechanical room AD716 | FHO-SES-FEQ | Portable Fire Extinguishers | Fire Prevention,Extinguisher | Fire Equipment | 37753 | FEQ | http://www.toronto.ca/TWONTO#00350
94747 | FHO-SES-FEQ-0184-SUS | Fire Extinguisher, #181, Chemical Building, S2, Corridor | FHO-SES-FEQ | Portable Fire Extinguishers | Fire Prevention,Extinguisher | Fire Equipment | 44619 | FEQ | http://www.toronto.ca/TWONTO#00350
94748 | FHO-SES-FEQ-0184-SUS | Fire Extinguisher, #181, Chemical Building, S2, Corridor | FHO-SUSPENDED | Suspended Entity List | Fire Prevention,Extinguisher | Fire Equipment | 44619 | FEQ | http://www.toronto.ca/TWONTO#00350
94749 | FHO-SES-FEQ-0185-SUS | Fire Extinguisher, #181, Chemical Building, S2, Room CH402 | FHO-SUSPENDED | Suspended Entity List | Fire Prevention,Extinguisher | Fire Equipment | 44620 | FEQ | http://www.toronto.ca/TWONTO#00350
94750 | FHO-SES-FEQ-0186-SUS | Fire Extinguisher, #186, Ozone Bldg., L1, N/E Vestibule (#5), By N/W Exit to Ozone Bldg. Roof | FHO-SUSPENDED | Suspended Entity List | Fire Prevention,Extinguisher | Fire Equipment | 44621 | FEQ | http://www.toronto.ca/TWONTO#00350
94751 | FHO-SES-FEQ-0187-SUS | Fire Extinguisher, #187, Standby Power Building, S2, Electrical Room, West Wall | FHO-SUSPENDED | Suspended Entity List | Fire Prevention,Extinguisher | Fire Equipment | 44622 | FEQ | http://www.toronto.ca/TWONTO#00350
94752 | FHO-SES-FEQ-0188-SUS | Fire Extinguisher, #188, Standby Power Building, S4, Phosphoric Acid Room, By safety shower | FHO-SES-FEQ | Portable Fire Extinguishers | Fire Prevention,Extinguisher | Fire Equipment | 44623 | FEQ | http://www.toronto.ca/TWONTO#00350
94753 | FHO-SES-FEQ-0189-SUS | Fire Extinguisher#0188: New operator's Lab | FHO-SES-FEQ | Portable Fire Extinguishers | Fire Prevention,Extinguisher | Fire Equipment | 44624 | FEQ | http://www.toronto.ca/TWONTO#00350
94755 | FHO-SES-FEQ-123 | Fire Standpipe & Hose Cabinets | FHO-SES | Safety & Environmental Services | Fire Prevention,Hose | Fire Equipment |  | FEQ | http://www.toronto.ca/TWONTO#00260
97229 | FIS-FEQ-FEQ-0301-SUS | Fire Extinguisher #29, Storage Building, Solvent Storage Room Entrance | FIS-SUSPENDED | Obsolete Entities/Processes |  | Fire Equipment | 46891 | FEQ | http://www.toronto.ca/TWONTO#00350
97230 | FIS-FEQ-FEQ-0302-SUS | Fire Extinguisher #31, Storage Building, West Wall Near the Solvent Room, | FIS-SES-FE | Fire Fighting equipment |  | Fire Equipment | 46892 | FEQ | http://www.toronto.ca/TWONTO#00350
97231 | FIS-FEQ-FEQ-0401-SUS | Fire Extinguisher #11, Filter Building, Basement, West Wall Near Staircases | FIS-SUSPENDED | Obsolete Entities/Processes |  | Fire Equipment | 46894 | FEQ | http://www.toronto.ca/TWONTO#00350
97232 | FIS-FEQ-FEQ-0402-SUS | Fire Extinguisher #12, Filter Building, Basement, East staircases | FIS-SES-FE | Fire Fighting equipment |  | Fire Equipment | 46895 | FEQ | http://www.toronto.ca/TWONTO#00350
97233 | FIS-FEQ-FEQ-0403-SUS | Fire Extinguisher #15, Filter Builidng, Pipe Gallery, South Staircase | FIS-SES-FE | Fire Fighting equipment |  | Fire Equipment | 46896 | FEQ | http://www.toronto.ca/TWONTO#00350
97234 | FIS-FEQ-FEQ-0403-SUS | Fire Extinguisher #15, Filter Builidng, Pipe Gallery, South Staircase | FIS-SUSPENDED | Obsolete Entities/Processes |  | Fire Equipment | 46896 | FEQ | http://www.toronto.ca/TWONTO#00350
97235 | FIS-FEQ-FEQ-0408-SUS | Fire Extinguisher #7, Filter Building, Ground Level, West Staircase to the Loading Area | FIS-SUSPENDED | Obsolete Entities/Processes |  | Fire Equipment | 46901 | FEQ | http://www.toronto.ca/TWONTO#00350
97236 | FIS-FEQ-FEQ-0409-SUS | Fire Extinguisher #8, Filter Building, Ground level, Loading Dock, West Wall | FIS-SES-FE | Fire Fighting equipment |  | Fire Equipment | 46902 | FEQ | http://www.toronto.ca/TWONTO#00350
97237 | FIS-FEQ-FEQ-0410-SUS | Fire Extinguisher #16, Filter Building, Upper Level, South Wall Next to the South Entrance | FIS-SES-FE | Fire Fighting equipment |  | Fire Equipment | 46903 | FEQ | http://www.toronto.ca/TWONTO#00350
97238 | FIS-FEQ-FEQ-0411-SUS | Fire Extinguisher #17, Filter Building, Filter Control Area, Near North Entrance | FIS-SES-FE | Fire Fighting equipment |  | Fire Equipment | 46904 | FEQ | http://www.toronto.ca/TWONTO#00350
97239 | FIS-FEQ-FEQ-0601-SUS | Fire Extinguisher #5, Admin Building, Chemistry lab, West Wall | FIS-SUSPENDED | Obsolete Entities/Processes |  | Fire Equipment | 46905 | FEQ | http://www.toronto.ca/TWONTO#00350
97240 | FIS-FEQ-FEQ-0602-SUS | Fire Extinguisher #6, Admin Building, Next to Filtering Building Entrance Door | FIS-SUSPENDED | Obsolete Entities/Processes |  | Fire Equipment | 46906 | FEQ | http://www.toronto.ca/TWONTO#00350
97241 | FIS-FEQ-FEQ-0603-SUS | Fire Extinguisher #4, Admin Building, Control Room, North Wall | FIS-SES-FE | Fire Fighting equipment |  | Fire Equipment | 46907 | FEQ | http://www.toronto.ca/TWONTO#00350
97242 | FIS-FEQ-FEQ-0604-SUS | Fire Extinguisher #80, Admin Building, Control Room, North Wall | FIS-SES-FE | Fire Fighting equipment |  | Fire Equipment | 46908 | FEQ | http://www.toronto.ca/TWONTO#00350
97243 | FIS-FEQ-FEQ-0605-SUS | Fire Extinguisher #3, Admin Building, Lunch Room | FIS-SES-FE | Fire Fighting equipment |  | Fire Equipment | 46909 | FEQ | http://www.toronto.ca/TWONTO#00350
97244 | FIS-FEQ-FEQ-1301-SUS | Fire Extinguisher #2, Chemical Mixing Room, Near Entrance Door | FIS-SES-FE | Fire Fighting equipment |  | Fire Equipment | 46910 | FEQ | http://www.toronto.ca/TWONTO#00350
97245 | FIS-FEQ-FEQ-1401-SUS | Fire Extinguisher #1, Chemical Sampling Room, Located Beside the Entrance Door | FIS-SUSPENDED | Obsolete Entities/Processes |  | Fire Equipment | 46911 | FEQ | http://www.toronto.ca/TWONTO#00350
97246 | FIS-FEQ-FEQ-1601-SUS | Fire Extinguisher #53, Raw Water Intake Building, Basement, South Wall | FIS-SES-FE | Fire Fighting equipment |  | Fire Equipment | 46912 | FEQ | http://www.toronto.ca/TWONTO#00350
97247 | FIS-FEQ-FEQ-1602-SUS | Fire Extinguisher #52, Raw Water Intake Building, Ground Floor, West Wall | FIS-SUSPENDED | Obsolete Entities/Processes |  | Fire Equipment | 46913 | FEQ | http://www.toronto.ca/TWONTO#00350
97248 | FIS-FEQ-FEQ-1603-SUS | Fire Extinguisher #28, Raw Water Pumping Station, East Wall | FIS-SUSPENDED | Obsolete Entities/Processes |  | Fire Equipment | 46914 | FEQ | http://www.toronto.ca/TWONTO#00350
97249 | FIS-FEQ-FEQ-1605-SUS | Fire Extinguisher #26, Raw Water Pumping Station, North Wall, Near Overhead Door | FIS-SUSPENDED | Obsolete Entities/Processes |  | Fire Equipment | 46916 | FEQ | http://www.toronto.ca/TWONTO#00350
97250 | FIS-FEQ-FEQ-1606-SUS | Fire Extinguisher #27, Raw Water Pump Building, Garage, Entrance Door | FIS-SUSPENDED | Obsolete Entities/Processes |  | Fire Equipment | 46917 | FEQ | http://www.toronto.ca/TWONTO#00350
97251 | FIS-FEQ-FEQ-1607-SUS | Fire Extinguisher #24, Raw Water Channel, South Door | FIS-SES-FE | Fire Fighting equipment |  | Fire Equipment | 46918 | FEQ | http://www.toronto.ca/TWONTO#00350
97252 | FIS-FEQ-FEQ-1608-SUS | Fire Extinguisher #23, Raw Water Channel, Near Middle Door, East Wall | FIS-SUSPENDED | Obsolete Entities/Processes |  | Fire Equipment | 46919 | FEQ | http://www.toronto.ca/TWONTO#00350
97253 | FIS-FEQ-FEQ-1609-SUS | Fire Extinguisher #22, Raw Water Channel, Near Mid North Door, East Wall | FIS-SES-FE | Fire Fighting equipment |  | Fire Equipment | 46920 | FEQ | http://www.toronto.ca/TWONTO#00350
97254 | FIS-FEQ-FEQ-1610-SUS | Fire Extinguisher #21, Raw Water Channel, Near North Door, East Wall | FIS-SES-FE | Fire Fighting equipment |  | Fire Equipment | 46921 | FEQ | http://www.toronto.ca/TWONTO#00350
97255 | FIS-FEQ-FEQ-1610-SUS | Fire Extinguisher #21, Raw Water Channel, Near North Door, East Wall | FIS-SUSPENDED | Obsolete Entities/Processes |  | Fire Equipment | 46921 | FEQ | http://www.toronto.ca/TWONTO#00350
97256 | FIS-FEQ-FEQ-3501-SUS | Fire Extinguisher #35, Scrubber Building, Storage room, West Wall Near Double Door Exit | FIS-SES-FE | Fire Fighting equipment |  | Fire Equipment | 46922 | FEQ | http://www.toronto.ca/TWONTO#00350
97257 | FIS-FEQ-FEQ-3503-SUS | Fire Extinguisher #34, Scrubber Building, Storage Room, North/East Door | FIS-SUSPENDED | Obsolete Entities/Processes |  | Fire Equipment | 46924 | FEQ | http://www.toronto.ca/TWONTO#00350
97258 | FIS-FEQ-FEQ-3504-SUS | Fire Extinguisher #36, Scrubber Building, Feed room, North Wall Near Scrubber Room | FIS-SES-FE | Fire Fighting equipment |  | Fire Equipment | 46925 | FEQ | http://www.toronto.ca/TWONTO#00350
97259 | FIS-FEQ-FEQ-3505-SUS | Fire Extinguisher #32, Scrubber Building, Machine Shop, North Wall, Near Entrance | FIS-SES-FE | Fire Fighting equipment |  | Fire Equipment | 46926 | FEQ | http://www.toronto.ca/TWONTO#00350
97269 | FIS-FEQ-FEQ-4501-SUS | Fire Extinguisher #41, Workshop Building, Ground Floor, EICT Corridor, South/West | FIS-SUSPENDED | Obsolete Entities/Processes |  | Fire Equipment | 46933 | FEQ | http://www.toronto.ca/TWONTO#00350
97270 | FIS-FEQ-FEQ-4502-SUS | Fire Extinguisher #39, Workshop Building, Chemical Room, North Wall | FIS-SUSPENDED | Obsolete Entities/Processes |  | Fire Equipment | 46934 | FEQ | http://www.toronto.ca/TWONTO#00350
97271 | FIS-FEQ-FEQ-4503-SUS | Fire Extinguisher #38, Workshop Building, Generator Room, North Wall, Near Chemical Room Door | FIS-SES-FE | Fire Fighting equipment |  | Fire Equipment | 46935 | FEQ | http://www.toronto.ca/TWONTO#00350
97272 | FIS-FEQ-FEQ-4503-SUS | Fire Extinguisher #38, Workshop Building, Generator Room, North Wall, Near Chemical Room Door | FIS-SUSPENDED | Obsolete Entities/Processes |  | Fire Equipment | 46935 | FEQ | http://www.toronto.ca/TWONTO#00350
97273 | FIS-FEQ-FEQ-4504-SUS | Fire Extinguisher #37, Workshop Building, Generator Room, East Wall | FIS-SUSPENDED | Obsolete Entities/Processes |  | Fire Equipment | 46936 | FEQ | http://www.toronto.ca/TWONTO#00350
97274 | FIS-FEQ-FEQ-4505-SUS | Fire Extinguisher #44, Workshop Building, Ground Floor, Below Switchgear Room, West Wall | FIS-SUSPENDED | Obsolete Entities/Processes |  | Fire Equipment | 46937 | FEQ | http://www.toronto.ca/TWONTO#00350
97275 | FIS-FEQ-FEQ-4506-SUS | Fire Extinguisher #42, Workshop Building, Lunch Room, North Wall | FIS-SES-FE | Fire Fighting equipment |  | Fire Equipment | 46938 | FEQ | http://www.toronto.ca/TWONTO#00350
97276 | FIS-FEQ-FEQ-4507-SUS | Fire Extinguisher #45, Workshop Building, Staircase to Switchgear Room | FIS-SES-FE | Fire Fighting equipment |  | Fire Equipment | 46939 | FEQ | http://www.toronto.ca/TWONTO#00350
97277 | FIS-FEQ-FEQ-4508-SUS | Fire Extinguisher #43, Workshop Building, Ground Floor, West Office | FIS-SES-FE | Fire Fighting equipment |  | Fire Equipment | 46940 | FEQ | http://www.toronto.ca/TWONTO#00350
97278 | FIS-FEQ-FEQ-4509-SUS | Fire Extinguisher #47, Workshop Building, Ground Floor, Near Welding Area Staircase | FIS-SES-FE | Fire Fighting equipment |  | Fire Equipment | 46941 | FEQ | http://www.toronto.ca/TWONTO#00350
97279 | FIS-FEQ-FEQ-4510-SUS | Fire Extinguisher #46, Workshop Building, Ground Floor, Near Welding Area | FIS-SES-FE | Fire Fighting equipment |  | Fire Equipment | 46942 | FEQ | http://www.toronto.ca/TWONTO#00350
97280 | FIS-FEQ-FEQ-4511-SUS | Fire Extinguisher #49, Workshop Building, Ground Floor, Welding Area | FIS-SES-FE | Fire Fighting equipment |  | Fire Equipment | 46943 | FEQ | http://www.toronto.ca/TWONTO#00350
97281 | FIS-FEQ-FEQ-4512-SUS | Fire Extinguisher #40, Workshop Building, Mezzanine, Switchgear Room Near Chemical Storage Room | FIS-SES-FE | Fire Fighting equipment |  | Fire Equipment | 46944 | FEQ | http://www.toronto.ca/TWONTO#00350
97282 | FIS-FEQ-FEQ-4513-SUS | Fire Extinguisher #51, Workshop Building, Mezzanine, Switchgear Room, East Wall | FIS-SES-FE | Fire Fighting equipment |  | Fire Equipment | 46945 | FEQ | http://www.toronto.ca/TWONTO#00350
97283 | FIS-FEQ-FEQ-4514-SUS | Fire Extinguisher #50, Workshop Building, Mezzanine, Staircase to Switchgear Room | FIS-SUSPENDED | Obsolete Entities/Processes |  | Fire Equipment | 46946 | FEQ | http://www.toronto.ca/TWONTO#00350
97284 | FIS-FEQ-FEQ-4515-SUS | Fire Extinguisher #48, Workshop Building, Mezzanine, Staircase to Storage Area | FIS-SES-FE | Fire Fighting equipment |  | Fire Equipment | 46947 | FEQ | http://www.toronto.ca/TWONTO#00350
97285 | FIS-FEQ-FEQ-5001-SUS | Fire Extinguisher #18, Fluoride & Ammonia Building, Fluoride Tank Room, South/East Corner | FIS-SUSPENDED | Obsolete Entities/Processes |  | Fire Equipment | 46948 | FEQ | http://www.toronto.ca/TWONTO#00350
97286 | FIS-FEQ-FEQ-5002-SUS | Fire Extinguisher #19, Fluoride & Ammonia Building, West Door, Near Control Room | FIS-SES-FE | Fire Fighting equipment |  | Fire Equipment | 46949 | FEQ | http://www.toronto.ca/TWONTO#00350
97287 | FIS-FEQ-FEQ-5003-SUS | Fire Extinguisher #20, Fluoride & Ammonia Building, Ammonia Room East Wall, Near Entrance | FIS-SES-FE | Fire Fighting equipment |  | Fire Equipment | 46950 | FEQ | http://www.toronto.ca/TWONTO#00350
97288 | FIS-FEQ-FEQ-5003-SUS | Fire Extinguisher #20, Fluoride & Ammonia Building, Ammonia Room East Wall, Near Entrance | FIS-SUSPENDED | Obsolete Entities/Processes |  | Fire Equipment | 46950 | FEQ | http://www.toronto.ca/TWONTO#00350
97291 | FIS-FEQ-HYD-1601 | Fire Hydrant, Intake Valve House | FIS-SES-FE | Fire Fighting equipment | Fire Prevention,Hydrant | Fire Equipment |  | HYD | http://www.toronto.ca/TWONTO#00432
97292 | FIS-FEQ-HYD-4001 | Fire Hydrant, Marine Yard, Old Filter Building | FIS-SES | Safety, Instrumentation & Environmental Services | Fire Prevention,Hydrant | Fire Equipment |  | HYD | http://www.toronto.ca/TWONTO#00432
97293 | FIS-FEQ-HYD-4501 | Fire Hydrant, Machine Shop | FIS-SES-FE | Fire Fighting equipment | Fire Prevention,Hydrant | Fire Equipment |  | HYD | http://www.toronto.ca/TWONTO#00432
98200 | FIS-SES-FE-0004 | Fire Extinguishers | FIS-SES | Safety, Instrumentation & Environmental Services | Fire Prevention,Extinguisher | Fire Equipment |  | FE | http://www.toronto.ca/TWONTO#00350
98201 | FIS-SES-FE-0004 | Fire Extinguishers | FIS-SES-FE | Fire Fighting equipment | Fire Prevention,Extinguisher | Fire Equipment |  | FE | http://www.toronto.ca/TWONTO#00350
98202 | FIS-SES-FE-0005 | Fire Detection System | FIS-SES | Safety, Instrumentation & Environmental Services | Fire Prevention | Fire Equipment |  | FE | fire_system
98203 | FIS-SES-FE-0005 | Fire Detection System | FIS-SES-FE | Fire Fighting equipment | Fire Prevention | Fire Equipment |  | FE | fire_system
98204 | FIS-SES-FEQ-0001-SUS | Fire Extinguisher #1 | FIS-SUSPENDED | Obsolete Entities/Processes | Fire Prevention,Extinguisher | Fire Equipment | 46964 | FEQ | http://www.toronto.ca/TWONTO#00350
98205 | FIS-SES-FEQ-0002-SUS | Fire Extinguisher #2 | FIS-SUSPENDED | Obsolete Entities/Processes | Fire Prevention,Extinguisher | Fire Equipment | 46965 | FEQ | http://www.toronto.ca/TWONTO#00350
98206 | FIS-SES-FEQ-0003-SUS | Fire Extinguisher #3 | FIS-SUSPENDED | Obsolete Entities/Processes | Fire Prevention,Extinguisher | Fire Equipment | 46966 | FEQ | http://www.toronto.ca/TWONTO#00350
98207 | FIS-SES-FEQ-0004-SUS | Fire Extinguisher #4 | FIS-SUSPENDED | Obsolete Entities/Processes | Fire Prevention,Extinguisher | Fire Equipment | 46967 | FEQ | http://www.toronto.ca/TWONTO#00350
98208 | FIS-SES-FEQ-0005-SUS | Fire Extinguisher #5 | FIS-SES | Safety, Instrumentation & Environmental Services | Fire Prevention,Extinguisher | Fire Equipment | 46968 | FEQ | http://www.toronto.ca/TWONTO#00350
98209 | FIS-SES-FEQ-0005-SUS | Fire Extinguisher #5 | FIS-SUSPENDED | Obsolete Entities/Processes | Fire Prevention,Extinguisher | Fire Equipment | 46968 | FEQ | http://www.toronto.ca/TWONTO#00350
98210 | FIS-SES-FEQ-0007-SUS | Fire Extinguisher #7 | FIS-SUSPENDED | Obsolete Entities/Processes | Fire Prevention,Extinguisher | Fire Equipment | 46970 | FEQ | http://www.toronto.ca/TWONTO#00350
98211 | FIS-SES-FEQ-0008-SUS | Fire Extinguisher #8 | FIS-SES | Safety, Instrumentation & Environmental Services | Fire Prevention,Extinguisher | Fire Equipment | 46971 | FEQ | http://www.toronto.ca/TWONTO#00350
98212 | FIS-SES-FEQ-0009-SUS | Fire Extinguisher #9 | FIS-SUSPENDED | Obsolete Entities/Processes | Fire Prevention,Extinguisher | Fire Equipment | 46972 | FEQ | http://www.toronto.ca/TWONTO#00350
98213 | FIS-SES-FEQ-0010-SUS | Fire Extinguisher #10 | FIS-SUSPENDED | Obsolete Entities/Processes | Fire Prevention,Extinguisher | Fire Equipment | 46973 | FEQ | http://www.toronto.ca/TWONTO#00350
98214 | FIS-SES-FEQ-0011-SUS | Fire Extinguisher #11 | FIS-SES | Safety, Instrumentation & Environmental Services | Fire Prevention,Extinguisher | Fire Equipment | 46974 | FEQ | http://www.toronto.ca/TWONTO#00350
98215 | FIS-SES-FEQ-0011-SUS | Fire Extinguisher #11 | FIS-SUSPENDED | Obsolete Entities/Processes | Fire Prevention,Extinguisher | Fire Equipment | 46974 | FEQ | http://www.toronto.ca/TWONTO#00350
98216 | FIS-SES-FEQ-0012-SUS | Fire Extinguisher #12 | FIS-SES | Safety, Instrumentation & Environmental Services | Fire Prevention,Extinguisher | Fire Equipment | 46975 | FEQ | http://www.toronto.ca/TWONTO#00350
98217 | FIS-SES-FEQ-0012-SUS | Fire Extinguisher #12 | FIS-SUSPENDED | Obsolete Entities/Processes | Fire Prevention,Extinguisher | Fire Equipment | 46975 | FEQ | http://www.toronto.ca/TWONTO#00350
98218 | FIS-SES-FEQ-0013-SUS | Fire Extinguisher #13 | FIS-SES | Safety, Instrumentation & Environmental Services | Fire Prevention,Extinguisher | Fire Equipment | 46976 | FEQ | http://www.toronto.ca/TWONTO#00350
98219 | FIS-SES-FEQ-0013-SUS | Fire Extinguisher #13 | FIS-SUSPENDED | Obsolete Entities/Processes | Fire Prevention,Extinguisher | Fire Equipment | 46976 | FEQ | http://www.toronto.ca/TWONTO#00350
98220 | FIS-SES-FEQ-0014-SUS | Fire Extinguisher #14 | FIS-SES | Safety, Instrumentation & Environmental Services | Fire Prevention,Extinguisher | Fire Equipment | 46977 | FEQ | http://www.toronto.ca/TWONTO#00350
98221 | FIS-SES-FEQ-0014-SUS | Fire Extinguisher #14 | FIS-SUSPENDED | Obsolete Entities/Processes | Fire Prevention,Extinguisher | Fire Equipment | 46977 | FEQ | http://www.toronto.ca/TWONTO#00350
98222 | FIS-SES-FEQ-0015-SUS | Fire Extinguisher #15 | FIS-SES | Safety, Instrumentation & Environmental Services | Fire Prevention,Extinguisher | Fire Equipment | 46978 | FEQ | http://www.toronto.ca/TWONTO#00350
98223 | FIS-SES-FEQ-0016-SUS | Fire Extinguisher #16 | FIS-SES | Safety, Instrumentation & Environmental Services | Fire Prevention,Extinguisher | Fire Equipment | 46979 | FEQ | http://www.toronto.ca/TWONTO#00350
98224 | FIS-SES-FEQ-0017-SUS | Fire Extinguisher #17 | FIS-SUSPENDED | Obsolete Entities/Processes | Fire Prevention,Extinguisher | Fire Equipment | 46980 | FEQ | http://www.toronto.ca/TWONTO#00350
98225 | FIS-SES-FEQ-0018-SUS | Fire Extinguisher #18 | FIS-SUSPENDED | Obsolete Entities/Processes | Fire Prevention,Extinguisher | Fire Equipment | 46981 | FEQ | http://www.toronto.ca/TWONTO#00350
98226 | FIS-SES-FEQ-0019-SUS | Fire Extinguisher #19 | FIS-SES | Safety, Instrumentation & Environmental Services | Fire Prevention,Extinguisher | Fire Equipment | 46982 | FEQ | http://www.toronto.ca/TWONTO#00350
98227 | FIS-SES-FEQ-0019-SUS | Fire Extinguisher #19 | FIS-SUSPENDED | Obsolete Entities/Processes | Fire Prevention,Extinguisher | Fire Equipment | 46982 | FEQ | http://www.toronto.ca/TWONTO#00350
98228 | FIS-SES-FEQ-0020-SUS | Fire Extinguisher #20 | FIS-SUSPENDED | Obsolete Entities/Processes | Fire Prevention,Extinguisher | Fire Equipment | 46983 | FEQ | http://www.toronto.ca/TWONTO#00350
98229 | FIS-SES-FEQ-0021-SUS | Fire Extinguisher #21 | FIS-SES | Safety, Instrumentation & Environmental Services | Fire Prevention,Extinguisher | Fire Equipment | 46984 | FEQ | http://www.toronto.ca/TWONTO#00350
98230 | FIS-SES-FEQ-0023-SUS | Fire Extinguisher #23 | FIS-SUSPENDED | Obsolete Entities/Processes | Fire Prevention,Extinguisher | Fire Equipment | 46986 | FEQ | http://www.toronto.ca/TWONTO#00350
98231 | FIS-SES-FEQ-0024-SUS | Fire Extinguisher #24 | FIS-SUSPENDED | Obsolete Entities/Processes | Fire Prevention,Extinguisher | Fire Equipment | 46988 | FEQ | http://www.toronto.ca/TWONTO#00350
98232 | FIS-SES-FEQ-0025-SUS | Fire Extinguisher #25 | FIS-SUSPENDED | Obsolete Entities/Processes | Fire Prevention,Extinguisher | Fire Equipment | 46989 | FEQ | http://www.toronto.ca/TWONTO#00350
98233 | FIS-SES-FEQ-0027-SUS | Fire Extinguisher #27 | FIS-SES | Safety, Instrumentation & Environmental Services | Fire Prevention,Extinguisher | Fire Equipment | 46991 | FEQ | http://www.toronto.ca/TWONTO#00350
98234 | FIS-SES-FEQ-0027-SUS | Fire Extinguisher #27 | FIS-SUSPENDED | Obsolete Entities/Processes | Fire Prevention,Extinguisher | Fire Equipment | 46991 | FEQ | http://www.toronto.ca/TWONTO#00350
98235 | FIS-SES-FEQ-0029-SUS | Fire Extinguisher #29 | FIS-SUSPENDED | Obsolete Entities/Processes | Fire Prevention,Extinguisher | Fire Equipment | 46993 | FEQ | http://www.toronto.ca/TWONTO#00350
98236 | FIS-SES-FEQ-0030-SUS | Fire Extinguisher #30 | FIS-SUSPENDED | Obsolete Entities/Processes | Fire Prevention,Extinguisher | Fire Equipment | 46994 | FEQ | http://www.toronto.ca/TWONTO#00350
98237 | FIS-SES-FEQ-0031-SUS | Fire Extinguisher #31 | FIS-SES | Safety, Instrumentation & Environmental Services | Fire Prevention,Extinguisher | Fire Equipment | 46995 | FEQ | http://www.toronto.ca/TWONTO#00350
98238 | FIS-SES-FEQ-0031-SUS | Fire Extinguisher #31 | FIS-SUSPENDED | Obsolete Entities/Processes | Fire Prevention,Extinguisher | Fire Equipment | 46995 | FEQ | http://www.toronto.ca/TWONTO#00350
98239 | FIS-SES-FEQ-0032-SUS | Fire Extinguisher #32 | FIS-SUSPENDED | Obsolete Entities/Processes | Fire Prevention,Extinguisher | Fire Equipment | 46996 | FEQ | http://www.toronto.ca/TWONTO#00350
98240 | FIS-SES-FEQ-0033-SUS | Fire Extinguisher #33 | FIS-SUSPENDED | Obsolete Entities/Processes | Fire Prevention,Extinguisher | Fire Equipment | 46997 | FEQ | http://www.toronto.ca/TWONTO#00350
98241 | FIS-SES-FEQ-0035-SUS | Fire Extinguisher #35 | FIS-SES | Safety, Instrumentation & Environmental Services | Fire Prevention,Extinguisher | Fire Equipment | 46999 | FEQ | http://www.toronto.ca/TWONTO#00350
98242 | FIS-SES-FEQ-0036-SUS | Fire Extinguisher #36 | FIS-SES | Safety, Instrumentation & Environmental Services | Fire Prevention,Extinguisher | Fire Equipment | 47000 | FEQ | http://www.toronto.ca/TWONTO#00350
98243 | FIS-SES-FEQ-0038-SUS | Fire Extinguisher #38 | FIS-SUSPENDED | Obsolete Entities/Processes | Fire Prevention,Extinguisher | Fire Equipment | 47002 | FEQ | http://www.toronto.ca/TWONTO#00350
98244 | FIS-SES-FEQ-0039-SUS | Fire Extinguisher #39 | FIS-SES | Safety, Instrumentation & Environmental Services | Fire Prevention,Extinguisher | Fire Equipment | 47003 | FEQ | http://www.toronto.ca/TWONTO#00350
98245 | FIS-SES-FEQ-0041-SUS | Fire Extinguisher #41 | FIS-SUSPENDED | Obsolete Entities/Processes | Fire Prevention,Extinguisher | Fire Equipment | 47005 | FEQ | http://www.toronto.ca/TWONTO#00350
98246 | FIS-SES-FEQ-0042-SUS | Fire Extinguisher #42 | FIS-SES | Safety, Instrumentation & Environmental Services | Fire Prevention,Extinguisher | Fire Equipment | 47006 | FEQ | http://www.toronto.ca/TWONTO#00350
98247 | FIS-SES-FEQ-0043-SUS | Fire Extinguisher #43 | FIS-SES | Safety, Instrumentation & Environmental Services | Fire Prevention,Extinguisher | Fire Equipment | 47007 | FEQ | http://www.toronto.ca/TWONTO#00350
98248 | FIS-SES-FEQ-0043-SUS | Fire Extinguisher #43 | FIS-SUSPENDED | Obsolete Entities/Processes | Fire Prevention,Extinguisher | Fire Equipment | 47007 | FEQ | http://www.toronto.ca/TWONTO#00350
98249 | FIS-SES-FEQ-0044-SUS | Fire Extinguisher #44 | FIS-SES | Safety, Instrumentation & Environmental Services | Fire Prevention,Extinguisher | Fire Equipment | 47008 | FEQ | http://www.toronto.ca/TWONTO#00350
98250 | FIS-SES-FEQ-0045-SUS | Fire Extinguisher #45 | FIS-SES | Safety, Instrumentation & Environmental Services | Fire Prevention,Extinguisher | Fire Equipment | 47009 | FEQ | http://www.toronto.ca/TWONTO#00350
98251 | FIS-SES-FEQ-0046-SUS | Fire Extinguisher #46 | FIS-SUSPENDED | Obsolete Entities/Processes | Fire Prevention,Extinguisher | Fire Equipment | 47010 | FEQ | http://www.toronto.ca/TWONTO#00350
98252 | FIS-SES-FEQ-0047-SUS | Fire Extinguisher #47 | FIS-SES | Safety, Instrumentation & Environmental Services | Fire Prevention,Extinguisher | Fire Equipment | 47011 | FEQ | http://www.toronto.ca/TWONTO#00350
98253 | FIS-SES-FEQ-0047-SUS | Fire Extinguisher #47 | FIS-SUSPENDED | Obsolete Entities/Processes | Fire Prevention,Extinguisher | Fire Equipment | 47011 | FEQ | http://www.toronto.ca/TWONTO#00350
98254 | FIS-SES-FEQ-0048-SUS | Fire Extinguisher #48 | FIS-SES | Safety, Instrumentation & Environmental Services | Fire Prevention,Extinguisher | Fire Equipment | 47012 | FEQ | http://www.toronto.ca/TWONTO#00350
98255 | FIS-SES-FEQ-0049-SUS | Fire Extinguisher #49 | FIS-SES | Safety, Instrumentation & Environmental Services | Fire Prevention,Extinguisher | Fire Equipment | 47013 | FEQ | http://www.toronto.ca/TWONTO#00350
98256 | FIS-SES-FEQ-0052-SUS | Fire Extinguisher #52 | FIS-SES | Safety, Instrumentation & Environmental Services | Fire Prevention,Extinguisher | Fire Equipment | 47016 | FEQ | http://www.toronto.ca/TWONTO#00350
98257 | FIS-SES-FEQ-0053-SUS | Fire Extinguisher #53 | FIS-SUSPENDED | Obsolete Entities/Processes | Fire Prevention,Extinguisher | Fire Equipment | 47017 | FEQ | http://www.toronto.ca/TWONTO#00350
98258 | FIS-SES-FEQ-0054-SUS | Fire Extinguisher #54 | FIS-SUSPENDED | Obsolete Entities/Processes | Fire Prevention,Extinguisher | Fire Equipment | 47018 | FEQ | http://www.toronto.ca/TWONTO#00350
98259 | FIS-SES-FEQ-0055-SUS | Fire Extinguisher #55 | FIS-SES | Safety, Instrumentation & Environmental Services | Fire Prevention,Extinguisher | Fire Equipment | 47019 | FEQ | http://www.toronto.ca/TWONTO#00350
98260 | FIS-SES-FEQ-0055-SUS | Fire Extinguisher #55 | FIS-SUSPENDED | Obsolete Entities/Processes | Fire Prevention,Extinguisher | Fire Equipment | 47019 | FEQ | http://www.toronto.ca/TWONTO#00350
98261 | FIS-SES-FEQ-0056-SUS | Fire Extinguisher #56 | FIS-SES | Safety, Instrumentation & Environmental Services | Fire Prevention,Extinguisher | Fire Equipment | 47020 | FEQ | http://www.toronto.ca/TWONTO#00350
98262 | FIS-SES-FEQ-0057-SUS | Fire Extinguisher #57 | FIS-SUSPENDED | Obsolete Entities/Processes | Fire Prevention,Extinguisher | Fire Equipment | 47021 | FEQ | http://www.toronto.ca/TWONTO#00350
98263 | FIS-SES-FEQ-0058-SUS | Fire Extinguisher #58 | FIS-SUSPENDED | Obsolete Entities/Processes | Fire Prevention,Extinguisher | Fire Equipment | 47022 | FEQ | http://www.toronto.ca/TWONTO#00350
98264 | FIS-SES-FEQ-0059-SUS | Fire Extinguisher #59 | FIS-SUSPENDED | Obsolete Entities/Processes | Fire Prevention,Extinguisher | Fire Equipment | 47023 | FEQ | http://www.toronto.ca/TWONTO#00350
98265 | FIS-SES-FEQ-0060-SUS | Fire Extinguisher #60 | FIS-SES | Safety, Instrumentation & Environmental Services | Fire Prevention,Extinguisher | Fire Equipment | 47024 | FEQ | http://www.toronto.ca/TWONTO#00350
98266 | FIS-SES-FEQ-0062-SUS | Fire Extinguisher #62 | FIS-SUSPENDED | Obsolete Entities/Processes | Fire Prevention,Extinguisher | Fire Equipment | 47026 | FEQ | http://www.toronto.ca/TWONTO#00350
98267 | FIS-SES-FEQ-0063-SUS | Fire Extinguisher #63 | FIS-SES | Safety, Instrumentation & Environmental Services | Fire Prevention,Extinguisher | Fire Equipment | 47027 | FEQ | http://www.toronto.ca/TWONTO#00350
98268 | FIS-SES-FEQ-0080-SUS | Fire Extinguisher #80 | FIS-SES | Safety, Instrumentation & Environmental Services | Fire Prevention,Extinguisher | Fire Equipment | 47028 | FEQ | http://www.toronto.ca/TWONTO#00350
105778 | SWM-PBL-FEQ-0001S | Fire Prevention, Extinguisher | COL-W-OBSOLETE | Col West Obsolete Entities | Fire Prevention,Extinguisher | Fire Equipment | 42958 | FEQ | http://www.toronto.ca/TWONTO#00350
105779 | SWM-PBL-FEQ-0001S | Fire Prevention, Extinguisher | SWM-PBL-MISC | Miscellaneous Equipment | Fire Prevention,Extinguisher | Fire Equipment | 42958 | FEQ | http://www.toronto.ca/TWONTO#00350
105851 | SWM-PET-FA-0001S | Fire Alarm | SWM-PET-MISC | Miscellaneous Equipment |  | Fire Equipment | 42936 | FA | http://www.toronto.ca/TWONTO#00154
105896 | SWM-PIT-FEQ-0001S | Fire Prevention, Extinguisher | SWM-PIT-MISC | Miscellaneous Equipment | Fire Prevention,Extinguisher | Fire Equipment | 42959 | FEQ | http://www.toronto.ca/TWONTO#00350
105952 | SWM-PMG-FEQ-0001S | Fire Prevention, Extinguisher | COL-W-OBSOLETE | Col West Obsolete Entities | Fire Prevention,Extinguisher | Fire Equipment | 42960 | FEQ | http://www.toronto.ca/TWONTO#00350
105953 | SWM-PMG-FEQ-0001S | Fire Prevention, Extinguisher | SWM-PMG-MISC | Miscellaneous Equipment | Fire Prevention,Extinguisher | Fire Equipment | 42960 | FEQ | http://www.toronto.ca/TWONTO#00350
105954 | SWM-PMG-FEQ-0002S | Fire Prevention, Extinguisher | COL-W-OBSOLETE | Col West Obsolete Entities | Fire Prevention,Extinguisher | Fire Equipment | 42913 | FEQ | http://www.toronto.ca/TWONTO#00350
105955 | SWM-PMG-FEQ-0002S | Fire Prevention, Extinguisher | SWM-PMG-MISC | Miscellaneous Equipment | Fire Prevention,Extinguisher | Fire Equipment | 42913 | FEQ | http://www.toronto.ca/TWONTO#00350
106013 | SWM-PNQ-FEQ-0001S | Fire Extinguisher | COL-W-OBSOLETE | Col West Obsolete Entities | Fire Prevention,Extinguisher | Fire Equipment | 42961 | FEQ | http://www.toronto.ca/TWONTO#00350
106062 | SWM-PWD-FA-0001S | Fire Alarm | COL-W-OBSOLETE | Col West Obsolete Entities |  | Fire Equipment | 42939 | FA | http://www.toronto.ca/TWONTO#00154
106063 | SWM-PWD-FA-0001S | Fire Alarm | SWM-PWD | Warden Storm |  | Fire Equipment | 42939 | FA | http://www.toronto.ca/TWONTO#00154
106064 | SWM-PWD-FA-0001S | Fire Alarm | SWM-PWD-MISC | Miscellaneous Equipment |  | Fire Equipment | 42939 | FA | http://www.toronto.ca/TWONTO#00154
106111 | SWM-PWI-FEQ-0001S | Fire Prevention, Extinguisher | SWM-PWI-MISC | Miscellaneous Equipment | Fire Prevention,Extinguisher | Fire Equipment | 42962 | FEQ | http://www.toronto.ca/TWONTO#00350
106679 | TAB-ACC-FA-1250 | Fire Alarm System, AHU 1250 | TAB-ACC-AHU-1250 | Air Handing unit,Flotation Bldg | Fire Prevention,Alarm | Fire Equipment |  | FA | http://www.toronto.ca/TWONTO#00154
106680 | TAB-ACC-FA-1840 | Fire Alarm System, AHU 1840 | TAB-ACC-AHU-1840 | Air Handling Unit, Level R, Roof, Blower Building | Fire Prevention,Alarm | Fire Equipment |  | FA | http://www.toronto.ca/TWONTO#00154
106681 | TAB-ACC-FA-1847 | Fire Alarm System, AHU 1847 | TAB-ACC-AHU-1847 | AHU, Blower Bldg | Fire Prevention,Alarm | Fire Equipment |  | FA | http://www.toronto.ca/TWONTO#00154
106682 | TAB-ACC-FA-1848 | Fire Alarm System, AHU 1848 | TAB-ACC-AHU-1848 | AHU, Blower Bldg | Fire Prevention,Alarm | Fire Equipment |  | FA | http://www.toronto.ca/TWONTO#00154
106683 | TAB-ACC-FA-3905 | Fire Alarm System, AHU 3905 | TAB-ACC-AHU-3905SUS | AHU, Heat Recovery Bldg | Fire Prevention,Alarm | Fire Equipment |  | FA | http://www.toronto.ca/TWONTO#00154
106684 | TAB-ACC-FA-3918 | Fire Alarm System, AHU 3918 | TAB-ACC-AHU-3918SUS | AHU, Heat Recovery Bldg | Fire Prevention,Alarm | Fire Equipment |  | FA | http://www.toronto.ca/TWONTO#00154
106685 | TAB-ACC-FA-3922 | Fire Alarm System, AHU 3922 | TAB-ACC-AHU-3922 | AHU, Old Dewatering Building Roof | Fire Prevention,Alarm | Fire Equipment |  | FA | http://www.toronto.ca/TWONTO#00154
106686 | TAB-ACC-FA-4455 | Fire Alarm System, AHU 4455 | TAB-ACC-AHU-4455 | AHU, Aux. Bldg Basement | Fire Prevention,Alarm | Fire Equipment |  | FA | http://www.toronto.ca/TWONTO#00154
106687 | TAB-ACC-FA-4465 | Fire Alarm System, AHU 4465 | TAB-ACC-AHU-4465 | AHU, Aux. Bldg , North Tunnel | Fire Prevention,Alarm | Fire Equipment |  | FA | http://www.toronto.ca/TWONTO#00154
106688 | TAB-ACC-FA-8230 | Fire Alarm System, AHU 8230 | TAB-ACC-AHU-8230 | AHU,M Bldg | Fire Prevention,Alarm | Fire Equipment |  | FA | http://www.toronto.ca/TWONTO#00154
107758 | TAB-ACC-SD-1421 | Switch, Analyzer, Smoke, Air Handling Unit,Boiler Room and Basement | TAB-ACC-AHU-1420 | Air Handling Unit,Boiler Room and Basement | Fire Prevention,Smoke Detector | Fire Equipment |  | SD | http://www.toronto.ca/TWONTO#00362
107759 | TAB-ACC-SD-1471 | Switch, Analyzer, Smoke, Air Handling Unit, VFD, Boiler Room Supply | TAB-ACC-AHU-1460 | Air Handling Unit, Lunch Room | Fire Prevention,Smoke Detector | Fire Equipment |  | SD | http://www.toronto.ca/TWONTO#00362
107760 | TAB-ACC-SD-1491 | Switch, Analyzer, Smoke, Air Handling Unit, Locker Room Ventilation | TAB-ACC-AHU-1490 | Air Handling Unit, Locker Room Ventilation | Fire Prevention,Smoke Detector | Fire Equipment |  | SD | http://www.toronto.ca/TWONTO#00362
109186 | TAB-AER-FEQ-5011S | Extinguisher, Fire, Aeration Galerry, Baesment, Pole -1 | TAB-WA7-FEQ-2148S | Extinguisher, Fire - Aeration | Fire Prevention,Extinguisher,CO2 | Fire Equipment | 41341 | FEQ | http://www.toronto.ca/TWONTO#00350
109187 | TAB-AER-FEQ-5012S | Extinguisher, Fire, Aeration Gallery, Bsmt., Pole 5, | TAB-SUSPENDED ENTITY | Suspended entities | Fire Prevention,Extinguisher | Fire Equipment | 41342 | FEQ | http://www.toronto.ca/TWONTO#00350
109188 | TAB-AER-FEQ-5012S | Extinguisher, Fire, Aeration Gallery, Bsmt., Pole 5, | TAB-WA7-FEQ-2148S | Extinguisher, Fire - Aeration | Fire Prevention,Extinguisher | Fire Equipment | 41342 | FEQ | http://www.toronto.ca/TWONTO#00350
109189 | TAB-AER-FEQ-5013S | Extinguisher, Fire, Aeration gallery Bsmt., Pole 14 | TAB-WA7-FEQ-2148S | Extinguisher, Fire - Aeration | Fire Prevention,Extinguisher | Fire Equipment | 41343 | FEQ | http://www.toronto.ca/TWONTO#00350
109190 | TAB-AER-FEQ-5015S | Extinguisher, Fire, CO2, 15lbs,Pump Gallery, Bsmt, Pole 34, Aeration | TAB-SUSPENDED ENTITY | Suspended entities | Fire Prevention,Extinguisher | Fire Equipment | 41345 | FEQ | http://www.toronto.ca/TWONTO#00350
109191 | TAB-AER-FEQ-5015S | Extinguisher, Fire, CO2, 15lbs,Pump Gallery, Bsmt, Pole 34, Aeration | TAB-WA7-FEQ-2148S | Extinguisher, Fire - Aeration | Fire Prevention,Extinguisher | Fire Equipment | 41345 | FEQ | http://www.toronto.ca/TWONTO#00350
109192 | TAB-AER-FEQ-5017S | Extinguisher, Fire, CO2,Pump Gallery, Bsmt, Pole 53, Aeration | TAB-SUSPENDED ENTITY | Suspended entities | Fire Prevention,Extinguisher | Fire Equipment | 41347 | FEQ | http://www.toronto.ca/TWONTO#00350
109193 | TAB-AER-FEQ-5017S | Extinguisher, Fire, CO2,Pump Gallery, Bsmt, Pole 53, Aeration | TAB-WA7-FEQ-2148S | Extinguisher, Fire - Aeration | Fire Prevention,Extinguisher | Fire Equipment | 41347 | FEQ | http://www.toronto.ca/TWONTO#00350
109194 | TAB-AER-FEQ-5018S | Extinguisher, Fire, 16 lbs, Dry, Pump Gallery, Bsmt, Pole 61, Aeration | TAB-WA7-FEQ-2148S | Extinguisher, Fire - Aeration | Fire Prevention,Extinguisher | Fire Equipment | 41348 | FEQ | http://www.toronto.ca/TWONTO#00350
109195 | TAB-AER-FEQ-5019S | Extinguisher, Fire, 16 lbs, Dry, Pump Gallery, Bsmt, Pole 66, Aeration | TAB-SUSPENDED ENTITY | Suspended entities | Fire Prevention,Extinguisher | Fire Equipment | 41349 | FEQ | http://www.toronto.ca/TWONTO#00350
109196 | TAB-AER-FEQ-5021S | Extinguisher, Fire, 32 lbs, Dry, Ferric Gallery, Aeration | TAB-WA7-FEQ-2148S | Extinguisher, Fire - Aeration | Fire Prevention,Extinguisher | Fire Equipment | 41351 | FEQ | http://www.toronto.ca/TWONTO#00350
109197 | TAB-AER-FEQ-5022S | Extinguisher, Fire,Dry, Ferric Gallery, Aeration | TAB-SUSPENDED ENTITY | Suspended entities | Fire Prevention,Extinguisher | Fire Equipment | 41352 | FEQ | http://www.toronto.ca/TWONTO#00350
109198 | TAB-AER-FEQ-5024S | Extinguisher, Fire, 32 lbs, Dry, Ferric Gallery, Aeration | TAB-WA7-FEQ-2148S | Extinguisher, Fire - Aeration | Fire Prevention,Extinguisher | Fire Equipment | 41354 | FEQ | http://www.toronto.ca/TWONTO#00350
109199 | TAB-AER-FEQ-5026S | Extinguisher, Fire, CO2, Aer. West Control Room, North west | TAB-SUSPENDED ENTITY | Suspended entities | Fire Prevention,Extinguisher | Fire Equipment | 41356 | FEQ | http://www.toronto.ca/TWONTO#00350
109200 | TAB-AER-FEQ-5027S | Extinguisher, Fire, CO2, Are. West Control Room, South East | TAB-SUSPENDED ENTITY | Suspended entities | Fire Prevention,Extinguisher,Halogen | Fire Equipment | 41357 | FEQ | http://www.toronto.ca/TWONTO#00350
109201 | TAB-AER-FEQ-5027S | Extinguisher, Fire, CO2, Are. West Control Room, South East | TAB-WA7-FEQ-2148S | Extinguisher, Fire - Aeration | Fire Prevention,Extinguisher,Halogen | Fire Equipment | 41357 | FEQ | http://www.toronto.ca/TWONTO#00350
109202 | TAB-AER-FEQ-5029S | Extinguisher, CO2, 10 lbs,Aeration gallery Garage | TAB-WA7-FEQ-2148S | Extinguisher, Fire - Aeration | Fire Prevention,Extinguisher | Fire Equipment | 41359 | FEQ | http://www.toronto.ca/TWONTO#00350
109203 | TAB-AER-FEQ-5031S | Extinguisher, Fire, Dry Chemical, Fan MCC House Tank#3-4 | TAB-SUSPENDED ENTITY | Suspended entities | Fire Prevention,Extinguisher,Dry Chemical | Fire Equipment | 41361 | FEQ | http://www.toronto.ca/TWONTO#00350
109204 | TAB-AER-FEQ-5032S | Extinguisher, Fire, Dry Chemical, Fan MCC House Tank#5-6 | TAB-WA7-FEQ-2148S | Extinguisher, Fire - Aeration | Fire Prevention,Extinguisher,Dry Chemical | Fire Equipment | 41362 | FEQ | http://www.toronto.ca/TWONTO#00350
109205 | TAB-AER-FEQ-5033S | Extinguisher, Fire, Dry Chemical, Fan MCC House Tank#7-8 | TAB-SUSPENDED ENTITY | Suspended entities | Fire Prevention,Extinguisher,Dry Chemical | Fire Equipment | 41363 | FEQ | http://www.toronto.ca/TWONTO#00350
109206 | TAB-AER-FEQ-5034S | Extinguisher, Fire, Dry Chemical, Fan MCC House Tank#9 | TAB-SUSPENDED ENTITY | Suspended entities | Fire Prevention,Extinguisher,Dry Chemical | Fire Equipment | 41364 | FEQ | http://www.toronto.ca/TWONTO#00350
109207 | TAB-AER-FEQ-5035S | Extinguisher, Fire, Lbs, Dry Chemical, Aeration Substation North, 660 V Panel Room, Wall | TAB-SUSPENDED ENTITY | Suspended entities | Fire Prevention,Extinguisher | Fire Equipment | 41365 | FEQ | http://www.toronto.ca/TWONTO#00350
109208 | TAB-AER-FEQ-5035S | Extinguisher, Fire, Lbs, Dry Chemical, Aeration Substation North, 660 V Panel Room, Wall | TAB-WA7-FEQ-2148S | Extinguisher, Fire - Aeration | Fire Prevention,Extinguisher | Fire Equipment | 41365 | FEQ | http://www.toronto.ca/TWONTO#00350
109241 | TAB-AUX-FEQ-5190S | Extinguisher, Fire, Dry, Sub-basement, Auxiliary Building | TAB-SUSPENDED ENTITY | Suspended entities | Fire Prevention,Extinguisher | Fire Equipment | 41367 | FEQ | http://www.toronto.ca/TWONTO#00350
109242 | TAB-AUX-FEQ-5190S | Extinguisher, Fire, Dry, Sub-basement, Auxiliary Building | TAB-WA7-FEQ-2174S | Extinguisher, Fire - Incinerators,Silo , Biosolid Truck Loading & Auxiliary Building, Stack | Fire Prevention,Extinguisher | Fire Equipment | 41367 | FEQ | http://www.toronto.ca/TWONTO#00350
109243 | TAB-AUX-FEQ-5191S | Extinguisher, Fire, Dry, Basement, Auxiliary Building | TAB-SUSPENDED ENTITY | Suspended entities | Fire Prevention,Extinguisher | Fire Equipment | 41368 | FEQ | http://www.toronto.ca/TWONTO#00350
109244 | TAB-AUX-FEQ-5193S | Extinguisher, Fire, Dry, 2nd Floor, Auxiliary Building | TAB-WA7-FEQ-2174S | Extinguisher, Fire - Incinerators,Silo , Biosolid Truck Loading & Auxiliary Building, Stack | Fire Prevention,Extinguisher | Fire Equipment | 41370 | FEQ | http://www.toronto.ca/TWONTO#00350
109245 | TAB-AUX-FEQ-5194S | Extinguisher, Fire, Dry, 3rd Floor, Auxiliary Building | TAB-SUSPENDED ENTITY | Suspended entities | Fire Prevention,Extinguisher | Fire Equipment | 41371 | FEQ | http://www.toronto.ca/TWONTO#00350
109246 | TAB-AUX-FEQ-5196S | Fire Extinguisher, 5 lb ABC, Elevator, Auxiliary Building Mechanical Room | TAB-SUSPENDED ENTITY | Suspended entities |  | Fire Equipment | 41373 | FEQ | http://www.toronto.ca/TWONTO#00350
109247 | TAB-AUX-FEQ-5197S | Fire Extinguisher, 5 lb ABC, Elevator, Auxiliary Building Mechanical Room | TAB-WA7-FEQ-2174S | Extinguisher, Fire - Incinerators,Silo , Biosolid Truck Loading & Auxiliary Building, Stack |  | Fire Equipment | 41374 | FEQ | http://www.toronto.ca/TWONTO#00350
109295 | TAB-BL-FEQ-5161S | Extinguisher, Fire,Carbon Dioxide, Basement "W", Blower Building | TAB-SUSPENDED ENTITY | Suspended entities | Fire Prevention,Extinguisher | Fire Equipment | 41376 | FEQ | http://www.toronto.ca/TWONTO#00350
109296 | TAB-BL-FEQ-5161S | Extinguisher, Fire,Carbon Dioxide, Basement "W", Blower Building | TAB-WA7-FEQ-0012S | Extinguisher, Fire - Blower Building | Fire Prevention,Extinguisher | Fire Equipment | 41376 | FEQ | http://www.toronto.ca/TWONTO#00350
109297 | TAB-BL-FEQ-5162S | Extinguisher, Fire, Dry,10Lbs, Computer Room, Main Flr. Blower Bldg. North West | TAB-SUSPENDED ENTITY | Suspended entities | Fire Prevention,Extinguisher,Dry Chemical | Fire Equipment | 41377 | FEQ | http://www.toronto.ca/TWONTO#00350
109298 | TAB-BL-FEQ-5163S | Extinguisher, Fire, Halon,10Lbs, Computer Room, Main Flr. Blower Bldg. North West | TAB-SUSPENDED ENTITY | Suspended entities | Fire Prevention,Extinguisher,Dry Chemical | Fire Equipment | 41378 | FEQ | http://www.toronto.ca/TWONTO#00350
109299 | TAB-BL-FEQ-5163S | Extinguisher, Fire, Halon,10Lbs, Computer Room, Main Flr. Blower Bldg. North West | TAB-WA7-FEQ-0012S | Extinguisher, Fire - Blower Building | Fire Prevention,Extinguisher,Dry Chemical | Fire Equipment | 41378 | FEQ | http://www.toronto.ca/TWONTO#00350
109300 | TAB-BL-FEQ-5164S | Extinguisher, Fire, CO2,10Lbs, Control Room, Main Flr. Blower Bldg. West | TAB-WA7-FEQ-0012S | Extinguisher, Fire - Blower Building | Fire Prevention,Extinguisher,Dry Chemical | Fire Equipment | 41379 | FEQ | http://www.toronto.ca/TWONTO#00350
109301 | TAB-BL-FEQ-5165S | Extinguisher, Fire, Filter Gallery, Main Flr Floor, Blower Building | TAB-WA7-FEQ-0012S | Extinguisher, Fire - Blower Building | Fire Prevention,Extinguisher | Fire Equipment | 41380 | FEQ | http://www.toronto.ca/TWONTO#00350
109302 | TAB-BL-FEQ-5166S | Extinguisher, Fire, Carbon Dioxide, Filter Gallery "W", Main Flr., Blower Building | TAB-SUSPENDED ENTITY | Suspended entities | Fire Prevention,Extinguisher | Fire Equipment | 41381 | FEQ | http://www.toronto.ca/TWONTO#00350
109303 | TAB-BL-FEQ-5166S | Extinguisher, Fire, Carbon Dioxide, Filter Gallery "W", Main Flr., Blower Building | TAB-WA7-FEQ-0012S | Extinguisher, Fire - Blower Building | Fire Prevention,Extinguisher | Fire Equipment | 41381 | FEQ | http://www.toronto.ca/TWONTO#00350
109304 | TAB-BL-FEQ-5168S | Extinguisher, Fire, Carbon Dioxide, Blower S.C, main Flr, Blower Building | TAB-WA7-FEQ-0012S | Extinguisher, Fire - Blower Building | Fire Prevention,Extinguisher | Fire Equipment | 41383 | FEQ | http://www.toronto.ca/TWONTO#00350
109305 | TAB-BL-FEQ-5169S | Extinguisher, Fire, Carbon Dioxide, Blower NE, Main Flr, Blower Building | TAB-SUSPENDED ENTITY | Suspended entities | Fire Prevention,Extinguisher | Fire Equipment | 41384 | FEQ | http://www.toronto.ca/TWONTO#00350
109306 | TAB-BL-FEQ-5170S | Extinguisher, Fire, Carbon Dioxide, WA5 Machine Shop, Blower Building | TAB-SUSPENDED ENTITY | Suspended entities | Fire Prevention,Extinguisher | Fire Equipment | 41385 | FEQ | http://www.toronto.ca/TWONTO#00350
109307 | TAB-BL-FEQ-5170S | Extinguisher, Fire, Carbon Dioxide, WA5 Machine Shop, Blower Building | TAB-WA7-FEQ-0012S | Extinguisher, Fire - Blower Building | Fire Prevention,Extinguisher | Fire Equipment | 41385 | FEQ | http://www.toronto.ca/TWONTO#00350
109308 | TAB-BL-FEQ-5172S | Extinguisher, Fire, CO2,10lbs, Main Flr. MCC Room,South West,Blower Building | TAB-SUSPENDED ENTITY | Suspended entities | Fire Prevention,Extinguisher | Fire Equipment | 41387 | FEQ | http://www.toronto.ca/TWONTO#00350
109309 | TAB-BL-FEQ-5172S | Extinguisher, Fire, CO2,10lbs, Main Flr. MCC Room,South West,Blower Building | TAB-WA7-FEQ-0012S | Extinguisher, Fire - Blower Building | Fire Prevention,Extinguisher | Fire Equipment | 41387 | FEQ | http://www.toronto.ca/TWONTO#00350
109310 | TAB-BL-FEQ-5174S | Extinguisher, Fire, Carbon Dioxide, Near Stores(Diesel Room), "E", Blower Building | TAB-SUSPENDED ENTITY | Suspended entities | Fire Prevention,Extinguisher | Fire Equipment | 41389 | FEQ | http://www.toronto.ca/TWONTO#00350
109311 | TAB-BL-FEQ-5174S | Extinguisher, Fire, Carbon Dioxide, Near Stores(Diesel Room), "E", Blower Building | TAB-WA7-FEQ-0012S | Extinguisher, Fire - Blower Building | Fire Prevention,Extinguisher | Fire Equipment | 41389 | FEQ | http://www.toronto.ca/TWONTO#00350
109312 | TAB-BL-FEQ-5176S | Extinguisher, Fire, Dry, WA2 Maint. Shop, "N-E", Blower Building | TAB-SUSPENDED ENTITY | Suspended entities | Fire Prevention,Extinguisher | Fire Equipment | 41391 | FEQ | http://www.toronto.ca/TWONTO#00350
109313 | TAB-BL-FEQ-5176S | Extinguisher, Fire, Dry, WA2 Maint. Shop, "N-E", Blower Building | TAB-WA7-FEQ-0012S | Extinguisher, Fire - Blower Building | Fire Prevention,Extinguisher | Fire Equipment | 41391 | FEQ | http://www.toronto.ca/TWONTO#00350
109314 | TAB-BL-FEQ-5177S | Extinguisher, Fire, Carbon Dioxide,MCC Room S.E, Main Flr., Blower Building | TAB-SUSPENDED ENTITY | Suspended entities | Fire Prevention,Extinguisher | Fire Equipment | 41392 | FEQ | http://www.toronto.ca/TWONTO#00350
109315 | TAB-BL-FEQ-5179S | Extinguisher, Fire, Carbon Dioxide, 2nd Floor, Hallway "S-C", Blower Building | TAB-WA7-FEQ-0012S | Extinguisher, Fire - Blower Building | Fire Prevention,Extinguisher | Fire Equipment | 41394 | FEQ | http://www.toronto.ca/TWONTO#00350
109316 | TAB-BL-FEQ-5276S | Extinguisher, Fire, Hose Unit 76 , Dry, Basement "S-W", Blower Building | TAB-SUSPENDED ENTITY | Suspended entities | Fire Prevention,Extinguisher | Fire Equipment | 41395 | FEQ | http://www.toronto.ca/TWONTO#00350
109317 | TAB-BL-FEQ-5276S | Extinguisher, Fire, Hose Unit 76 , Dry, Basement "S-W", Blower Building | TAB-WA7-FEQ-0012S | Extinguisher, Fire - Blower Building | Fire Prevention,Extinguisher | Fire Equipment | 41395 | FEQ | http://www.toronto.ca/TWONTO#00350
109318 | TAB-BL-FEQ-5278S | Extinguisher, Fire, Hose Unit 78 , CO2, Basement Central, Blower Building | TAB-WA7-FEQ-0012S | Extinguisher, Fire - Blower Building | Fire Prevention,Extinguisher | Fire Equipment | 41397 | FEQ | http://www.toronto.ca/TWONTO#00350
109319 | TAB-BL-FEQ-5279S | Extinguisher, Fire, Hose Unit 79 , Carbon Dioxide, Basement East, Blower Building | TAB-SUSPENDED ENTITY | Suspended entities | Fire Prevention,Extinguisher | Fire Equipment | 41398 | FEQ | http://www.toronto.ca/TWONTO#00350
109320 | TAB-BL-FEQ-5280S | Extinguisher, Fire, Hose Unit 80 , Dry, Basement "N" Central, Blower Building | TAB-SUSPENDED ENTITY | Suspended entities | Fire Prevention,Extinguisher | Fire Equipment | 41403 | FEQ | http://www.toronto.ca/TWONTO#00350
109321 | TAB-BL-FEQ-5280S | Extinguisher, Fire, Hose Unit 80 , Dry, Basement "N" Central, Blower Building | TAB-WA7-FEQ-0012S | Extinguisher, Fire - Blower Building | Fire Prevention,Extinguisher | Fire Equipment | 41403 | FEQ | http://www.toronto.ca/TWONTO#00350
109322 | TAB-BL-FEQ-5282S | Extinguisher, Fire, Dry, Hose Unit 82 , Maint. Shop, "S-E", Blower Building | TAB-SUSPENDED ENTITY | Suspended entities | Fire Prevention,Extinguisher | Fire Equipment | 41405 | FEQ | http://www.toronto.ca/TWONTO#00350
109323 | TAB-BL-FEQ-5283S | Extinguisher, Fire, Dry,Hose unit 83 , Blower Room "S-C", Main Flr Blower Building | TAB-SUSPENDED ENTITY | Suspended entities | Fire Prevention,Extinguisher,Dry Chemical | Fire Equipment | 41406 | FEQ | http://www.toronto.ca/TWONTO#00350
109324 | TAB-BL-FEQ-5283S | Extinguisher, Fire, Dry,Hose unit 83 , Blower Room "S-C", Main Flr Blower Building | TAB-WA7-FEQ-0012S | Extinguisher, Fire - Blower Building | Fire Prevention,Extinguisher,Dry Chemical | Fire Equipment | 41406 | FEQ | http://www.toronto.ca/TWONTO#00350
109325 | TAB-BL-FEQ-5285S | Extinguisher, Fire, Hose Unit 85 Dry, Filter Gallery "N-C",Main Flr, Blower Building | TAB-WA7-FEQ-0012S | Extinguisher, Fire - Blower Building | Fire Prevention,Extinguisher | Fire Equipment | 41408 | FEQ | http://www.toronto.ca/TWONTO#00350
109326 | TAB-BL-FEQ-5286S | Extinguisher, Fire, Dry, Hose Unit 86 , Main Floor, West of "N-E Stair Well", Blower Building | TAB-SUSPENDED ENTITY | Suspended entities | Fire Prevention,Extinguisher | Fire Equipment | 41411 | FEQ | http://www.toronto.ca/TWONTO#00350
109327 | TAB-BL-FEQ-5286S | Extinguisher, Fire, Dry, Hose Unit 86 , Main Floor, West of "N-E Stair Well", Blower Building | TAB-WA7-FEQ-0012S | Extinguisher, Fire - Blower Building | Fire Prevention,Extinguisher | Fire Equipment | 41411 | FEQ | http://www.toronto.ca/TWONTO#00350
109328 | TAB-BL-FEQ-5287S | Extinguisher, Fire, Hose Unit 87 , Dry, 2nd Floor, "E", Filter Gallery, Blower Building | TAB-SUSPENDED ENTITY | Suspended entities | Fire Prevention,Extinguisher | Fire Equipment | 41412 | FEQ | http://www.toronto.ca/TWONTO#00350
109329 | TAB-BL-FEQ-5287S | Extinguisher, Fire, Hose Unit 87 , Dry, 2nd Floor, "E", Filter Gallery, Blower Building | TAB-WA7-FEQ-0012S | Extinguisher, Fire - Blower Building | Fire Prevention,Extinguisher | Fire Equipment | 41412 | FEQ | http://www.toronto.ca/TWONTO#00350
109330 | TAB-BL-FEQ-5288S | Extinguisher, Fire, Hose Unit 88, Dry, 2nd Floor, "W", Filter Gallery, Blower Building | TAB-SUSPENDED ENTITY | Suspended entities | Fire Prevention,Extinguisher | Fire Equipment | 41413 | FEQ | http://www.toronto.ca/TWONTO#00350
109331 | TAB-BL-FEQ-5288S | Extinguisher, Fire, Hose Unit 88, Dry, 2nd Floor, "W", Filter Gallery, Blower Building | TAB-WA7-FEQ-0012S | Extinguisher, Fire - Blower Building | Fire Prevention,Extinguisher | Fire Equipment | 41413 | FEQ | http://www.toronto.ca/TWONTO#00350
109332 | TAB-BL-FEQ-5289S | Extinguisher, Fire, Hose Unit 89 , Dry, Main Floor, "N-W", Hallway, Blower Building | TAB-WA7-FEQ-0012S | Extinguisher, Fire - Blower Building | Fire Prevention,Extinguisher,Dry Chemical | Fire Equipment | 41414 | FEQ | http://www.toronto.ca/TWONTO#00350
109333 | TAB-BL-FEQ-5291S | Extinguisher, Fire, Hose Unit 91,Dry, 2nd Floor, Hallway "N", Blower Building | TAB-SUSPENDED ENTITY | Suspended entities | Fire Prevention,Extinguisher | Fire Equipment | 41416 | FEQ | http://www.toronto.ca/TWONTO#00350
109334 | TAB-BL-FEQ-5291S | Extinguisher, Fire, Hose Unit 91,Dry, 2nd Floor, Hallway "N", Blower Building | TAB-WA7-FEQ-0012S | Extinguisher, Fire - Blower Building | Fire Prevention,Extinguisher | Fire Equipment | 41416 | FEQ | http://www.toronto.ca/TWONTO#00350
109335 | TAB-BL-FEQ-5292S | Extinguisher, Fire, Hose Unit 92 , Dry, 2nd Floor, Hallway "S", Blower Building | TAB-SUSPENDED ENTITY | Suspended entities | Fire Prevention,Extinguisher | Fire Equipment | 41417 | FEQ | http://www.toronto.ca/TWONTO#00350
109336 | TAB-BL-FEQ-5292S | Extinguisher, Fire, Hose Unit 92 , Dry, 2nd Floor, Hallway "S", Blower Building | TAB-WA7-FEQ-0012S | Extinguisher, Fire - Blower Building | Fire Prevention,Extinguisher | Fire Equipment | 41417 | FEQ | http://www.toronto.ca/TWONTO#00350
109337 | TAB-BL-FEQ-5293S | Extinguisher, Fire, 20 Lbs.Dry Chemical, Oil Shed, Blower Building | TAB-SUSPENDED ENTITY | Suspended entities | Fire Prevention,Extinguisher | Fire Equipment | 41431 | FEQ | http://www.toronto.ca/TWONTO#00350
109338 | TAB-BL-FEQ-5295S | Extinguisher, Fire, 10 Lbs.Dry Chemical, Blower Building, Filter Gallery | TAB-SUSPENDED ENTITY | Suspended entities | Fire Prevention,Extinguisher | Fire Equipment | 41433 | FEQ | http://www.toronto.ca/TWONTO#00350
109339 | TAB-BL-FEQ-5295S | Extinguisher, Fire, 10 Lbs.Dry Chemical, Blower Building, Filter Gallery | TAB-WA7-FEQ-0012S | Extinguisher, Fire - Blower Building | Fire Prevention,Extinguisher | Fire Equipment | 41433 | FEQ | http://www.toronto.ca/TWONTO#00350
109340 | TAB-BL-FEQ-5296S | Extinguisher, Fire, 10 Lbs.Dry Chemical, Blower Building, Filter Gallery | TAB-SUSPENDED ENTITY | Suspended entities | Fire Prevention,Extinguisher | Fire Equipment | 41434 | FEQ | http://www.toronto.ca/TWONTO#00350
109341 | TAB-BL-FEQ-5296S | Extinguisher, Fire, 10 Lbs.Dry Chemical, Blower Building, Filter Gallery | TAB-WA7-FEQ-0012S | Extinguisher, Fire - Blower Building | Fire Prevention,Extinguisher | Fire Equipment | 41434 | FEQ | http://www.toronto.ca/TWONTO#00350
109342 | TAB-BL-FEQ-5297S | Extinguisher, Fire, 10 Lbs.Dry Chemical, Blower Building, Filter Gallery | TAB-SUSPENDED ENTITY | Suspended entities | Fire Prevention,Extinguisher | Fire Equipment | 41435 | FEQ | http://www.toronto.ca/TWONTO#00350
109343 | TAB-BL-FEQ-5297S | Extinguisher, Fire, 10 Lbs.Dry Chemical, Blower Building, Filter Gallery | TAB-WA7-FEQ-0012S | Extinguisher, Fire - Blower Building | Fire Prevention,Extinguisher | Fire Equipment | 41435 | FEQ | http://www.toronto.ca/TWONTO#00350
109344 | TAB-BL-FEQ-5298S | Extinguisher, Fire, 10 Lbs.Dry Chemical, Blower Building, Filter Gallery | TAB-SUSPENDED ENTITY | Suspended entities | Fire Prevention,Extinguisher | Fire Equipment | 41436 | FEQ | http://www.toronto.ca/TWONTO#00350
109345 | TAB-BL-FEQ-5298S | Extinguisher, Fire, 10 Lbs.Dry Chemical, Blower Building, Filter Gallery | TAB-WA7-FEQ-0012S | Extinguisher, Fire - Blower Building | Fire Prevention,Extinguisher | Fire Equipment | 41436 | FEQ | http://www.toronto.ca/TWONTO#00350
109453 | TAB-CW-FE-2020 | Fire Siamese Connection, First Avenue, behind Primary Tank 11, D Building | TAB-FEQ-FH | Fire Hydrants | Fire Prevention,Hydrant | Fire Equipment |  | FE | fire_connection
109454 | TAB-CW-FE-2020S | Fire Siamese Connection, First Avenue, behind Primary Tank 11, D Building | TAB-FEQ-FH | Fire Hydrants | Fire Prevention,Hydrant | Fire Equipment | 44079 | FE | fire_connection
109455 | TAB-CW-FE-2021 | Fire Hydrant, Blower Bldg, Opposite West Side (DOS-31365) | TAB-FEQ-FH | Fire Hydrants | Fire Prevention,Hydrant | Fire Equipment |  | FE | http://www.toronto.ca/TWONTO#00432
109456 | TAB-CW-FE-2022 | Fire Hydrant, South Substation, East Side (HY31364) | TAB-FEQ-FH | Fire Hydrants | Fire Prevention,Hydrant | Fire Equipment |  | FE | http://www.toronto.ca/TWONTO#00432
109457 | TAB-CW-FE-2023 | Fire Hydrant, PWPS, North Side(DOS-31363) | TAB-FEQ-FH | Fire Hydrants | Fire Prevention,Hydrant | Fire Equipment |  | FE | http://www.toronto.ca/TWONTO#00432
109458 | TAB-CW-FE-2025 | Fire Hydrant, Digesters 13-16, South Side(DOS-31361) | TAB-FEQ-FH | Fire Hydrants | Fire Prevention,Hydrant | Fire Equipment |  | FE | http://www.toronto.ca/TWONTO#00432
109459 | TAB-CW-FE-2029 | Fire Hydrant. Digestion Tank #5, S/W Side(DOS-31347) | TAB-FEQ-FH | Fire Hydrants | Fire Prevention,Hydrant | Fire Equipment |  | FE | http://www.toronto.ca/TWONTO#00432
109460 | TAB-CW-FE-2030 | Fire Hydrant, Thermal Conditioning Bldg, East Side(DOS-31354) | TAB-FEQ-FH | Fire Hydrants | Fire Prevention,Hydrant | Fire Equipment |  | FE | http://www.toronto.ca/TWONTO#00432
109461 | TAB-CW-FE-2031 | Fire Hydrant, Machine Shop Loading Bay(DOS-31335) | TAB-FEQ-FH | Fire Hydrants | Fire Prevention,Hydrant | Fire Equipment |  | FE | http://www.toronto.ca/TWONTO#00432
109462 | TAB-CW-FE-2037 | Fire Hydrant, Primary Tank, Bridge #9, East Side(DOS-31342) | TAB-FEQ-FH | Fire Hydrants | Fire Prevention,Hydrant | Fire Equipment |  | FE | http://www.toronto.ca/TWONTO#00432
109463 | TAB-CW-FE-2038 | Fire Hydrant, Old Primary Tank #6, S/E Corner(DOS-31343) | TAB-FEQ-FH | Fire Hydrants | Fire Prevention,Hydrant | Fire Equipment |  | FE | http://www.toronto.ca/TWONTO#00432
109464 | TAB-CW-FE-2039 | Fire Hydrant, Primary Tank, Bridge #8, South Side(DOS-31344) | TAB-FEQ-FH | Fire Hydrants | Fire Prevention,Hydrant | Fire Equipment |  | FE | http://www.toronto.ca/TWONTO#00432
109465 | TAB-CW-FE-2040 | Fire Hydrant, Primary Tank, Bridge #7, South Side(DOS-31345) | TAB-FEQ-FH | Fire Hydrants | Fire Prevention,Hydrant | Fire Equipment |  | FE | http://www.toronto.ca/TWONTO#00432
109466 | TAB-CW-FE-2041 | Fire Hydrant, between Digestion Tank #6 and Primary Tank, Bridge #7(DOS-31346) | TAB-FEQ-FH | Fire Hydrants | Fire Prevention,Hydrant | Fire Equipment |  | FE | http://www.toronto.ca/TWONTO#00432
109467 | TAB-CW-FE-2044 | Fire Hydrant, PWPS, South Side(DOS-31360) | TAB-FEQ-FH | Fire Hydrants | Fire Prevention,Hydrant | Fire Equipment |  | FE | http://www.toronto.ca/TWONTO#00432
109468 | TAB-CW-FE-2046S | Fire Siamese Connection (right), Machine Shop Loading Bay, East Side | TAB-SUSPENDED ENTITY | Suspended entities | Fire Prevention,Hydrant | Fire Equipment | 44060 | FE | fire_connection
109469 | TAB-CW-FE-2048 | Fire Hydrant, front entrance of Digester Gas Control Building(DOS-31351) | TAB-FEQ-FH | Fire Hydrants | Fire Prevention,Hydrant | Fire Equipment |  | FE | http://www.toronto.ca/TWONTO#00432
109470 | TAB-CW-FE-2049 | Fire Hydrant, back entrance of Digester Gas Control Building(DOS-31350) | TAB-FEQ-FH | Fire Hydrants | Fire Prevention,Hydrant | Fire Equipment |  | FE | http://www.toronto.ca/TWONTO#00432
109471 | TAB-CW-FE-2050 | Fire Hydrant, front entrance of Digestion Tank 19, 20, 21 & 22(DOS-31352) | TAB-FEQ-FH | Fire Hydrants | Fire Prevention,Hydrant | Fire Equipment |  | FE | http://www.toronto.ca/TWONTO#00432
109472 | TAB-CW-FE-2051 | Fire Hydrant, back entrance of Digestion Tank 19, 20, 21 & 22(DOS-31353) | TAB-FEQ-FH | Fire Hydrants | Fire Prevention,Hydrant | Fire Equipment |  | FE | http://www.toronto.ca/TWONTO#00432
109639 | TAB-CW-V-2019A | Valve, Ball, Fire Hydrant, Guard House, corner of N. Service Road and First Avenue | TAB-CW-FE-2019 | Fire Hydrant, Guard House, corner of N. Service Road and First Avenue(DOS-31332) | Fire Prevention,Hydrant | Fire Equipment |  | V | http://www.toronto.ca/TWONTO#00781
109641 | TAB-CW-V-2021A | Valve, Ball, Fire Hydrant, Blower Bldg, Opposite West Side | TAB-CW-FE-2021 | Fire Hydrant, Blower Bldg, Opposite West Side (DOS-31365) | Fire Prevention,Hydrant | Fire Equipment |  | V | http://www.toronto.ca/TWONTO#00781
109642 | TAB-CW-V-2022A | Valve, Ball, Fire Hydrant, South Substation, East Side | TAB-CW-FE-2022 | Fire Hydrant, South Substation, East Side (HY31364) | Fire Prevention,Hydrant | Fire Equipment |  | V | http://www.toronto.ca/TWONTO#00781
109643 | TAB-CW-V-2022A | Valve, Ball, Fire Hydrant, South Substation, East Side | TAB-CW-V-2022 | Valve, Isolation TAB-CW-FIT-9712, Digesters 13-16, Basement | Fire Prevention,Hydrant | Fire Equipment |  | V | http://www.toronto.ca/TWONTO#00781
109644 | TAB-CW-V-2023A | Valve, Ball, Fire Hydrant, PWPS, North Side | TAB-CW-FE-2023 | Fire Hydrant, PWPS, North Side(DOS-31363) | Fire Prevention,Hydrant | Fire Equipment |  | V | http://www.toronto.ca/TWONTO#00781
109647 | TAB-CW-V-2025A | Valve, Ball, Fire Hydrant, Digesters 13-16, South Side | TAB-CW-FE-2025 | Fire Hydrant, Digesters 13-16, South Side(DOS-31361) | Fire Prevention,Hydrant | Fire Equipment |  | V | http://www.toronto.ca/TWONTO#00781
109648 | TAB-CW-V-2026A | Valve, Ball, Fire Hydrant, Training Centre, South Side | TAB-CW-FE-2026 | Fire Hydrant, Training Centre, South Side (HY31355) | Fire Prevention,Hydrant | Fire Equipment |  | V | http://www.toronto.ca/TWONTO#00781
109651 | TAB-CW-V-2029A | Valve, Ball, Fire Hydrant. Digestion Tank #5, S/W Side | TAB-CW-FE-2029 | Fire Hydrant. Digestion Tank #5, S/W Side(DOS-31347) | Fire Prevention,Hydrant | Fire Equipment |  | V | http://www.toronto.ca/TWONTO#00781
109653 | TAB-CW-V-2030A | Valve, Ball, Fire Hydrant, Thermal Conditioning Bldg, East Side | TAB-CW-FE-2030 | Fire Hydrant, Thermal Conditioning Bldg, East Side(DOS-31354) | Fire Prevention,Hydrant | Fire Equipment |  | V | http://www.toronto.ca/TWONTO#00781
109655 | TAB-CW-V-2032A | Valve, Ball, Fire Hydrant, Digestion Tank #11, TAB Side | TAB-CW-FE-2032 | Fire Hydrant, Digestion Tank #11, TABt Side(DOS-31336) | Fire Prevention,Hydrant | Fire Equipment |  | V | http://www.toronto.ca/TWONTO#00781
109656 | TAB-CW-V-2034A | Valve, Ball, Fire Hydrant, Grit Tanks 7-12, TAB Side | TAB-CW-FE-2034 | Fire Hydrant, Grit Tanks 7-12, TABt Side(DOS-31339) | Fire Prevention,Hydrant | Fire Equipment |  | V | http://www.toronto.ca/TWONTO#00781
109658 | TAB-CW-V-2035A | Valve, Ball, Fire Hydrant, Grit Tanks 1-6, North Side | TAB-CW-FE-2035 | Fire Hydrant, Grit Tanks 1-6, North Side(DOS-31340) | Fire Prevention,Hydrant | Fire Equipment |  | V | http://www.toronto.ca/TWONTO#00781
109660 | TAB-CW-V-2037A | Valve, Ball, Fire Hydrant, Primary Tank, Bridge #9, East Side | TAB-CW-FE-2037 | Fire Hydrant, Primary Tank, Bridge #9, East Side(DOS-31342) | Fire Prevention,Hydrant | Fire Equipment |  | V | http://www.toronto.ca/TWONTO#00781
109663 | TAB-CW-V-2039A | Valve, Ball, Fire Hydrant, Primary Tank, Bridge #8, South Side | TAB-CW-FE-2039 | Fire Hydrant, Primary Tank, Bridge #8, South Side(DOS-31344) | Fire Prevention,Hydrant | Fire Equipment |  | V | http://www.toronto.ca/TWONTO#00781
109665 | TAB-CW-V-2041A | Valve, Ball, Fire Hydrant, between Digestion Tank #6 and Primary Tank, Bridge #7 | TAB-CW-FE-2041 | Fire Hydrant, between Digestion Tank #6 and Primary Tank, Bridge #7(DOS-31346) | Fire Prevention,Hydrant | Fire Equipment |  | V | http://www.toronto.ca/TWONTO#00781
109667 | TAB-CW-V-2047A | Valve, Ball, Fire Hydrant, Seawall Hydro Sub-Station, North Side | TAB-CW-FE-2047 | Fire Hydrant, Seawall Hydro Sub-Station, North Side | Fire Prevention,Hydrant | Fire Equipment |  | V | http://www.toronto.ca/TWONTO#00781
109668 | TAB-CW-V-2048A | Valve, Ball, Fire Hydrant, front entrance of Digester Gas Control Building | TAB-CW-FE-2048 | Fire Hydrant, front entrance of Digester Gas Control Building(DOS-31351) | Fire Prevention,Hydrant | Fire Equipment |  | V | http://www.toronto.ca/TWONTO#00781
109701 | TAB-DBLD-FEQ-5601S | Extinguisher, Fire, 10lbs, Dry Chemical, Truck Loading Area, D Building, North East | TAB-WA7-FEQ-2166S | Extinguisher, Fire - Security & D Buildings | Fire Prevention,Extinguisher | Fire Equipment | 41437 | FEQ | http://www.toronto.ca/TWONTO#00350
109702 | TAB-DBLD-FEQ-5603S | Extinguisher, Fire, 10lbs, Dry Chemical, Truck Loading Area, D Building, North West | TAB-SUSPENDED ENTITY | Suspended entities | Fire Prevention,Extinguisher | Fire Equipment | 41439 | FEQ | http://www.toronto.ca/TWONTO#00350
109703 | TAB-DBLD-FEQ-5605S | Extinguisher, Fire, 10lbs, Dry Chemical, MCC Room, D Building, North West | TAB-SUSPENDED ENTITY | Suspended entities | Fire Prevention,Extinguisher | Fire Equipment | 41441 | FEQ | http://www.toronto.ca/TWONTO#00350
109704 | TAB-DBLD-FEQ-5605S | Extinguisher, Fire, 10lbs, Dry Chemical, MCC Room, D Building, North West | TAB-WA7-FEQ-2166S | Extinguisher, Fire - Security & D Buildings | Fire Prevention,Extinguisher | Fire Equipment | 41441 | FEQ | http://www.toronto.ca/TWONTO#00350
109705 | TAB-DBLD-FEQ-5606S | Extinguisher, Fire, 10lbs, Dry Chemical, Blower Room, D Building, North West | TAB-SUSPENDED ENTITY | Suspended entities | Fire Prevention,Extinguisher | Fire Equipment | 41442 | FEQ | http://www.toronto.ca/TWONTO#00350
109706 | TAB-DBLD-FEQ-5606S | Extinguisher, Fire, 10lbs, Dry Chemical, Blower Room, D Building, North West | TAB-WA7-FEQ-2166S | Extinguisher, Fire - Security & D Buildings | Fire Prevention,Extinguisher | Fire Equipment | 41442 | FEQ | http://www.toronto.ca/TWONTO#00350
109707 | TAB-DBLD-FEQ-5608S | Extinguisher, Fire, 10lbs, Dry Chemical, Grit Area, D Building, East Stairwell West Wall | TAB-WA7-FEQ-2166S | Extinguisher, Fire - Security & D Buildings | Fire Prevention,Extinguisher | Fire Equipment | 41444 | FEQ | http://www.toronto.ca/TWONTO#00350
109708 | TAB-DBLD-FEQ-5609S | Extinguisher, Fire, 10lbs, Dry Chemical, Grit Area, D Building, North East on Pillar | TAB-WA7-FEQ-2166S | Extinguisher, Fire - Security & D Buildings | Fire Prevention,Extinguisher | Fire Equipment | 41445 | FEQ | http://www.toronto.ca/TWONTO#00350
109709 | TAB-DBLD-FEQ-5610S | Extinguisher, Fire, 5lbs, Dry Chemical, Grit Area, D Building, North West Wall | TAB-SUSPENDED ENTITY | Suspended entities | Fire Prevention,Extinguisher | Fire Equipment | 41446 | FEQ | http://www.toronto.ca/TWONTO#00350
109710 | TAB-DBLD-FEQ-5611S | Extinguisher, Fire, 5lbs, Dry Chemical, Grit Area, D Building, South West Wall | TAB-SUSPENDED ENTITY | Suspended entities | Fire Prevention,Extinguisher | Fire Equipment | 41447 | FEQ | http://www.toronto.ca/TWONTO#00350
109711 | TAB-DBLD-FEQ-5614S | Extinguisher, Fire, 10bs, Dry Chemical, Screening Area, D Building, North Wall | TAB-SUSPENDED ENTITY | Suspended entities | Fire Prevention,Extinguisher | Fire Equipment | 41450 | FEQ | http://www.toronto.ca/TWONTO#00350
109712 | TAB-DBLD-FEQ-5615S | Extinguisher, Fire, 10bs, Dry Chemical, Lower Screening Pump Area, D Building, East Wall | TAB-SUSPENDED ENTITY | Suspended entities | Fire Prevention,Extinguisher | Fire Equipment | 41451 | FEQ | http://www.toronto.ca/TWONTO#00350
109713 | TAB-DBLD-FEQ-5615S | Extinguisher, Fire, 10bs, Dry Chemical, Lower Screening Pump Area, D Building, East Wall | TAB-WA7-FEQ-2166S | Extinguisher, Fire - Security & D Buildings | Fire Prevention,Extinguisher | Fire Equipment | 41451 | FEQ | http://www.toronto.ca/TWONTO#00350
109714 | TAB-DBLD-FEQ-5616S | Extinguisher, Fire, 5lbs, Dry Chemical, Control Room, Grit Area, D Building, South Wall | TAB-WA7-FEQ-2166S | Extinguisher, Fire - Security & D Buildings | Fire Prevention,Extinguisher | Fire Equipment | 41452 | FEQ | http://www.toronto.ca/TWONTO#00350
109715 | TAB-DBLD-FEQ-5618S | Extinguisher, Fire, 10Lbs, Dry Chemical, 2nd Floor, Grit Area, D Building, North Wall East | TAB-SUSPENDED ENTITY | Suspended entities | Fire Prevention,Extinguisher | Fire Equipment | 41454 | FEQ | http://www.toronto.ca/TWONTO#00350
109716 | TAB-DBLD-FEQ-5620S | Extinguisher, Fire, 10Lbs, Dry Chemical, 2nd Floor Mezzanine, Grit Area, D Building, East Wall | TAB-SUSPENDED ENTITY | Suspended entities | Fire Prevention,Extinguisher | Fire Equipment | 41456 | FEQ | http://www.toronto.ca/TWONTO#00350
109717 | TAB-DBLD-FEQ-5620S | Extinguisher, Fire, 10Lbs, Dry Chemical, 2nd Floor Mezzanine, Grit Area, D Building, East Wall | TAB-WA7-FEQ-2166S | Extinguisher, Fire - Security & D Buildings | Fire Prevention,Extinguisher | Fire Equipment | 41456 | FEQ | http://www.toronto.ca/TWONTO#00350
109718 | TAB-DBLD-FEQ-5621S | Extinguisher, Fire, 10Lbs, Dry Chemical, 2nd Floor, Grit Area, D Building, West Wall North | TAB-WA7-FEQ-2166S | Extinguisher, Fire - Security & D Buildings | Fire Prevention,Extinguisher | Fire Equipment | 41457 | FEQ | http://www.toronto.ca/TWONTO#00350
109719 | TAB-DBLD-FEQ-5623S | Extinguisher, Fire, 10Lbs, CO2, Ground Level, MCC Room, Old D Building, North Wall | TAB-WA7-FEQ-2166S | Extinguisher, Fire - Security & D Buildings | Fire Prevention,Extinguisher | Fire Equipment | 41459 | FEQ | http://www.toronto.ca/TWONTO#00350
109720 | TAB-DBLD-FEQ-5624S | Extinguisher, Fire, 10Lbs, CO2, First Basement Level, MCC Room, Old D Building, South Wall | TAB-SUSPENDED ENTITY | Suspended entities | Fire Prevention,Extinguisher | Fire Equipment | 41460 | FEQ | http://www.toronto.ca/TWONTO#00350
109721 | TAB-DBLD-FEQ-5624S | Extinguisher, Fire, 10Lbs, CO2, First Basement Level, MCC Room, Old D Building, South Wall | TAB-WA7-FEQ-2166S | Extinguisher, Fire - Security & D Buildings | Fire Prevention,Extinguisher | Fire Equipment | 41460 | FEQ | http://www.toronto.ca/TWONTO#00350
109722 | TAB-DBLD-FEQ-5625S | Extinguisher, Fire, 10Lbs, Dry Chemical, Receiving Area East Loading Bay, Old D Building, South Wall | TAB-SUSPENDED ENTITY | Suspended entities | Fire Prevention,Extinguisher | Fire Equipment | 41461 | FEQ | http://www.toronto.ca/TWONTO#00350
109723 | TAB-DBLD-FEQ-5627S | Extinguisher, Fire, 10Lbs, Dry Chemical, Receiving Area Mezzanine Maintenance Cage, Old D Building, East Wall | TAB-SUSPENDED ENTITY | Suspended entities | Fire Prevention,Extinguisher | Fire Equipment | 41463 | FEQ | http://www.toronto.ca/TWONTO#00350
109724 | TAB-DBLD-FEQ-5629S | Extinguisher, Fire, 10Lbs, Dry Chemical, Receiving Area Mezzanine Machine Shop, Old D Building, West Wall | TAB-SUSPENDED ENTITY | Suspended entities | Fire Prevention,Extinguisher | Fire Equipment | 41465 | FEQ | http://www.toronto.ca/TWONTO#00350
109725 | TAB-DBLD-FEQ-5631S | Extinguisher, Fire, 10Lbs, Dry Chemical, East Pump Gallery, Old D Building, South Wall | TAB-SUSPENDED ENTITY | Suspended entities | Fire Prevention,Extinguisher | Fire Equipment | 41467 | FEQ | http://www.toronto.ca/TWONTO#00350
109726 | TAB-DBLD-FEQ-5631S | Extinguisher, Fire, 10Lbs, Dry Chemical, East Pump Gallery, Old D Building, South Wall | TAB-WA7-FEQ-2166S | Extinguisher, Fire - Security & D Buildings | Fire Prevention,Extinguisher | Fire Equipment | 41467 | FEQ | http://www.toronto.ca/TWONTO#00350
109727 | TAB-DBLD-FEQ-5633S | Extinguisher, Fire, 10Lbs, Dry Chemical, West Pump Gallery, Old D Building, South Pillar | TAB-WA7-FEQ-2166S | Extinguisher, Fire - Security & D Buildings | Fire Prevention,Extinguisher | Fire Equipment | 41469 | FEQ | http://www.toronto.ca/TWONTO#00350
109728 | TAB-DBLD-FEQ-5634S | Extinguisher, Fire, 10Lbs, Dry Chemical, West Pump Gallery, Old D Building, Center Pillar | TAB-SUSPENDED ENTITY | Suspended entities | Fire Prevention,Extinguisher | Fire Equipment | 41470 | FEQ | http://www.toronto.ca/TWONTO#00350
109729 | TAB-DBLD-FEQ-5635S | Extinguisher, Fire, 10Lbs, Dry Chemical, West Pump Gallery, Old D Building, North Pillar | TAB-SUSPENDED ENTITY | Suspended entities | Fire Prevention,Extinguisher | Fire Equipment | 41471 | FEQ | http://www.toronto.ca/TWONTO#00350
109730 | TAB-DBLD-FEQ-5636S | Extinguisher, Fire, 10Lbs, Dry Chemical, West Pump Gallery North Stairwell, Old D Building, North Wall | TAB-SUSPENDED ENTITY | Suspended entities | Fire Prevention,Extinguisher | Fire Equipment | 41472 | FEQ | http://www.toronto.ca/TWONTO#00350
109731 | TAB-DBLD-FEQ-5636S | Extinguisher, Fire, 10Lbs, Dry Chemical, West Pump Gallery North Stairwell, Old D Building, North Wall | TAB-WA7-FEQ-2166S | Extinguisher, Fire - Security & D Buildings | Fire Prevention,Extinguisher | Fire Equipment | 41472 | FEQ | http://www.toronto.ca/TWONTO#00350
109732 | TAB-DBLD-FEQ-5637S | Extinguisher, Fire, 10Lbs, Dry Chemical, Primary Gallery South, Old D Building, East Wall | TAB-SUSPENDED ENTITY | Suspended entities | Fire Prevention,Extinguisher | Fire Equipment | 41473 | FEQ | http://www.toronto.ca/TWONTO#00350
109733 | TAB-DBLD-FEQ-5637S | Extinguisher, Fire, 10Lbs, Dry Chemical, Primary Gallery South, Old D Building, East Wall | TAB-WA7-FEQ-2166S | Extinguisher, Fire - Security & D Buildings | Fire Prevention,Extinguisher | Fire Equipment | 41473 | FEQ | http://www.toronto.ca/TWONTO#00350
109734 | TAB-DBLD-FEQ-5638S | Extinguisher, Fire, 10Lbs, Dry Chemical, Primary Gallery Air Handling Room, Old D Building, West Wall | TAB-WA7-FEQ-2166S | Extinguisher, Fire - Security & D Buildings | Fire Prevention,Extinguisher | Fire Equipment | 41474 | FEQ | http://www.toronto.ca/TWONTO#00350
109735 | TAB-DBLD-FEQ-5641S | Extinguisher, Fire, 10Lbs, Dry Chemical, D Building, Fan Room, East Wall | TAB-SUSPENDED ENTITY | Suspended entities | Fire Prevention,Extinguisher | Fire Equipment | 41477 | FEQ | http://www.toronto.ca/TWONTO#00350
109736 | TAB-DBLD-FEQ-5641S | Extinguisher, Fire, 10Lbs, Dry Chemical, D Building, Fan Room, East Wall | TAB-WA7-FEQ-2166S | Extinguisher, Fire - Security & D Buildings | Fire Prevention,Extinguisher | Fire Equipment | 41477 | FEQ | http://www.toronto.ca/TWONTO#00350
109831 | TAB-DEW-FEQ-5100S | Extinguisher, Fire, Dry,100 Unit, "S" 2nd Floor, Dewatering Bldg | TAB-SUSPENDED ENTITY | Suspended entities | Fire Prevention,Extinguisher | Fire Equipment | 41479 | FEQ | http://www.toronto.ca/TWONTO#00350
109832 | TAB-DEW-FEQ-5102S | Extinguisher, Fire, Dry, Hose Unit 102 , 3rd Floor,"W" , Dewatering Bldg | TAB-SUSPENDED ENTITY | Suspended entities | Fire Prevention,Extinguisher | Fire Equipment | 41481 | FEQ | http://www.toronto.ca/TWONTO#00350
109833 | TAB-DEW-FEQ-5103S | Extinguisher, Fire, Dry, Hose Unit 103, 3rd Floor,"S" Dewatering Bldg. | TAB-WA7-FEQ-2167S | Extinguisher, Fire - Dewatering | Fire Prevention,Extinguisher | Fire Equipment | 41482 | FEQ | http://www.toronto.ca/TWONTO#00350
109834 | TAB-DEW-FEQ-5104S | Extinguisher, Fire, Dry,Hose Unit 104, 3rd Floor,"E" Dewatering Bldg | TAB-SUSPENDED ENTITY | Suspended entities | Fire Prevention,Extinguisher | Fire Equipment | 41483 | FEQ | http://www.toronto.ca/TWONTO#00350
109835 | TAB-DEW-FEQ-5104S | Extinguisher, Fire, Dry,Hose Unit 104, 3rd Floor,"E" Dewatering Bldg | TAB-WA7-FEQ-2167S | Extinguisher, Fire - Dewatering | Fire Prevention,Extinguisher | Fire Equipment | 41483 | FEQ | http://www.toronto.ca/TWONTO#00350
109836 | TAB-DEW-FEQ-5106S | Extinguisher, Fire, Dry, Hose Unit 106, 4th Floor, "S" .Dewatering Bldg | TAB-SUSPENDED ENTITY | Suspended entities | Fire Prevention,Extinguisher | Fire Equipment | 41485 | FEQ | http://www.toronto.ca/TWONTO#00350
109837 | TAB-DEW-FEQ-5107S | Extinguisher, Fire, Dry, Hose Unit 107, 4th Floor,"E" Dewatering Bldg | TAB-SUSPENDED ENTITY | Suspended entities | Fire Prevention,Extinguisher | Fire Equipment | 41486 | FEQ | http://www.toronto.ca/TWONTO#00350
109838 | TAB-DEW-FEQ-5109S | Extinguisher, Fire, Dry, Hose Unit 109 , 5th Floor,"E", Dewatering Bldg. | TAB-SUSPENDED ENTITY | Suspended entities | Fire Prevention,Extinguisher | Fire Equipment | 41488 | FEQ | http://www.toronto.ca/TWONTO#00350
109839 | TAB-DEW-FEQ-5109S | Extinguisher, Fire, Dry, Hose Unit 109 , 5th Floor,"E", Dewatering Bldg. | TAB-WA7-FEQ-2167S | Extinguisher, Fire - Dewatering | Fire Prevention,Extinguisher | Fire Equipment | 41488 | FEQ | http://www.toronto.ca/TWONTO#00350
109840 | TAB-DEW-FEQ-5110S | Extinguisher, Fire, Dry, Hose Unit 110, Roof Electrical House,"SW" Dewatering Bldg. | TAB-WA7-FEQ-2167S | Extinguisher, Fire - Dewatering | Fire Prevention,Extinguisher | Fire Equipment | 41489 | FEQ | http://www.toronto.ca/TWONTO#00350
109841 | TAB-DEW-FEQ-5111S | Extinguisher, Fire, Dry, Hose Unit 111, 6th Flr. Out side Elevator Room Dewatering Bldg | TAB-WA7-FEQ-2167S | Extinguisher, Fire - Dewatering | Fire Prevention,Extinguisher | Fire Equipment | 41490 | FEQ | http://www.toronto.ca/TWONTO#00350
109842 | TAB-DEW-FEQ-5293S | Extinguisher, Fire, Dry, Hose Unit 93 ,Basement, ,"W" ,Dewatering Bldg | TAB-SUSPENDED ENTITY | Suspended entities | Fire Prevention,Extinguisher | Fire Equipment | 41491 | FEQ | http://www.toronto.ca/TWONTO#00350
109843 | TAB-DEW-FEQ-5294S | Extinguisher, Fire, Dry, Hose Unit 94, Basement, "S",Dewatering Bldg. | TAB-WA7-FEQ-2167S | Extinguisher, Fire - Dewatering | Fire Prevention,Extinguisher | Fire Equipment | 41492 | FEQ | http://www.toronto.ca/TWONTO#00350
109844 | TAB-DEW-FEQ-5295S | Extinguisher, Fire, Dry,Hose Unit 95, Basement, "E"Dewatering Bldg. | TAB-WA7-FEQ-2167S | Extinguisher, Fire - Dewatering | Fire Prevention,Extinguisher | Fire Equipment | 41493 | FEQ | http://www.toronto.ca/TWONTO#00350
109845 | TAB-DEW-FEQ-5296S | Extinguisher, Fire, Dry, Hose Unit 96, Main Floor,West Enterence, Dewatering Bldg. | TAB-WA7-FEQ-2167S | Extinguisher, Fire - Dewatering | Fire Prevention,Extinguisher | Fire Equipment | 41494 | FEQ | http://www.toronto.ca/TWONTO#00350
109846 | TAB-DEW-FEQ-5297S | Extinguisher, Fire, Dry, Hose Unit 97, Main Flr Southof Loading Area, Dewatering Bldg | TAB-SUSPENDED ENTITY | Suspended entities | Fire Prevention,Extinguisher | Fire Equipment | 41495 | FEQ | http://www.toronto.ca/TWONTO#00350
109847 | TAB-DEW-FEQ-5299S | Extinguisher, Fire, Dry, Hose Unit 99, 2nd Floor, "W" Dewatering Bldg. | TAB-SUSPENDED ENTITY | Suspended entities | Fire Prevention,Extinguisher | Fire Equipment | 41496 | FEQ | http://www.toronto.ca/TWONTO#00350
109848 | TAB-DEW-FEQ-5299S | Extinguisher, Fire, Dry, Hose Unit 99, 2nd Floor, "W" Dewatering Bldg. | TAB-WA7-FEQ-2167S | Extinguisher, Fire - Dewatering | Fire Prevention,Extinguisher | Fire Equipment | 41496 | FEQ | http://www.toronto.ca/TWONTO#00350
109849 | TAB-DEW-FEQ-5390S | Extinguisher, Fire, CO2, Basement,"W" , Old Dewatering Bldg | TAB-SUSPENDED ENTITY | Suspended entities | Fire Prevention,Extinguisher | Fire Equipment | 41497 | FEQ | http://www.toronto.ca/TWONTO#00350
109850 | TAB-DEW-FEQ-5390S | Extinguisher, Fire, CO2, Basement,"W" , Old Dewatering Bldg | TAB-WA7-FEQ-2167S | Extinguisher, Fire - Dewatering | Fire Prevention,Extinguisher | Fire Equipment | 41497 | FEQ | http://www.toronto.ca/TWONTO#00350
109851 | TAB-DEW-FEQ-5391S | Extinguisher, Fire, CO2, Basement, "C",Old Dewatering Bldg | TAB-SUSPENDED ENTITY | Suspended entities | Fire Prevention,Extinguisher | Fire Equipment | 41498 | FEQ | http://www.toronto.ca/TWONTO#00350
109852 | TAB-DEW-FEQ-5391S | Extinguisher, Fire, CO2, Basement, "C",Old Dewatering Bldg | TAB-WA7-FEQ-2167S | Extinguisher, Fire - Dewatering | Fire Prevention,Extinguisher | Fire Equipment | 41498 | FEQ | http://www.toronto.ca/TWONTO#00350
109853 | TAB-DEW-FEQ-5392S | Extinguisher, Fire, Dry, Basement,"E", Old Dewatering Bldg | TAB-SUSPENDED ENTITY | Suspended entities | Fire Prevention,Extinguisher | Fire Equipment | 41499 | FEQ | http://www.toronto.ca/TWONTO#00350
109854 | TAB-DEW-FEQ-5393S | Extinguisher, Fire, Dry, "E" Basement, Old Dewatering Bldg | TAB-SUSPENDED ENTITY | Suspended entities | Fire Prevention,Extinguisher | Fire Equipment | 41500 | FEQ | http://www.toronto.ca/TWONTO#00350
109855 | TAB-DEW-FEQ-5394S | Extinguisher, Fire, Dry, North West Maint. Shop, Dewatering Bldg. | TAB-SUSPENDED ENTITY | Suspended entities | Fire Prevention,Extinguisher | Fire Equipment | 41501 | FEQ | http://www.toronto.ca/TWONTO#00350
109856 | TAB-DEW-FEQ-5395S | Extinguisher, Fire, CO2, Main Floor, "C" Polymer West, Old Dewatering Bldg | TAB-WA7-FEQ-2167S | Extinguisher, Fire - Dewatering | Fire Prevention,Extinguisher | Fire Equipment | 41502 | FEQ | http://www.toronto.ca/TWONTO#00350
109857 | TAB-DEW-FEQ-5396S | Extinguisher, Fire, Dry, Main Floor, North C, Dewatering Bldg(Polymer West) | TAB-SUSPENDED ENTITY | Suspended entities | Fire Prevention,Extinguisher | Fire Equipment | 41503 | FEQ | http://www.toronto.ca/TWONTO#00350
109858 | TAB-DEW-FEQ-5396S | Extinguisher, Fire, Dry, Main Floor, North C, Dewatering Bldg(Polymer West) | TAB-WA7-FEQ-2167S | Extinguisher, Fire - Dewatering | Fire Prevention,Extinguisher | Fire Equipment | 41503 | FEQ | http://www.toronto.ca/TWONTO#00350
109859 | TAB-DEW-FEQ-5397S | Extinguisher, Fire, Dry, Main Floor,"E", Polymer Bldg. | TAB-WA7-FEQ-2167S | Extinguisher, Fire - Dewatering | Fire Prevention,Extinguisher | Fire Equipment | 41504 | FEQ | http://www.toronto.ca/TWONTO#00350
109860 | TAB-DEW-FEQ-5398S | Extinguisher, Fire, Dry, Main Floor, "S"Polymer Bldg | TAB-WA7-FEQ-2167S | Extinguisher, Fire - Dewatering | Fire Prevention,Extinguisher | Fire Equipment | 41505 | FEQ | http://www.toronto.ca/TWONTO#00350
109861 | TAB-DEW-FEQ-5399S | Extinguisher, Fire, CO2, 3rd Flr. Outside Ele. Cont. Room 1, Dew. Bldg | TAB-SUSPENDED ENTITY | Suspended entities | Fire Prevention,Extinguisher | Fire Equipment | 41506 | FEQ | http://www.toronto.ca/TWONTO#00350
109862 | TAB-DEW-FEQ-5400S | Extinguisher, Fire, CO2, 3rd Flr. Outside North Ele. Cont. Room 2, Dew. Bldg | TAB-SUSPENDED ENTITY | Suspended entities | Fire Prevention,Extinguisher | Fire Equipment | 41507 | FEQ | http://www.toronto.ca/TWONTO#00350
109863 | TAB-DEW-FEQ-5401S | Extinguisher, Fire, CO2, 3rd Flr. Outside East Ele. Cont. Room 2, Dew. Bldg | TAB-WA7-FEQ-2167S | Extinguisher, Fire - Dewatering | Fire Prevention,Extinguisher | Fire Equipment | 41508 | FEQ | http://www.toronto.ca/TWONTO#00350
109864 | TAB-DEW-FEQ-5402S | Fire Extinguisher, 5 lb ABC, Dewatering Elevator Mechanical Room | TAB-WA7-FEQ-2167S | Extinguisher, Fire - Dewatering |  | Fire Equipment | 41509 | FEQ | http://www.toronto.ca/TWONTO#00350
109865 | TAB-DEW-FEQ-5403S | Extinguisher, Fire, Lbs, Dry Chemical, Dewatering Building, 3rd Floor, South Center | TAB-SUSPENDED ENTITY | Suspended entities | Fire Prevention,Extinguisher | Fire Equipment | 41510 | FEQ | http://www.toronto.ca/TWONTO#00350
109866 | TAB-DEW-FEQ-5404S | Extinguisher, Fire,10 Lbs, Dry Chemical, Dewatering Building, 5th Floor, Operator's Kitchen | TAB-WA7-FEQ-2167S | Extinguisher, Fire - Dewatering | Fire Prevention,Extinguisher | Fire Equipment | 41511 | FEQ | http://www.toronto.ca/TWONTO#00350
109867 | TAB-DEW-FEQ-5405S | Extinguisher, Fire,5 Lbs, Dry Chemical, Old Dewatering Building, Polymer Room Entrance | TAB-SUSPENDED ENTITY | Suspended entities | Fire Prevention,Extinguisher | Fire Equipment | 41512 | FEQ | http://www.toronto.ca/TWONTO#00350
109868 | TAB-DEW-FEQ-5407S | Extinguisher, Fire, 15 Lbs, CO2, Old Dewatering Bldg.MCC Room | TAB-SUSPENDED ENTITY | Suspended entities | Fire Prevention,Extinguisher | Fire Equipment | 41514 | FEQ | http://www.toronto.ca/TWONTO#00350
109869 | TAB-DEW-FEQ-5407S | Extinguisher, Fire, 15 Lbs, CO2, Old Dewatering Bldg.MCC Room | TAB-WA7-FEQ-2166S | Extinguisher, Fire - Security & D Buildings | Fire Prevention,Extinguisher | Fire Equipment | 41514 | FEQ | http://www.toronto.ca/TWONTO#00350
109870 | TAB-DEW-FEQ-5407S | Extinguisher, Fire, 15 Lbs, CO2, Old Dewatering Bldg.MCC Room | TAB-WA7-FEQ-2167S | Extinguisher, Fire - Dewatering | Fire Prevention,Extinguisher | Fire Equipment | 41514 | FEQ | http://www.toronto.ca/TWONTO#00350
109871 | TAB-DEW-FEQ-5408S | Extinguisher, Fire, 15 Lbs, Old Dewatering Bldg.Sump Pump Discharge Room | TAB-SUSPENDED ENTITY | Suspended entities | Fire Prevention,Extinguisher | Fire Equipment | 41515 | FEQ | http://www.toronto.ca/TWONTO#00350
109872 | TAB-DEW-FEQ-5409S | Extinguisher, Fire,10 Lbs, Dry Chemical, Dewatering Building,Tool Crib Basement | TAB-SUSPENDED ENTITY | Suspended entities | Fire Prevention,Extinguisher | Fire Equipment | 41516 | FEQ | http://www.toronto.ca/TWONTO#00350
109873 | TAB-DEW-FEQ-5410S | Extinguisher, Fire,10 Lbs, Dry Chemical, Dewatering Basement | TAB-SUSPENDED ENTITY | Suspended entities | Fire Prevention,Extinguisher | Fire Equipment | 41517 | FEQ | http://www.toronto.ca/TWONTO#00350
109874 | TAB-DEW-FEQ-5411S | Extinguisher, Fire,10 Lbs, Dry Chemical, Dewatering Basement | TAB-WA7-FEQ-2167S | Extinguisher, Fire - Dewatering | Fire Prevention,Extinguisher | Fire Equipment | 41518 | FEQ | http://www.toronto.ca/TWONTO#00350
109875 | TAB-DEW-FEQ-5412S | Extinguisher, Fire,10 Lbs, Dry Chemical, Dewatering Basement | TAB-SUSPENDED ENTITY | Suspended entities | Fire Prevention,Extinguisher | Fire Equipment | 41519 | FEQ | http://www.toronto.ca/TWONTO#00350
109876 | TAB-DEW-FEQ-5413S | Extinguisher, Fire,15 Lbs, Dry Chemical, Dewatering Basement | TAB-WA7-FEQ-2167S | Extinguisher, Fire - Dewatering | Fire Prevention,Extinguisher | Fire Equipment | 41520 | FEQ | http://www.toronto.ca/TWONTO#00350
109877 | TAB-DEW-FEQ-5414S | Extinguisher, Fire,10 Lbs, Dry Chemical, Dewatering Basement | TAB-SUSPENDED ENTITY | Suspended entities | Fire Prevention,Extinguisher | Fire Equipment | 41521 | FEQ | http://www.toronto.ca/TWONTO#00350
109878 | TAB-DEW-FEQ-5415S | Extinguisher, Fire,15 Lbs, Dry Chemical, Dewatering Basement | TAB-SUSPENDED ENTITY | Suspended entities | Fire Prevention,Extinguisher | Fire Equipment | 41522 | FEQ | http://www.toronto.ca/TWONTO#00350
109879 | TAB-DEW-FEQ-5416S | Extinguisher, Fire,10 Lbs, Dry Chemical, Dewatering Basement | TAB-SUSPENDED ENTITY | Suspended entities | Fire Prevention,Extinguisher | Fire Equipment | 41523 | FEQ | http://www.toronto.ca/TWONTO#00350
109880 | TAB-DEW-FEQ-5417S | Extinguisher, Fire,10 Lbs, Dry Chemical, Dewatering 5th floor | TAB-SUSPENDED ENTITY | Suspended entities | Fire Prevention,Extinguisher | Fire Equipment | 41524 | FEQ | http://www.toronto.ca/TWONTO#00350
109881 | TAB-DEW-FEQ-5418S | Extinguisher, Fire,5 Lbs, Dry Chemical, Dewatering Polymer room | TAB-SUSPENDED ENTITY | Suspended entities | Fire Prevention,Extinguisher | Fire Equipment | 41525 | FEQ | http://www.toronto.ca/TWONTO#00350
109882 | TAB-DEW-FEQ-5418S | Extinguisher, Fire,5 Lbs, Dry Chemical, Dewatering Polymer room | TAB-WA7-FEQ-2167S | Extinguisher, Fire - Dewatering | Fire Prevention,Extinguisher | Fire Equipment | 41525 | FEQ | http://www.toronto.ca/TWONTO#00350
109883 | TAB-DEW-FEQ-5419S | Extinguisher, Fire,15 Lbs, Dry Chemical, Dewatering Polymer room | TAB-WA7-FEQ-2167S | Extinguisher, Fire - Dewatering | Fire Prevention,Extinguisher | Fire Equipment | 41526 | FEQ | http://www.toronto.ca/TWONTO#00350
109936 | TAB-DEW-FX-3961 | Flame Arrestor, Equalization Tank Odour Control Train #1 | TAB-DEW-SB-3965 | Canister, Carbon, Equalization Tank Odour Control Train 1 | Flame Arrester | Fire Equipment |  | FX | http://www.toronto.ca/TWONTO#00361
109937 | TAB-DEW-FX-3962 | Flame Arrestor, Equalization Tank Odour Control Train #2 | TAB-DEW EQUAL OCS | Equalization Tank Odour Control System | Flame Arrester | Fire Equipment |  | FX | http://www.toronto.ca/TWONTO#00361
109938 | TAB-DEW-FX-3963 | Flame Arrestor, Equalization Tank Odour Control Train #3 | TAB-DEW EQUAL OCS | Equalization Tank Odour Control System | Flame Arrester | Fire Equipment |  | FX | http://www.toronto.ca/TWONTO#00361
109939 | TAB-DEW-FX-4121 | Flame Arrestor, Digested Sludge Holding Tank 1 Odour Control, West | TAB-DEW-T-4100 | Tank, Sludge Holding #1 | Flame Arrester | Fire Equipment |  | FX | http://www.toronto.ca/TWONTO#00361
109940 | TAB-DEW-FX-4122 | Flame Arrestor, Digested Sludge Holding Tank 1 Odour Control, East | TAB-DEW-T-4100 | Tank, Sludge Holding #1 | Flame Arrester | Fire Equipment |  | FX | http://www.toronto.ca/TWONTO#00361
109941 | TAB-DEW-FX-4221 | Flame Arrestor, Digested Sludge Holding Tank 2 Odour Control, West | TAB-DEW-T-4200 | Tank, Sludge Holding #2 | Flame Arrester | Fire Equipment |  | FX | http://www.toronto.ca/TWONTO#00361
109942 | TAB-DEW-FX-4222 | Flame Arrestor, Digested Sludge Holding Tank 2 Odour Control, East | TAB-DEW-T-4200 | Tank, Sludge Holding #2 | Flame Arrester | Fire Equipment |  | FX | http://www.toronto.ca/TWONTO#00361
110989 | TAB-DIG-FEQ-5101S | Extinguisher, Fire,CO2, New Gas Control Bldg- MCC Room | TAB-SUSPENDED ENTITY | Suspended entities | Fire Prevention,Extinguisher,CO2 | Fire Equipment | 41528 | FEQ | http://www.toronto.ca/TWONTO#00350
110990 | TAB-DIG-FEQ-5101S | Extinguisher, Fire,CO2, New Gas Control Bldg- MCC Room | TAB-WA7-FEQ-2178S | Extinguisher, Fire - Gas Control Building | Fire Prevention,Extinguisher,CO2 | Fire Equipment | 41528 | FEQ | http://www.toronto.ca/TWONTO#00350
110991 | TAB-DIG-FEQ-5102S | Extinguisher, Fire, CO2, NE Corner, Compressor Rm, New Gas Control Bldg | TAB-SUSPENDED ENTITY | Suspended entities | Fire Prevention,Extinguisher,CO2 | Fire Equipment | 41529 | FEQ | http://www.toronto.ca/TWONTO#00350
110992 | TAB-DIG-FEQ-5102S | Extinguisher, Fire, CO2, NE Corner, Compressor Rm, New Gas Control Bldg | TAB-WA7-FEQ-2178S | Extinguisher, Fire - Gas Control Building | Fire Prevention,Extinguisher,CO2 | Fire Equipment | 41529 | FEQ | http://www.toronto.ca/TWONTO#00350
110993 | TAB-DIG-FEQ-5104S | Extinguisher, Fire, CO2, SW Corner, Compressor Rm, New Gas Control Bldg | TAB-SUSPENDED ENTITY | Suspended entities | Fire Prevention,Extinguisher,CO2 | Fire Equipment | 41531 | FEQ | http://www.toronto.ca/TWONTO#00350
110994 | TAB-DIG-FEQ-5104S | Extinguisher, Fire, CO2, SW Corner, Compressor Rm, New Gas Control Bldg | TAB-WA7-FEQ-2178S | Extinguisher, Fire - Gas Control Building | Fire Prevention,Extinguisher,CO2 | Fire Equipment | 41531 | FEQ | http://www.toronto.ca/TWONTO#00350
110995 | TAB-DIG-FEQ-5105S | Extinguisher, Fire, CO2, Mezzanine by Crane, New Gas Control Bldg | TAB-SUSPENDED ENTITY | Suspended entities | Fire Prevention,Extinguisher,CO2 | Fire Equipment | 41399 | FEQ | http://www.toronto.ca/TWONTO#00350
110996 | TAB-DIG-FEQ-5105S | Extinguisher, Fire, CO2, Mezzanine by Crane, New Gas Control Bldg | TAB-WA7-FEQ-2178S | Extinguisher, Fire - Gas Control Building | Fire Prevention,Extinguisher,CO2 | Fire Equipment | 41399 | FEQ | http://www.toronto.ca/TWONTO#00350
110997 | TAB-DIG-FEQ-5107S | Extinguisher, Fire, CO2, N/W Bsmt., New Gas Control Bldg | TAB-SUSPENDED ENTITY | Suspended entities | Fire Prevention,Extinguisher,CO2 | Fire Equipment | 41533 | FEQ | http://www.toronto.ca/TWONTO#00350
110998 | TAB-DIG-FEQ-5108S | Extinguisher, Fire, CO2, N/E Bsmt., New Gas Control Bldg | TAB-SUSPENDED ENTITY | Suspended entities | Fire Prevention,Extinguisher,CO2 | Fire Equipment | 41534 | FEQ | http://www.toronto.ca/TWONTO#00350
110999 | TAB-DIG-FEQ-5110S | Extinguisher, Fire,CO2, New Gas Control Bldg, Bsmt.East Centre Outside the Cage | TAB-SUSPENDED ENTITY | Suspended entities | Fire Prevention,Extinguisher,CO2 | Fire Equipment | 41536 | FEQ | http://www.toronto.ca/TWONTO#00350
111000 | TAB-DIG-FEQ-5111S | Extinguisher, Fire,Dry, New Gas Control Bldg, Bsmt.South Inside the Cage | TAB-WA7-FEQ-2178S | Extinguisher, Fire - Gas Control Building | Fire Prevention,Extinguisher,Dry Chemical | Fire Equipment | 41537 | FEQ | http://www.toronto.ca/TWONTO#00350
111001 | TAB-DIG-FEQ-5112S | Extinguisher, Fire, CO2, New Gas Control Bldg,S/W Bsmt., | TAB-SUSPENDED ENTITY | Suspended entities | Fire Prevention,Extinguisher,CO2 | Fire Equipment | 41538 | FEQ | http://www.toronto.ca/TWONTO#00350
111002 | TAB-DIG-FEQ-5121S | Extinguisher, Fire, Spare | TAB-WA7-FEQ-0002S | Extinguisher, Fire - Spares, Digester Gas Control Bldg - Crane Spares Rm. | Fire Prevention,Extinguisher | Fire Equipment | 41541 | FEQ | http://www.toronto.ca/TWONTO#00350
111003 | TAB-DIG-FEQ-5122S | Extinguisher, Fire, Crane Rm Spares, Digester Gas Control Bldg | TAB-SUSPENDED ENTITY | Suspended entities | Fire Prevention,Extinguisher | Fire Equipment | 41542 | FEQ | http://www.toronto.ca/TWONTO#00350
111004 | TAB-DIG-FEQ-5122S | Extinguisher, Fire, Crane Rm Spares, Digester Gas Control Bldg | TAB-WA7-FEQ-0002S | Extinguisher, Fire - Spares, Digester Gas Control Bldg - Crane Spares Rm. | Fire Prevention,Extinguisher | Fire Equipment | 41542 | FEQ | http://www.toronto.ca/TWONTO#00350
111005 | TAB-DIG-FEQ-5123S | Extinguisher, Fire, Crane Rm Spares, Digester Gas Control Bldg | TAB-WA7-FEQ-0002S | Extinguisher, Fire - Spares, Digester Gas Control Bldg - Crane Spares Rm. | Fire Prevention,Extinguisher | Fire Equipment | 41543 | FEQ | http://www.toronto.ca/TWONTO#00350
111006 | TAB-DIG-FEQ-5124S | Extinguisher, Fire, Spare | TAB-SUSPENDED ENTITY | Suspended entities | Fire Prevention,Extinguisher | Fire Equipment | 41544 | FEQ | http://www.toronto.ca/TWONTO#00350
111007 | TAB-DIG-FEQ-5124S | Extinguisher, Fire, Spare | TAB-WA7-FEQ-0002S | Extinguisher, Fire - Spares, Digester Gas Control Bldg - Crane Spares Rm. | Fire Prevention,Extinguisher | Fire Equipment | 41544 | FEQ | http://www.toronto.ca/TWONTO#00350
111008 | TAB-DIG-FEQ-5126S | Extinguisher, Fire, Crane Rm Spares, Digester Gas Control Bldg | TAB-SUSPENDED ENTITY | Suspended entities | Fire Prevention,Extinguisher | Fire Equipment | 41546 | FEQ | http://www.toronto.ca/TWONTO#00350
111009 | TAB-DIG-FEQ-5126S | Extinguisher, Fire, Crane Rm Spares, Digester Gas Control Bldg | TAB-WA7-FEQ-0002S | Extinguisher, Fire - Spares, Digester Gas Control Bldg - Crane Spares Rm. | Fire Prevention,Extinguisher | Fire Equipment | 41546 | FEQ | http://www.toronto.ca/TWONTO#00350
111010 | TAB-DIG-FEQ-5127S | Extinguisher, Fire, Crane Rm Spares, Digester Gas Control Bldg | TAB-SUSPENDED ENTITY | Suspended entities | Fire Prevention,Extinguisher | Fire Equipment | 41547 | FEQ | http://www.toronto.ca/TWONTO#00350
111011 | TAB-DIG-FEQ-5128S | Extinguisher, Fire, Crane Rm Spares, Digester Gas Control Bldg | TAB-SUSPENDED ENTITY | Suspended entities | Fire Prevention,Extinguisher | Fire Equipment | 41548 | FEQ | http://www.toronto.ca/TWONTO#00350
111012 | TAB-DIG-FEQ-5128S | Extinguisher, Fire, Crane Rm Spares, Digester Gas Control Bldg | TAB-WA7-FEQ-0002S | Extinguisher, Fire - Spares, Digester Gas Control Bldg - Crane Spares Rm. | Fire Prevention,Extinguisher | Fire Equipment | 41548 | FEQ | http://www.toronto.ca/TWONTO#00350
111013 | TAB-DIG-FEQ-5129S | Extinguisher, Fire, Crane Rm Spares, Digester Gas Control Bldg | TAB-SUSPENDED ENTITY | Suspended entities | Fire Prevention,Extinguisher | Fire Equipment | 41549 | FEQ | http://www.toronto.ca/TWONTO#00350
111014 | TAB-DIG-FEQ-5129S | Extinguisher, Fire, Crane Rm Spares, Digester Gas Control Bldg | TAB-WA7-FEQ-0002S | Extinguisher, Fire - Spares, Digester Gas Control Bldg - Crane Spares Rm. | Fire Prevention,Extinguisher | Fire Equipment | 41549 | FEQ | http://www.toronto.ca/TWONTO#00350
111015 | TAB-DIG-FEQ-5130S | Extinguisher, Fire, Crane Rm Spares, Digester Gas Control Bldg | TAB-WA7-FEQ-0002S | Extinguisher, Fire - Spares, Digester Gas Control Bldg - Crane Spares Rm. | Fire Prevention,Extinguisher | Fire Equipment | 41550 | FEQ | http://www.toronto.ca/TWONTO#00350
111016 | TAB-DIG-FEQ-5131S | Extinguisher, Fire, Crane Rm Spares, Digester Gas Control Bldg | TAB-SUSPENDED ENTITY | Suspended entities | Fire Prevention,Extinguisher | Fire Equipment | 41551 | FEQ | http://www.toronto.ca/TWONTO#00350
111017 | TAB-DIG-FEQ-5132S | Extinguisher, Fire, Crane Rm Spares, Digester Gas Control Bldg | TAB-SUSPENDED ENTITY | Suspended entities | Fire Prevention,Extinguisher | Fire Equipment | 41552 | FEQ | http://www.toronto.ca/TWONTO#00350
111018 | TAB-DIG-FEQ-5133S | Extinguisher, Fire, Crane Rm Spares, Digester Gas Control Bldg | TAB-WA7-FEQ-0002S | Extinguisher, Fire - Spares, Digester Gas Control Bldg - Crane Spares Rm. | Fire Prevention,Extinguisher | Fire Equipment | 41553 | FEQ | http://www.toronto.ca/TWONTO#00350
111019 | TAB-DIG-FEQ-5134S | Extinguisher, Fire, Carbon Dioxide, 190849, Crane Rm Spares, Digester Gas Control Bldg | TAB-WA7-FEQ-0002S | Extinguisher, Fire - Spares, Digester Gas Control Bldg - Crane Spares Rm. | Fire Prevention,Extinguisher | Fire Equipment | 41554 | FEQ | http://www.toronto.ca/TWONTO#00350
111020 | TAB-DIG-FEQ-5135S | Extinguisher, Fire, Crane Rm Spares, Digester Gas Control Bldg | TAB-SUSPENDED ENTITY | Suspended entities | Fire Prevention,Extinguisher | Fire Equipment | 41555 | FEQ | http://www.toronto.ca/TWONTO#00350
111021 | TAB-DIG-FEQ-5440S | Extinguisher, Fire, Dry, Basement, Digestion Tank 1 - 4 | TAB-WA7-FEQ-0003S | Extinguisher, Fire - Digester Tank #1 to #22 | Fire Prevention,Extinguisher | Fire Equipment | 41556 | FEQ | http://www.toronto.ca/TWONTO#00350
111022 | TAB-DIG-FEQ-5441S | Extinguisher, Fire, Dry, Main Floor, Digestion Tank 1 - 4 | TAB-SUSPENDED ENTITY | Suspended entities | Fire Prevention,Extinguisher | Fire Equipment | 41557 | FEQ | http://www.toronto.ca/TWONTO#00350
111023 | TAB-DIG-FEQ-5441S | Extinguisher, Fire, Dry, Main Floor, Digestion Tank 1 - 4 | TAB-WA7-FEQ-0003S | Extinguisher, Fire - Digester Tank #1 to #22 | Fire Prevention,Extinguisher | Fire Equipment | 41557 | FEQ | http://www.toronto.ca/TWONTO#00350
111024 | TAB-DIG-FEQ-5442S | Extinguisher, Fire, Dry,Digestion Tank 1 - 4, 2nd Flr. Out side HVAC Room | TAB-SUSPENDED ENTITY | Suspended entities | Fire Prevention,Extinguisher | Fire Equipment | 41558 | FEQ | http://www.toronto.ca/TWONTO#00350
111025 | TAB-DIG-FEQ-5444S | Extinguisher, Fire, Dry,Digestion Tank1-4, Bsmt. South | TAB-SUSPENDED ENTITY | Suspended entities | Fire Prevention,Extinguisher | Fire Equipment | 41560 | FEQ | http://www.toronto.ca/TWONTO#00350
111026 | TAB-DIG-FEQ-5450S | Extinguisher, Fire,CO2, Digestion Tank 5-8 Bsmt.West enterance | TAB-SUSPENDED ENTITY | Suspended entities | Fire Prevention,Extinguisher | Fire Equipment | 41608 | FEQ | http://www.toronto.ca/TWONTO#00350
111027 | TAB-DIG-FEQ-5450S | Extinguisher, Fire,CO2, Digestion Tank 5-8 Bsmt.West enterance | TAB-WA7-FEQ-0003S | Extinguisher, Fire - Digester Tank #1 to #22 | Fire Prevention,Extinguisher | Fire Equipment | 41608 | FEQ | http://www.toronto.ca/TWONTO#00350
111028 | TAB-DIG-FEQ-5451S | Extinguisher, Fire, CO2,Digestion Tank 5-8 Bsmt., East Enterance | TAB-SUSPENDED ENTITY | Suspended entities | Fire Prevention,Extinguisher | Fire Equipment | 41609 | FEQ | http://www.toronto.ca/TWONTO#00350
111029 | TAB-DIG-FEQ-5452S | Extinguisher, Fire, Dry, Digestion Tank 5-8 Main Flr. West | TAB-WA7-FEQ-0003S | Extinguisher, Fire - Digester Tank #1 to #22 | Fire Prevention,Extinguisher | Fire Equipment | 41610 | FEQ | http://www.toronto.ca/TWONTO#00350
111030 | TAB-DIG-FEQ-5453S | Extinguisher, Fire,Dry,Digestion Tank 5-8 Main Flr, South Enterance | TAB-WA7-FEQ-0003S | Extinguisher, Fire - Digester Tank #1 to #22 | Fire Prevention,Extinguisher | Fire Equipment | 41611 | FEQ | http://www.toronto.ca/TWONTO#00350
111031 | TAB-DIG-FEQ-5454S | Extinguisher, Fire,Dry,Digestion Tank 5-8 2nd Flr. Out side Gas Room | TAB-WA7-FEQ-0003S | Extinguisher, Fire - Digester Tank #1 to #22 | Fire Prevention,Extinguisher | Fire Equipment | 41612 | FEQ | http://www.toronto.ca/TWONTO#00350
111032 | TAB-DIG-FEQ-5455S | Extinguisher, Fire,CO2, Digestion Tank 5-8 2nd Flr.Inside HVAC Room | TAB-WA7-FEQ-0003S | Extinguisher, Fire - Digester Tank #1 to #22 | Fire Prevention,Extinguisher | Fire Equipment | 41613 | FEQ | http://www.toronto.ca/TWONTO#00350
111033 | TAB-DIG-FEQ-5460S | Extinguisher, Fire, Carbon Dioxide, Basement, Digestion Tank 9 - 12 | TAB-SUSPENDED ENTITY | Suspended entities | Fire Prevention,Extinguisher | Fire Equipment | 42014 | FEQ | http://www.toronto.ca/TWONTO#00350
111034 | TAB-DIG-FEQ-5460S | Extinguisher, Fire, Carbon Dioxide, Basement, Digestion Tank 9 - 12 | TAB-WA7-FEQ-0003S | Extinguisher, Fire - Digester Tank #1 to #22 | Fire Prevention,Extinguisher | Fire Equipment | 42014 | FEQ | http://www.toronto.ca/TWONTO#00350
111035 | TAB-DIG-FEQ-5461S | Extinguisher, Fire, Carbon Dioxide, Main Floor, West Enterance, Digestion Tank 9 - 12 | TAB-SUSPENDED ENTITY | Suspended entities | Fire Prevention,Extinguisher | Fire Equipment | 42015 | FEQ | http://www.toronto.ca/TWONTO#00350
111036 | TAB-DIG-FEQ-5462S | Extinguisher, Fire, Carbon Dioxide, Digester 9-12 Main Flr. East Entr. | TAB-SUSPENDED ENTITY | Suspended entities | Fire Prevention,Extinguisher | Fire Equipment | 42016 | FEQ | http://www.toronto.ca/TWONTO#00350
111037 | TAB-DIG-FEQ-5470S | Extinguisher, Fire, Dry, Basement, N. Digestion Tank 13 - 16 | TAB-SUSPENDED ENTITY | Suspended entities | Fire Prevention,Extinguisher | Fire Equipment | 42019 | FEQ | http://www.toronto.ca/TWONTO#00350
111038 | TAB-DIG-FEQ-5472S | Extinguisher, Fire, Dry, Basement, W. Digestion Tank 13 - 16 | TAB-SUSPENDED ENTITY | Suspended entities | Fire Prevention,Extinguisher | Fire Equipment | 42021 | FEQ | http://www.toronto.ca/TWONTO#00350
111039 | TAB-DIG-FEQ-5473S | Extinguisher, Fire, Dry, Basement, S. Digestion Tank 13 - 16 | TAB-SUSPENDED ENTITY | Suspended entities | Fire Prevention,Extinguisher | Fire Equipment | 42022 | FEQ | http://www.toronto.ca/TWONTO#00350
111040 | TAB-DIG-FEQ-5475S | Extinguisher, Fire, Dry, Main Floor, Lunch Room, Digestion Tank 13 - 16 | TAB-SUSPENDED ENTITY | Suspended entities | Fire Prevention,Extinguisher | Fire Equipment | 42024 | FEQ | http://www.toronto.ca/TWONTO#00350
111041 | TAB-DIG-FEQ-5476S | Extinguisher, Fire, Dry, Main Floor, MCC Room, Digestion Tank 13 - 16 | TAB-SUSPENDED ENTITY | Suspended entities | Fire Prevention,Extinguisher | Fire Equipment | 42025 | FEQ | http://www.toronto.ca/TWONTO#00350
111042 | TAB-DIG-FEQ-5477S | Extinguisher, Fire, Dry, Main Floor, Gas Shop, Digestion Tank 13 - 16 | TAB-WA7-FEQ-0003S | Extinguisher, Fire - Digester Tank #1 to #22 | Fire Prevention,Extinguisher | Fire Equipment | 42026 | FEQ | http://www.toronto.ca/TWONTO#00350
111043 | TAB-DIG-FEQ-5478S | Extinguisher, Dry, Main Floor, Compressor Room, North, Digestion Tank 13 - 16 | TAB-SUSPENDED ENTITY | Suspended entities | Fire Prevention,Extinguisher | Fire Equipment | 42027 | FEQ | http://www.toronto.ca/TWONTO#00350
111044 | TAB-DIG-FEQ-5480S | Extinguisher, Fire, Dry, Basement, N., Digestion Tank 19 - 22 | TAB-SUSPENDED ENTITY | Suspended entities | Fire Prevention,Extinguisher | Fire Equipment | 42029 | FEQ | http://www.toronto.ca/TWONTO#00350
111045 | TAB-DIG-FEQ-5481S | Extinguisher, Fire, Dry, Basement, E., Digestion Tank 19 - 22 | TAB-SUSPENDED ENTITY | Suspended entities | Fire Prevention,Extinguisher | Fire Equipment | 42030 | FEQ | http://www.toronto.ca/TWONTO#00350
111046 | TAB-DIG-FEQ-5482S | Extinguisher, Fire, Dry, Basement, W., Digestion Tank 19 - 22 | TAB-WA7-FEQ-0003S | Extinguisher, Fire - Digester Tank #1 to #22 | Fire Prevention,Extinguisher | Fire Equipment | 42031 | FEQ | http://www.toronto.ca/TWONTO#00350
111047 | TAB-DIG-FEQ-5483S | Extinguisher, Fire, Dry, Basement, S., Digestion Tank 19 - 22 | TAB-SUSPENDED ENTITY | Suspended entities | Fire Prevention,Extinguisher | Fire Equipment | 42032 | FEQ | http://www.toronto.ca/TWONTO#00350
111048 | TAB-DIG-FEQ-5484S | Extinguisher, Fire, Dry, Out Side Control Room, Digestion Tank 19 - 22 | TAB-SUSPENDED ENTITY | Suspended entities | Fire Prevention,Extinguisher | Fire Equipment | 42033 | FEQ | http://www.toronto.ca/TWONTO#00350
111049 | TAB-DIG-FEQ-5485S | Extinguisher, Fire, Dry, Battery Room, Digestion Tank 19 - 22 Main Flr. | TAB-SUSPENDED ENTITY | Suspended entities | Fire Prevention,Extinguisher | Fire Equipment | 42034 | FEQ | http://www.toronto.ca/TWONTO#00350
111050 | TAB-DIG-FEQ-5485S | Extinguisher, Fire, Dry, Battery Room, Digestion Tank 19 - 22 Main Flr. | TAB-WA7-FEQ-0003S | Extinguisher, Fire - Digester Tank #1 to #22 | Fire Prevention,Extinguisher | Fire Equipment | 42034 | FEQ | http://www.toronto.ca/TWONTO#00350
111051 | TAB-DIG-FEQ-5486S | Extinguisher, Fire, Dry, MCC Room, Digestion Tank 19 - 22 main Flr. | TAB-SUSPENDED ENTITY | Suspended entities | Fire Prevention,Extinguisher | Fire Equipment | 42035 | FEQ | http://www.toronto.ca/TWONTO#00350
111052 | TAB-DIG-FEQ-5487S | Extinguisher, Fire, Dry, Compressor Room, N., Digestion Tank 19 - 22 | TAB-SUSPENDED ENTITY | Suspended entities | Fire Prevention,Extinguisher | Fire Equipment | 42036 | FEQ | http://www.toronto.ca/TWONTO#00350
111053 | TAB-DIG-FEQ-5489S | Extinguisher, Fire, Lbs, Dry Chemical, Btwn Digester 1-4 and Digester 5-8, Control Room, North Wall | TAB-SUSPENDED ENTITY | Suspended entities | Fire Prevention,Extinguisher | Fire Equipment | 42038 | FEQ | http://www.toronto.ca/TWONTO#00350
111054 | TAB-DIG-FEQ-5490S | Extinguisher, Fire, Lbs, Dry Chemical, Btwn Digester 1-4 and Digester 5-8, Control Room, North Wall | TAB-SUSPENDED ENTITY | Suspended entities | Fire Prevention,Extinguisher | Fire Equipment | 42039 | FEQ | http://www.toronto.ca/TWONTO#00350
111055 | TAB-DIG-FEQ-5491S | Extinguisher, Fire, Lbs, Dry Chemical, Digester 9-12, Control Room, North Wall | TAB-SUSPENDED ENTITY | Suspended entities | Fire Prevention,Extinguisher | Fire Equipment | 42040 | FEQ | http://www.toronto.ca/TWONTO#00350
111056 | TAB-DIG-FEQ-5493S | Extinguisher, Fire, Lbs, Dry Chemical, Digester 13-16, Crane Room, North Wall | TAB-SUSPENDED ENTITY | Suspended entities | Fire Prevention,Extinguisher | Fire Equipment | 42042 | FEQ | http://www.toronto.ca/TWONTO#00350
112607 | TAB-DIS-FEQ-1002S | Extinguisher, Fire, Scrubber Rm. Chlorine Bldg | TAB-WA7-FEQ-2165AS | Extinguisher, Fire - Chlorine Building | Fire Prevention,Extinguisher | Fire Equipment | 42044 | FEQ | http://www.toronto.ca/TWONTO#00350
112608 | TAB-DIS-FEQ-1003S | Extinguisher, Fire, Basement, Chlorine Bldg | TAB-WA7-FEQ-2165AS | Extinguisher, Fire - Chlorine Building | Fire Prevention,Extinguisher | Fire Equipment | 42045 | FEQ | http://www.toronto.ca/TWONTO#00350
112609 | TAB-DIS-FEQ-1004S | Extinguisher, Fire, 1st Floor, Chlorine Bldg | TAB-SUSPENDED ENTITY | Suspended entities | Fire Prevention,Extinguisher | Fire Equipment | 42046 | FEQ | http://www.toronto.ca/TWONTO#00350
112610 | TAB-DIS-FEQ-1005S | Extinguisher, Fire, 1st Floor, Gallery SW, Chlorine Bldg | TAB-SUSPENDED ENTITY | Suspended entities | Fire Prevention,Extinguisher | Fire Equipment | 42047 | FEQ | http://www.toronto.ca/TWONTO#00350
112980 | TAB-EL1-CP-7160 | Panel,Fire Alarm,North Substation,1st Floor | NORTH SUBSTN_1ST FLR | MSA Substation,1st Floor | Fire Prevention,Cabinet | Fire Equipment |  | CP | http://www.toronto.ca/TWONTO#00154
112985 | TAB-EL1-FEQ-5050S | Extinguisher, Fire, Carbon Dioxide, North Hydro Sub-Station | TAB-SUSPENDED ENTITY | Suspended entities | Fire Prevention,Extinguisher | Fire Equipment | 42048 | FEQ | http://www.toronto.ca/TWONTO#00350
112986 | TAB-EL1-FEQ-5053S | Extinguisher, Fire, Dry, New North Hydro Sub-Station | TAB-SUSPENDED ENTITY | Suspended entities | Fire Prevention,Extinguisher | Fire Equipment | 42051 | FEQ | http://www.toronto.ca/TWONTO#00350
112987 | TAB-EL1-FEQ-5054S | Extinguisher, Fire, Dry, New North Hydro Sub-Station | TAB-SUSPENDED ENTITY | Suspended entities | Fire Prevention,Extinguisher | Fire Equipment | 42052 | FEQ | http://www.toronto.ca/TWONTO#00350
112988 | TAB-EL1-FEQ-5055S | Extinguisher, Fire, 5Lbs, Dry Chemical, Old North Substation | TAB-WA7-FEQ-0005S | Extinguisher, Fire - Hydro Sub-Stations | Fire Prevention,Extinguisher | Fire Equipment | 42053 | FEQ | http://www.toronto.ca/TWONTO#00350
112989 | TAB-EL1-FEQ-5056S | Extinguisher, Fire, 5Lbs, Dry Chemical, Old North Substation | TAB-SUSPENDED ENTITY | Suspended entities | Fire Prevention,Extinguisher | Fire Equipment | 42054 | FEQ | http://www.toronto.ca/TWONTO#00350
112990 | TAB-EL1-FEQ-5057S | Extinguisher, Fire, 5Lbs, Dry Chemical, Old North Substation | TAB-SUSPENDED ENTITY | Suspended entities | Fire Prevention,Extinguisher | Fire Equipment | 42055 | FEQ | http://www.toronto.ca/TWONTO#00350
112991 | TAB-EL1-FEQ-5058S | Extinguisher, Fire, 5Lbs, Dry Chemical, Old North Substation | TAB-WA7-FEQ-0005S | Extinguisher, Fire - Hydro Sub-Stations | Fire Prevention,Extinguisher | Fire Equipment | 42056 | FEQ | http://www.toronto.ca/TWONTO#00350
112992 | TAB-EL1-FEQ-5059S | Extinguisher, Fire, 14.9 Kg, Dry Chemical, Mobile Generator No.1, Outdoor North of North Substation | TAB-SUSPENDED ENTITY | Suspended entities | Fire Prevention,Extinguisher | Fire Equipment | 42057 | FEQ | http://www.toronto.ca/TWONTO#00350
112993 | TAB-EL1-FEQ-5060S | Extinguisher, Fire, 14.9 Kg, Dry Chemical, Mobile Generator No.2, Outdoor North of North Substation | TAB-WA7-FEQ-0005S | Extinguisher, Fire - Hydro Sub-Stations | Fire Prevention,Extinguisher | Fire Equipment | 42058 | FEQ | http://www.toronto.ca/TWONTO#00350
113440 | TAB-EL2-FEQ-5060S | Extinguisher, Fire, I.F.E., South Sub-Stations, Main Fl., N. | TAB-SUSPENDED ENTITY | Suspended entities | Fire Prevention,Extinguisher | Fire Equipment | 42059 | FEQ | http://www.toronto.ca/TWONTO#00350
113441 | TAB-EL2-FEQ-5060S | Extinguisher, Fire, I.F.E., South Sub-Stations, Main Fl., N. | TAB-WA7-FEQ-0005S | Extinguisher, Fire - Hydro Sub-Stations | Fire Prevention,Extinguisher | Fire Equipment | 42059 | FEQ | http://www.toronto.ca/TWONTO#00350
113442 | TAB-EL2-FEQ-5061S | Extinguisher, Fire, Dry, South Sub-Station, Main Flr. South | TAB-WA7-FEQ-0005S | Extinguisher, Fire - Hydro Sub-Stations | Fire Prevention,Extinguisher | Fire Equipment | 42060 | FEQ | http://www.toronto.ca/TWONTO#00350
113443 | TAB-EL2-FEQ-5062S | Extinguisher, Fire, Dry,Hydro Sub-Stations, South, Maintenance Cage, | TAB-WA7-FEQ-0005S | Extinguisher, Fire - Hydro Sub-Stations | Fire Prevention,Extinguisher | Fire Equipment | 42061 | FEQ | http://www.toronto.ca/TWONTO#00350
113444 | TAB-EL2-FEQ-5063S | Extinguisher, Fire, CO2,10 Lbs., South Sub-Station, 2nd Flr. North | TAB-SUSPENDED ENTITY | Suspended entities | Fire Prevention,Extinguisher | Fire Equipment | 42062 | FEQ | http://www.toronto.ca/TWONTO#00350
113445 | TAB-EL2-FEQ-5064S | Extinguisher, Fire, CO2,10 Lbs., South Sub-Station, 2nd Flr. South | TAB-WA7-FEQ-0005S | Extinguisher, Fire - Hydro Sub-Stations | Fire Prevention,Extinguisher | Fire Equipment | 42063 | FEQ | http://www.toronto.ca/TWONTO#00350
113446 | TAB-EL2-FEQ-5065S | Extinguisher, Fire, Dry, Training Room, 2nd Floor, Hydro Sub-Stations South | TAB-WA7-FEQ-0005S | Extinguisher, Fire - Hydro Sub-Stations | Fire Prevention,Extinguisher | Fire Equipment | 42064 | FEQ | http://www.toronto.ca/TWONTO#00350
113627 | TAB-EL3-FEQ-5070S | Extinguisher, Fire, CO2, 10 Lbs, Hydro Sub-Stations, Seawall Sub-Stn, Main Flr | TAB-SUSPENDED ENTITY | Suspended entities | Fire Prevention,Extinguisher | Fire Equipment | 42065 | FEQ | http://www.toronto.ca/TWONTO#00350
113628 | TAB-EL3-FEQ-5071S | Extinguisher, Fire, Dry, Main Floor North, Seawall Hydro Sub-Station | TAB-SUSPENDED ENTITY | Suspended entities | Fire Prevention,Extinguisher | Fire Equipment | 42066 | FEQ | http://www.toronto.ca/TWONTO#00350
113629 | TAB-EL3-FEQ-5072S | Extinguisher, Fire,Dry,10Lbs, Seawall Hydro, Main Flr., N-E | TAB-SUSPENDED ENTITY | Suspended entities | Fire Prevention,Extinguisher | Fire Equipment | 42067 | FEQ | http://www.toronto.ca/TWONTO#00350
113630 | TAB-EL3-FEQ-5073S | Extinguisher, Fire, CO2,10Lbs, Seawall Hydro, Main Flr.,S-E | TAB-SUSPENDED ENTITY | Suspended entities | Fire Prevention,Extinguisher | Fire Equipment | 42068 | FEQ | http://www.toronto.ca/TWONTO#00350
113631 | TAB-EL3-FEQ-5074S | Extinguisher, Fire, Dry, Hydro Sub-Stations, Seawall Sub-Stn, Basement Outside Cage, | TAB-SUSPENDED ENTITY | Suspended entities | Fire Prevention,Extinguisher | Fire Equipment | 42069 | FEQ | http://www.toronto.ca/TWONTO#00350
113632 | TAB-EL3-FEQ-5074S | Extinguisher, Fire, Dry, Hydro Sub-Stations, Seawall Sub-Stn, Basement Outside Cage, | TAB-WA7-FEQ-0005S | Extinguisher, Fire - Hydro Sub-Stations | Fire Prevention,Extinguisher | Fire Equipment | 42069 | FEQ | http://www.toronto.ca/TWONTO#00350
113816 | TAB-ELS-FEQ-5050 | Fire Extinguisher,North Substation,1st Floor,West Entrance | NORTH SUBSTN_1ST FLR | MSA Substation,1st Floor | Fire Prevention,Extinguisher,Dry Chemical | Fire Equipment |  | FEQ | http://www.toronto.ca/TWONTO#00350
113817 | TAB-ELS-FEQ-5051 | Fire Extinguisher,North Substation,1st Floor,East Entrance | NORTH SUBSTN_1ST FLR | MSA Substation,1st Floor | Fire Prevention,Extinguisher,Dry Chemical | Fire Equipment |  | FEQ | http://www.toronto.ca/TWONTO#00350
113818 | TAB-ELS-FEQ-5052 | Fire Extinguisher,North Substation,1st Floor,East Wall | NORTH SUBSTN_1ST FLR | MSA Substation,1st Floor | Fire Prevention,Extinguisher,Dry Chemical | Fire Equipment |  | FEQ | http://www.toronto.ca/TWONTO#00350
113819 | TAB-ELS-FEQ-5054 | Fire Extinguisher,North Substation,Basement,East Entrance | NORTH SUBSTATION_BASEMENT | MSA Substation,Basement | Fire Prevention,Extinguisher,Dry Chemical | Fire Equipment |  | FEQ | http://www.toronto.ca/TWONTO#00350
113820 | TAB-ELS-FEQ-5055 | Fire Extinguisher,North Substation,1st Floor,Battery Room,East Wall | NORTH SUBSTN_BTTRY RM | MSA Substation,Battery Room | Fire Prevention,Extinguisher,Dry Chemical | Fire Equipment |  | FEQ | http://www.toronto.ca/TWONTO#00350
113965 | TAB-FEQ-ASH-1500 | Smoke/Carbon Monoxide Detector, Stand alone system, CTC training room | TAB-SES-SQ | WA7 Safety Equipment | Fire Prevention,Smoke Detector | Fire Equipment |  | ASH | http://www.toronto.ca/TWONTO#00362
113969 | TAB-FEQ-HOSE | Fire Standpipe/Hose Cabinets | TAB-FEQ | Fire Protection Equipment, Plant Wide | Fire Prevention,Hose | Fire Equipment |  |  | http://www.toronto.ca/TWONTO#00260
113971 | TAB-FEQ-SPRINK | Sprinklers & associated equipment | TAB-FEQ | Fire Protection Equipment, Plant Wide |  | Fire Equipment |  |  | http://www.toronto.ca/TWONTO#00260
114044 | TAB-HRS-FEQ-5217S | Extinguisher, Fire, Hose Cabinet Unit 17 , Dry, 5th Floor "E", Heat Recovery | TAB-SUSPENDED ENTITY | Suspended entities | Fire Prevention,Extinguisher | Fire Equipment | 42072 | FEQ | http://www.toronto.ca/TWONTO#00350
114045 | TAB-HRS-FEQ-5218S | Extinguisher, Fire,Hose Cabinet Unit 18 , Dry, 5th Floor "W", Heat Recovery | TAB-SUSPENDED ENTITY | Suspended entities | Fire Prevention,Extinguisher | Fire Equipment | 42073 | FEQ | http://www.toronto.ca/TWONTO#00350
114046 | TAB-HRS-FEQ-5218S | Extinguisher, Fire,Hose Cabinet Unit 18 , Dry, 5th Floor "W", Heat Recovery | TAB-WA7-FEQ-0013S | Extinguisher, Fire - Heat Recovery | Fire Prevention,Extinguisher | Fire Equipment | 42073 | FEQ | http://www.toronto.ca/TWONTO#00350
114047 | TAB-HRS-FEQ-5220S | Extinguisher, Fire, Hose Cabinet Unit 20 , Dry, 3rd Floor "W", Heat Recovery | TAB-SUSPENDED ENTITY | Suspended entities | Fire Prevention,Extinguisher | Fire Equipment | 42075 | FEQ | http://www.toronto.ca/TWONTO#00350
114048 | TAB-HRS-FEQ-5220S | Extinguisher, Fire, Hose Cabinet Unit 20 , Dry, 3rd Floor "W", Heat Recovery | TAB-WA7-FEQ-0013S | Extinguisher, Fire - Heat Recovery | Fire Prevention,Extinguisher | Fire Equipment | 42075 | FEQ | http://www.toronto.ca/TWONTO#00350
114049 | TAB-HRS-FEQ-5222S | Extinguisher, Fire, Hose Cabinet Unit 22 , Dry, 1st Floor "W", Heat Recovery | TAB-SUSPENDED ENTITY | Suspended entities | Fire Prevention,Extinguisher | Fire Equipment | 42077 | FEQ | http://www.toronto.ca/TWONTO#00350
114050 | TAB-HRS-FEQ-5223S | Extinguisher, Fire, Hose Cabinet Unit 23 , Dry, 1st Floor "E", Heat Recovery | TAB-SUSPENDED ENTITY | Suspended entities | Fire Prevention,Extinguisher | Fire Equipment | 42078 | FEQ | http://www.toronto.ca/TWONTO#00350
114051 | TAB-HRS-FEQ-5224S | Extinguisher, Fire, Hose Cabinet Unit 24 , Dry, Basement "W", Heat Recovery | TAB-SUSPENDED ENTITY | Suspended entities | Fire Prevention,Extinguisher | Fire Equipment | 42079 | FEQ | http://www.toronto.ca/TWONTO#00350
114052 | TAB-HRS-FEQ-5225S | Extinguisher, Fire, Hose Cabinet Unit 25 , Dry, Basement "E", Heat Recovery | TAB-SUSPENDED ENTITY | Suspended entities | Fire Prevention,Extinguisher | Fire Equipment | 42080 | FEQ | http://www.toronto.ca/TWONTO#00350
114081 | TAB-INC-FEQ-5202S | Extinguisher, Fire, 10 lbs, Dry, Hose Unit #2, Basement, Incinerator Bldg | TAB-SUSPENDED ENTITY | Suspended entities | Fire Prevention,Extinguisher | Fire Equipment | 42200 | FEQ | http://www.toronto.ca/TWONTO#00350
114082 | TAB-INC-FEQ-5202S | Extinguisher, Fire, 10 lbs, Dry, Hose Unit #2, Basement, Incinerator Bldg | TAB-WA7-FEQ-2174S | Extinguisher, Fire - Incinerators,Silo , Biosolid Truck Loading & Auxiliary Building, Stack | Fire Prevention,Extinguisher | Fire Equipment | 42200 | FEQ | http://www.toronto.ca/TWONTO#00350
114083 | TAB-INC-FEQ-5203S | Extinguisher, Fire, SN#897669, 10lbs, Dry, Hose Unit #3, 1st Floor, "W", Incinerator Bldg. | TAB-SUSPENDED ENTITY | Suspended entities | Fire Prevention,Extinguisher | Fire Equipment | 42201 | FEQ | http://www.toronto.ca/TWONTO#00350
114084 | TAB-INC-FEQ-5203S | Extinguisher, Fire, SN#897669, 10lbs, Dry, Hose Unit #3, 1st Floor, "W", Incinerator Bldg. | TAB-WA7-FEQ-2174S | Extinguisher, Fire - Incinerators,Silo , Biosolid Truck Loading & Auxiliary Building, Stack | Fire Prevention,Extinguisher | Fire Equipment | 42201 | FEQ | http://www.toronto.ca/TWONTO#00350
114085 | TAB-INC-FEQ-5206S | Extinguisher, Fire, 10 lbs, Dry, Hose Unit #6 2nd Floor, Incinerator bldg | TAB-SUSPENDED ENTITY | Suspended entities | Fire Prevention,Extinguisher | Fire Equipment | 42203 | FEQ | http://www.toronto.ca/TWONTO#00350
114086 | TAB-INC-FEQ-5207S | Extinguisher, Fire, 8 lbs, Dry, Hose Unit #7, 3rd Floor, "E", Incinerator Bldg. | TAB-SUSPENDED ENTITY | Suspended entities | Fire Prevention,Extinguisher | Fire Equipment | 42204 | FEQ | http://www.toronto.ca/TWONTO#00350
114087 | TAB-INC-FEQ-5208S | Extinguisher, Fire, 10 lbs, Dry, Hose Unit # 8, 3rd Floor, "W", Incinerator Bldg. | TAB-SUSPENDED ENTITY | Suspended entities | Fire Prevention,Extinguisher | Fire Equipment | 42205 | FEQ | http://www.toronto.ca/TWONTO#00350
114088 | TAB-INC-FEQ-5208S | Extinguisher, Fire, 10 lbs, Dry, Hose Unit # 8, 3rd Floor, "W", Incinerator Bldg. | TAB-WA7-FEQ-2174S | Extinguisher, Fire - Incinerators,Silo , Biosolid Truck Loading & Auxiliary Building, Stack | Fire Prevention,Extinguisher | Fire Equipment | 42205 | FEQ | http://www.toronto.ca/TWONTO#00350
114089 | TAB-INC-FEQ-5209S | Extinguisher, Fire, 10 lbs, Dry,Hose Unit #9, 4th Floor, "E", Incinerator Bldg. | TAB-WA7-FEQ-2174S | Extinguisher, Fire - Incinerators,Silo , Biosolid Truck Loading & Auxiliary Building, Stack | Fire Prevention,Extinguisher | Fire Equipment | 42206 | FEQ | http://www.toronto.ca/TWONTO#00350
114090 | TAB-INC-FEQ-5210S | Extinguisher, Fire,10 lbs, Dry,Hose Unit #10, 4th Floor, "W", Incinerator Bldg. | TAB-SUSPENDED ENTITY | Suspended entities | Fire Prevention,Extinguisher | Fire Equipment | 42207 | FEQ | http://www.toronto.ca/TWONTO#00350
114091 | TAB-INC-FEQ-5211S | Extinguisher, Fire, 10 lbs, Dry, Hose Unit # 11,5th Floor, "E", Incinerator Bldg | TAB-SUSPENDED ENTITY | Suspended entities | Fire Prevention,Extinguisher | Fire Equipment | 42208 | FEQ | http://www.toronto.ca/TWONTO#00350
114092 | TAB-INC-FEQ-5212S | Extinguisher, Fire, 10 lbs, Dry, Hose Unit # 12,5th Floor, "W", Incinerator Bldg. | TAB-SUSPENDED ENTITY | Suspended entities | Fire Prevention,Extinguisher | Fire Equipment | 42209 | FEQ | http://www.toronto.ca/TWONTO#00350
114093 | TAB-INC-FEQ-5213S | Extinguisher, Fire,10 lbs, Dry, Hose Unit #13, 6th Floor, Incinerator Bldg. | TAB-SUSPENDED ENTITY | Suspended entities | Fire Prevention,Extinguisher | Fire Equipment | 42210 | FEQ | http://www.toronto.ca/TWONTO#00350
114094 | TAB-INC-FEQ-5213S | Extinguisher, Fire,10 lbs, Dry, Hose Unit #13, 6th Floor, Incinerator Bldg. | TAB-WA7-FEQ-2174S | Extinguisher, Fire - Incinerators,Silo , Biosolid Truck Loading & Auxiliary Building, Stack | Fire Prevention,Extinguisher | Fire Equipment | 42210 | FEQ | http://www.toronto.ca/TWONTO#00350
114095 | TAB-INC-FEQ-5214S | Extinguisher, Fire, 10lbs, Dry, Hose Unit # 14 6th Floor, Incinerator Bldg | TAB-WA7-FEQ-2174S | Extinguisher, Fire - Incinerators,Silo , Biosolid Truck Loading & Auxiliary Building, Stack | Fire Prevention,Extinguisher | Fire Equipment | 42211 | FEQ | http://www.toronto.ca/TWONTO#00350
114096 | TAB-INC-FEQ-5300S | Extinguisher, Fire, Dry, Basement "W", Silo Bldg | TAB-SUSPENDED ENTITY | Suspended entities | Fire Prevention,Extinguisher | Fire Equipment | 42212 | FEQ | http://www.toronto.ca/TWONTO#00350
114097 | TAB-INC-FEQ-5301S | Extinguisher, Fire, Dry, Basement "NW", Silo Bldg | TAB-WA7-FEQ-2174S | Extinguisher, Fire - Incinerators,Silo , Biosolid Truck Loading & Auxiliary Building, Stack | Fire Prevention,Extinguisher | Fire Equipment | 42213 | FEQ | http://www.toronto.ca/TWONTO#00350
114098 | TAB-INC-FEQ-5302S | Extinguisher, Fire, Dry, Basement "C", Silo Bldg | TAB-SUSPENDED ENTITY | Suspended entities | Fire Prevention,Extinguisher | Fire Equipment | 42214 | FEQ | http://www.toronto.ca/TWONTO#00350
114099 | TAB-INC-FEQ-5303S | Extinguisher, Fire, Dry, Basement "E", Silo Bldg | TAB-WA7-FEQ-2174S | Extinguisher, Fire - Incinerators,Silo , Biosolid Truck Loading & Auxiliary Building, Stack | Fire Prevention,Extinguisher | Fire Equipment | 42215 | FEQ | http://www.toronto.ca/TWONTO#00350
114100 | TAB-INC-FEQ-5305S | Extinguisher, Fire, Dry, 1st Floor, "W", Silo Bldg | TAB-SUSPENDED ENTITY | Suspended entities | Fire Prevention,Extinguisher | Fire Equipment | 42217 | FEQ | http://www.toronto.ca/TWONTO#00350
114101 | TAB-INC-FEQ-5307S | Extinguisher, Fire, Dry, 1st Floor, "E", Silo Bldg. | TAB-WA7-FEQ-2174S | Extinguisher, Fire - Incinerators,Silo , Biosolid Truck Loading & Auxiliary Building, Stack | Fire Prevention,Extinguisher | Fire Equipment | 42219 | FEQ | http://www.toronto.ca/TWONTO#00350
114102 | TAB-INC-FEQ-5308S | Extinguisher, Fire, 10 lbs, CO2, Control Room "W", Silo Bldg 1st Flr | TAB-SUSPENDED ENTITY | Suspended entities | Fire Prevention,Extinguisher | Fire Equipment | 42220 | FEQ | http://www.toronto.ca/TWONTO#00350
114103 | TAB-INC-FEQ-5309S | Extinguisher, Fire, 10 lbs, Carbon Dioxide, Control Room "C", Silo Bldg. 1st Flr. | TAB-SUSPENDED ENTITY | Suspended entities | Fire Prevention,Extinguisher | Fire Equipment | 42221 | FEQ | http://www.toronto.ca/TWONTO#00350
114104 | TAB-INC-FEQ-5311S | Extinguisher, Fire, 10 lbs, Dry, MCC Room, 2nd Floor, Incinerator Bldg | TAB-SUSPENDED ENTITY | Suspended entities | Fire Prevention,Extinguisher | Fire Equipment | 42223 | FEQ | http://www.toronto.ca/TWONTO#00350
114105 | TAB-INC-FEQ-5311S | Extinguisher, Fire, 10 lbs, Dry, MCC Room, 2nd Floor, Incinerator Bldg | TAB-WA7-FEQ-2174S | Extinguisher, Fire - Incinerators,Silo , Biosolid Truck Loading & Auxiliary Building, Stack | Fire Prevention,Extinguisher | Fire Equipment | 42223 | FEQ | http://www.toronto.ca/TWONTO#00350
114106 | TAB-INC-FEQ-5315S | Extinguisher, Fire, Dry, 2nd Floor, "E", Silo Bldg | TAB-SUSPENDED ENTITY | Suspended entities | Fire Prevention,Extinguisher | Fire Equipment | 42227 | FEQ | http://www.toronto.ca/TWONTO#00350
114107 | TAB-INC-FEQ-5317S | Extinguisher, Fire, Dry, 3rd Floor, "C", Silo Bldg. | TAB-SUSPENDED ENTITY | Suspended entities | Fire Prevention,Extinguisher | Fire Equipment | 42229 | FEQ | http://www.toronto.ca/TWONTO#00350
114108 | TAB-INC-FEQ-5318S | Extinguisher, Fire, Dry, 3rd Floor, "E", Silo Bldg | TAB-WA7-FEQ-2174S | Extinguisher, Fire - Incinerators,Silo , Biosolid Truck Loading & Auxiliary Building, Stack | Fire Prevention,Extinguisher | Fire Equipment | 42230 | FEQ | http://www.toronto.ca/TWONTO#00350
114109 | TAB-INC-FEQ-5319S | Extinguisher, Fire, Dry, 4th Floor, "W", Silo Bldg | TAB-SUSPENDED ENTITY | Suspended entities | Fire Prevention,Extinguisher | Fire Equipment | 42231 | FEQ | http://www.toronto.ca/TWONTO#00350
114110 | TAB-INC-FEQ-5320S | Extinguisher, Fire, Dry, 4th Floor, "C", Silo Bldg. | TAB-SUSPENDED ENTITY | Suspended entities | Fire Prevention,Extinguisher | Fire Equipment | 42232 | FEQ | http://www.toronto.ca/TWONTO#00350
114111 | TAB-INC-FEQ-5320S | Extinguisher, Fire, Dry, 4th Floor, "C", Silo Bldg. | TAB-WA7-FEQ-2174S | Extinguisher, Fire - Incinerators,Silo , Biosolid Truck Loading & Auxiliary Building, Stack | Fire Prevention,Extinguisher | Fire Equipment | 42232 | FEQ | http://www.toronto.ca/TWONTO#00350
114112 | TAB-INC-FEQ-5321S | Extinguisher, Fire, Dry, 4th Floor, "E", Silo Bldg. | TAB-SUSPENDED ENTITY | Suspended entities | Fire Prevention,Extinguisher | Fire Equipment | 42233 | FEQ | http://www.toronto.ca/TWONTO#00350
114113 | TAB-INC-FEQ-5321S | Extinguisher, Fire, Dry, 4th Floor, "E", Silo Bldg. | TAB-WA7-FEQ-2174S | Extinguisher, Fire - Incinerators,Silo , Biosolid Truck Loading & Auxiliary Building, Stack | Fire Prevention,Extinguisher | Fire Equipment | 42233 | FEQ | http://www.toronto.ca/TWONTO#00350
114114 | TAB-INC-FEQ-5322S | Extinguisher, Fire, Dry, 5th Floor, "W", Silo Bldg | TAB-SUSPENDED ENTITY | Suspended entities | Fire Prevention,Extinguisher | Fire Equipment | 42234 | FEQ | http://www.toronto.ca/TWONTO#00350
114115 | TAB-INC-FEQ-5323S | Extinguisher, Fire, Dry, 5th Floor, "E", Silo Bldg | TAB-SUSPENDED ENTITY | Suspended entities | Fire Prevention,Extinguisher | Fire Equipment | 42235 | FEQ | http://www.toronto.ca/TWONTO#00350
114116 | TAB-INC-FEQ-5324S | Extinguisher, Fire, 10 lbs, Dry, 6th Floor, "W" Incinerator Bldg. | TAB-SUSPENDED ENTITY | Suspended entities | Fire Prevention,Extinguisher | Fire Equipment | 42236 | FEQ | http://www.toronto.ca/TWONTO#00350
114117 | TAB-INC-FEQ-5324S | Extinguisher, Fire, 10 lbs, Dry, 6th Floor, "W" Incinerator Bldg. | TAB-WA7-FEQ-2174S | Extinguisher, Fire - Incinerators,Silo , Biosolid Truck Loading & Auxiliary Building, Stack | Fire Prevention,Extinguisher | Fire Equipment | 42236 | FEQ | http://www.toronto.ca/TWONTO#00350
114118 | TAB-INC-FEQ-5325S | Extinguisher, Fire, 10lbs, Dry, 6th Floor,"C" Incinerator Bldg | TAB-SUSPENDED ENTITY | Suspended entities | Fire Prevention,Extinguisher | Fire Equipment | 42237 | FEQ | http://www.toronto.ca/TWONTO#00350
114119 | TAB-INC-FEQ-5325S | Extinguisher, Fire, 10lbs, Dry, 6th Floor,"C" Incinerator Bldg | TAB-WA7-FEQ-2174S | Extinguisher, Fire - Incinerators,Silo , Biosolid Truck Loading & Auxiliary Building, Stack | Fire Prevention,Extinguisher | Fire Equipment | 42237 | FEQ | http://www.toronto.ca/TWONTO#00350
114120 | TAB-INC-FEQ-5326S | Extinguisher, Fire, 10 lbs, Dry, 6th Floor, "E" Incinerator Bldg. | TAB-WA7-FEQ-2174S | Extinguisher, Fire - Incinerators,Silo , Biosolid Truck Loading & Auxiliary Building, Stack | Fire Prevention,Extinguisher | Fire Equipment | 42238 | FEQ | http://www.toronto.ca/TWONTO#00350
114121 | TAB-INC-FEQ-5328S | Extinguisher, Fire, Dry, Ground Floor, Stairwell, Stack | TAB-SUSPENDED ENTITY | Suspended entities | Fire Prevention,Extinguisher | Fire Equipment | 42240 | FEQ | http://www.toronto.ca/TWONTO#00350
114122 | TAB-INC-FEQ-5329S | Extinguisher, Fire, Dry, 2nd Floor, Stack | TAB-WA7-FEQ-2174S | Extinguisher, Fire - Incinerators,Silo , Biosolid Truck Loading & Auxiliary Building, Stack | Fire Prevention,Extinguisher | Fire Equipment | 42241 | FEQ | http://www.toronto.ca/TWONTO#00350
114123 | TAB-INC-FEQ-5331S | Extinguisher, Fire,CO2, Main Flr,(Old Bio Solid) Ground Equipment Stores, NorthCenter | TAB-WA7-FEQ-2174S | Extinguisher, Fire - Incinerators,Silo , Biosolid Truck Loading & Auxiliary Building, Stack | Fire Prevention,Extinguisher | Fire Equipment | 42243 | FEQ | http://www.toronto.ca/TWONTO#00350
114124 | TAB-INC-FEQ-5332S | Extinguisher, Fire,Dry, Main Flr,(Old Bio Solid) Ground Equipment Stores, North East | TAB-WA7-FEQ-2174S | Extinguisher, Fire - Incinerators,Silo , Biosolid Truck Loading & Auxiliary Building, Stack | Fire Prevention,Extinguisher | Fire Equipment | 42244 | FEQ | http://www.toronto.ca/TWONTO#00350
114125 | TAB-INC-FEQ-5333S | Extinguisher, Fire, CO2, Main Floor "SW", (Old Biosolid) Ground Equipment Stores | TAB-SUSPENDED ENTITY | Suspended entities | Fire Prevention,Extinguisher | Fire Equipment | 42245 | FEQ | http://www.toronto.ca/TWONTO#00350
114126 | TAB-INC-FEQ-5333S | Extinguisher, Fire, CO2, Main Floor "SW", (Old Biosolid) Ground Equipment Stores | TAB-WA7-FEQ-2174S | Extinguisher, Fire - Incinerators,Silo , Biosolid Truck Loading & Auxiliary Building, Stack | Fire Prevention,Extinguisher | Fire Equipment | 42245 | FEQ | http://www.toronto.ca/TWONTO#00350
114127 | TAB-INC-FEQ-5335S | Extinguisher, Fire, Dry, 2nd Flr.,(Old Biosolid) Ground Equipment Stores | TAB-WA7-FEQ-2174S | Extinguisher, Fire - Incinerators,Silo , Biosolid Truck Loading & Auxiliary Building, Stack | Fire Prevention,Extinguisher | Fire Equipment | 42247 | FEQ | http://www.toronto.ca/TWONTO#00350
114128 | TAB-INC-FEQ-5336S | Fire Extinguisher, 5 lb ABC, Elevator Incineration, Mechanical Room | TAB-SUSPENDED ENTITY | Suspended entities |  | Fire Equipment | 42248 | FEQ | http://www.toronto.ca/TWONTO#00350
114129 | TAB-INC-FEQ-5338S | Extinguisher, Fire, Lbs, Dry Chemical, Pigeon Allyway, Control Room, North Wall | TAB-WA7-FEQ-2174S | Extinguisher, Fire - Incinerators,Silo , Biosolid Truck Loading & Auxiliary Building, Stack | Fire Prevention,Extinguisher | Fire Equipment | 42250 | FEQ | http://www.toronto.ca/TWONTO#00350
114130 | TAB-INC-FEQ-5339S | Extinguisher, Fire, Lbs, Dry Chemical, Pigeon Allyway, Control Room, North Wall | TAB-WA7-FEQ-2174S | Extinguisher, Fire - Incinerators,Silo , Biosolid Truck Loading & Auxiliary Building, Stack | Fire Prevention,Extinguisher | Fire Equipment | 42251 | FEQ | http://www.toronto.ca/TWONTO#00350
114157 | TAB-LAB-FEQ-5140S | Extinguisher, Fire, Carbon Dioxide, Main Floor, Old Admin. Bldg. | TAB-WA7-FEQ-2175S | Extinguisher, Fire - Laboratory/ Old Admin | Fire Prevention,Extinguisher | Fire Equipment | 42252 | FEQ | http://www.toronto.ca/TWONTO#00350
114158 | TAB-LAB-FEQ-5142S | Extinguisher, Fire, Carbon Dioxide, 2nd Floor, Laboratory | TAB-SUSPENDED ENTITY | Suspended entities | Fire Prevention,Extinguisher | Fire Equipment | 42254 | FEQ | http://www.toronto.ca/TWONTO#00350
114159 | TAB-LAB-FEQ-5142S | Extinguisher, Fire, Carbon Dioxide, 2nd Floor, Laboratory | TAB-WA7-FEQ-2175S | Extinguisher, Fire - Laboratory/ Old Admin | Fire Prevention,Extinguisher | Fire Equipment | 42254 | FEQ | http://www.toronto.ca/TWONTO#00350
114160 | TAB-LAB-FEQ-5145S | Extinguisher, Fire, Dry, Old Admin Bldg. Bsmt | TAB-SUSPENDED ENTITY | Suspended entities | Fire Prevention,Extinguisher | Fire Equipment | 42257 | FEQ | http://www.toronto.ca/TWONTO#00350
114161 | TAB-LAB-FEQ-5145S | Extinguisher, Fire, Dry, Old Admin Bldg. Bsmt | TAB-WA7-FEQ-2175S | Extinguisher, Fire - Laboratory/ Old Admin | Fire Prevention,Extinguisher | Fire Equipment | 42257 | FEQ | http://www.toronto.ca/TWONTO#00350
114162 | TAB-LAB-FEQ-5146S | Extinguisher, Fire, Dry, Old Admin Bldg. Bsmt | TAB-SUSPENDED ENTITY | Suspended entities | Fire Prevention,Extinguisher | Fire Equipment | 42258 | FEQ | http://www.toronto.ca/TWONTO#00350
114163 | TAB-LAB-FEQ-5146S | Extinguisher, Fire, Dry, Old Admin Bldg. Bsmt | TAB-WA7-FEQ-2175S | Extinguisher, Fire - Laboratory/ Old Admin | Fire Prevention,Extinguisher | Fire Equipment | 42258 | FEQ | http://www.toronto.ca/TWONTO#00350
114164 | TAB-LAB-FEQ-5147S | Extinguisher, Fire, Dry, Old Admin Bldg. Outside Chemical Room | TAB-SUSPENDED ENTITY | Suspended entities | Fire Prevention,Extinguisher | Fire Equipment | 42259 | FEQ | http://www.toronto.ca/TWONTO#00350
114165 | TAB-LAB-FEQ-5147S | Extinguisher, Fire, Dry, Old Admin Bldg. Outside Chemical Room | TAB-WA7-FEQ-2175S | Extinguisher, Fire - Laboratory/ Old Admin | Fire Prevention,Extinguisher | Fire Equipment | 42259 | FEQ | http://www.toronto.ca/TWONTO#00350
114168 | TAB-M&T-FEQ-5490S | Extinguisher, Fire, Dry, M Bldg, Boiler Room, Bsmt,West | TAB-WA7-FEQ-2176S | Extinguisher, Fire - M & T Buildings | Fire Prevention,Extinguisher | Fire Equipment | 42260 | FEQ | http://www.toronto.ca/TWONTO#00350
114169 | TAB-M&T-FEQ-5491S | Extinguisher, Fire, Dry, M Bldg., Boiler Room, Bsmt East | TAB-SUSPENDED ENTITY | Suspended entities | Fire Prevention,Extinguisher | Fire Equipment | 42261 | FEQ | http://www.toronto.ca/TWONTO#00350
114170 | TAB-M&T-FEQ-5491S | Extinguisher, Fire, Dry, M Bldg., Boiler Room, Bsmt East | TAB-WA7-FEQ-2176S | Extinguisher, Fire - M & T Buildings | Fire Prevention,Extinguisher | Fire Equipment | 42261 | FEQ | http://www.toronto.ca/TWONTO#00350
114171 | TAB-M&T-FEQ-5493S | Extinguisher, Fire, Carbon Dioxide, Basement "NW", M Building | TAB-WA7-FEQ-2176S | Extinguisher, Fire - M & T Buildings | Fire Prevention,Extinguisher | Fire Equipment | 42263 | FEQ | http://www.toronto.ca/TWONTO#00350
114172 | TAB-M&T-FEQ-5494S | Extinguisher, Fire,CO2, Main Flr. M Bldg. SW | TAB-SUSPENDED ENTITY | Suspended entities | Fire Prevention,Extinguisher | Fire Equipment | 42264 | FEQ | http://www.toronto.ca/TWONTO#00350
114173 | TAB-M&T-FEQ-5494S | Extinguisher, Fire,CO2, Main Flr. M Bldg. SW | TAB-WA7-FEQ-2176S | Extinguisher, Fire - M & T Buildings | Fire Prevention,Extinguisher | Fire Equipment | 42264 | FEQ | http://www.toronto.ca/TWONTO#00350
114174 | TAB-M&T-FEQ-5496S | Extinguisher, Fire, , CO2, M Bldg, Main Flr North Centre | TAB-WA7-FEQ-2176S | Extinguisher, Fire - M & T Buildings | Fire Prevention,Extinguisher | Fire Equipment | 42266 | FEQ | http://www.toronto.ca/TWONTO#00350
114175 | TAB-M&T-FEQ-5497S | Extinguisher, Fire, Dry, Kitchen, M Building | TAB-SUSPENDED ENTITY | Suspended entities | Fire Prevention,Extinguisher | Fire Equipment | 42267 | FEQ | http://www.toronto.ca/TWONTO#00350
114176 | TAB-M&T-FEQ-5498S | Extinguisher, Fire, CO2, Screening Rm, M Bldg. North | TAB-WA7-FEQ-2176S | Extinguisher, Fire - M & T Buildings | Fire Prevention,Extinguisher | Fire Equipment | 42268 | FEQ | http://www.toronto.ca/TWONTO#00350
114177 | TAB-M&T-FEQ-5499S | Extinguisher, Fire, Carbon Dioxide, Screening Room, South West, M Building | TAB-WA7-FEQ-2176S | Extinguisher, Fire - M & T Buildings | Fire Prevention,Extinguisher | Fire Equipment | 42269 | FEQ | http://www.toronto.ca/TWONTO#00350
114178 | TAB-M&T-FEQ-5500S | Extinguisher, Fire, Dry, Basement 4th Level, T Building | TAB-SUSPENDED ENTITY | Suspended entities | Fire Prevention,Extinguisher | Fire Equipment | 42270 | FEQ | http://www.toronto.ca/TWONTO#00350
114179 | TAB-M&T-FEQ-5501S | Extinguisher, Fire, Dry, Basement 3rd Level, T Building | TAB-WA7-FEQ-2176S | Extinguisher, Fire - M & T Buildings | Fire Prevention,Extinguisher | Fire Equipment | 42271 | FEQ | http://www.toronto.ca/TWONTO#00350
114180 | TAB-M&T-FEQ-5503S | Extinguisher, Fire, CO2, Basement 2nd, MCC Room, T Building | TAB-SUSPENDED ENTITY | Suspended entities | Fire Prevention,Extinguisher | Fire Equipment | 42273 | FEQ | http://www.toronto.ca/TWONTO#00350
114181 | TAB-M&T-FEQ-5504S | Extinguisher, Fire, CO2, Basement 1st Level, T Building | TAB-WA7-FEQ-2176S | Extinguisher, Fire - M & T Buildings | Fire Prevention,Extinguisher | Fire Equipment | 42274 | FEQ | http://www.toronto.ca/TWONTO#00350
114182 | TAB-M&T-FEQ-5505S | Extinguisher, Fire, Carbon Dioxide, 1st Floor, Near Enterance,T Building | TAB-WA7-FEQ-2176S | Extinguisher, Fire - M & T Buildings | Fire Prevention,Extinguisher | Fire Equipment | 42275 | FEQ | http://www.toronto.ca/TWONTO#00350
114183 | TAB-M&T-FEQ-5506S | Extinguisher, Fire, Dry, 1st Flr., T Building | TAB-SUSPENDED ENTITY | Suspended entities | Fire Prevention,Extinguisher | Fire Equipment | 42276 | FEQ | http://www.toronto.ca/TWONTO#00350
114184 | TAB-M&T-FEQ-5506S | Extinguisher, Fire, Dry, 1st Flr., T Building | TAB-WA7-FEQ-2176S | Extinguisher, Fire - M & T Buildings | Fire Prevention,Extinguisher | Fire Equipment | 42276 | FEQ | http://www.toronto.ca/TWONTO#00350
114185 | TAB-M&T-FEQ-5507S | Extinguisher, Fire, CO2. 2nd Flr.MCC Room, T Bldg. | TAB-WA7-FEQ-2176S | Extinguisher, Fire - M & T Buildings | Fire Prevention,Extinguisher | Fire Equipment | 42277 | FEQ | http://www.toronto.ca/TWONTO#00350
114186 | TAB-M&T-FEQ-5508S | Extinguisher, Fire, CO2, Electrical - Mechanical Room, 3/F, T Building | TAB-WA7-FEQ-2176S | Extinguisher, Fire - M & T Buildings | Fire Prevention,Extinguisher | Fire Equipment | 42278 | FEQ | http://www.toronto.ca/TWONTO#00350
114187 | TAB-M&T-FEQ-5510S | Extinguisher, Fire, Dry, 4th Flr(Boiler Room), T Building | TAB-SUSPENDED ENTITY | Suspended entities | Fire Prevention,Extinguisher | Fire Equipment | 42280 | FEQ | http://www.toronto.ca/TWONTO#00350
114188 | TAB-M&T-FEQ-5510S | Extinguisher, Fire, Dry, 4th Flr(Boiler Room), T Building | TAB-WA7-FEQ-2176S | Extinguisher, Fire - M & T Buildings | Fire Prevention,Extinguisher | Fire Equipment | 42280 | FEQ | http://www.toronto.ca/TWONTO#00350
114189 | TAB-M&T-FEQ-5512S | Extinguisher, Fire, Dry, basement 3rd level, T building | TAB-SUSPENDED ENTITY | Suspended entities |  | Fire Equipment | 42282 | FEQ | http://www.toronto.ca/TWONTO#00350
114190 | TAB-M&T-FEQ-5514S | Fire Extinguisher, 10 lb ABC, 4th Flr (Stairwell), T Building | TAB-WA7-FEQ-2176S | Extinguisher, Fire - M & T Buildings | Fire Prevention,Extinguisher,CO2 | Fire Equipment | 42284 | FEQ | http://www.toronto.ca/TWONTO#00350
114191 | TAB-M&T-FEQ-5515S | Fire Extinguisher, 10 lb ABC, 3rd Flr , T Building | TAB-SUSPENDED ENTITY | Suspended entities | Fire Prevention,Extinguisher,CO2 | Fire Equipment | 42285 | FEQ | http://www.toronto.ca/TWONTO#00350
114192 | TAB-M&T-FEQ-5516S | Fire Extinguisher, 10 lb ABC, 3rd Flr , T Building | TAB-WA7-FEQ-2176S | Extinguisher, Fire - M & T Buildings | Fire Prevention,Extinguisher,CO2 | Fire Equipment | 42286 | FEQ | http://www.toronto.ca/TWONTO#00350
114208 | TAB-MCS-FEQ-5001S | Extinguisher, Fire, Dry West Main Enterance, AECOM trailer | TAB-WA7-FEQ-0004S | Extinguisher, Fires - AECOM Trailer & Meeting Rooms, OMU Office | Fire Prevention,Extinguisher | Fire Equipment | 42501 | FEQ | http://www.toronto.ca/TWONTO#00350
114209 | TAB-MCS-FEQ-5003S | Extinguisher, Fire, Dry, South Enterance, next to meeting room. AECOM Trailer | TAB-SUSPENDED ENTITY | Suspended entities | Fire Prevention,Extinguisher | Fire Equipment | 42503 | FEQ | http://www.toronto.ca/TWONTO#00350
114210 | TAB-MCS-FEQ-5003S | Extinguisher, Fire, Dry, South Enterance, next to meeting room. AECOM Trailer | TAB-WA7-FEQ-0004S | Extinguisher, Fires - AECOM Trailer & Meeting Rooms, OMU Office | Fire Prevention,Extinguisher | Fire Equipment | 42503 | FEQ | http://www.toronto.ca/TWONTO#00350
114211 | TAB-MCS-FEQ-5004S | Extinguisher, Fire, Dry, Meeting Room 1,AECOM trailer | TAB-SUSPENDED ENTITY | Suspended entities | Fire Prevention,Extinguisher | Fire Equipment | 42504 | FEQ | http://www.toronto.ca/TWONTO#00350
114212 | TAB-MCS-FEQ-5005S | Extinguisher, Fire, Dry,OMU Office. AECOM Trailer | TAB-SUSPENDED ENTITY | Suspended entities | Fire Prevention,Extinguisher | Fire Equipment | 42505 | FEQ | http://www.toronto.ca/TWONTO#00350
114213 | TAB-MCS-FEQ-5253S | Extinguisher, Fire, Dry, Hose Unit 53, Machine Shop, South | TAB-SUSPENDED ENTITY | Suspended entities | Fire Prevention,Extinguisher | Fire Equipment | 42507 | FEQ | http://www.toronto.ca/TWONTO#00350
114214 | TAB-MCS-FEQ-5254S | Extinguisher, Fire, Dry, Hose Unit 54, Machine Shop, East | TAB-SUSPENDED ENTITY | Suspended entities | Fire Prevention,Extinguisher | Fire Equipment | 42508 | FEQ | http://www.toronto.ca/TWONTO#00350
114215 | TAB-MCS-FEQ-5360S | Extinguisher, Fire, Dry, Welding Machine, ESAB,Machine Shop, | TAB-WA7-FEQ-2182S | Extinguisher, Fire - Z Building | Fire Prevention,Extinguisher | Fire Equipment | 42509 | FEQ | http://www.toronto.ca/TWONTO#00350
114216 | TAB-MCS-FEQ-5361S | Extinguisher, Fire, Dry,Welding Cart,( MILLER)Machine Shop, | TAB-WA7-FEQ-2182S | Extinguisher, Fire - Z Building | Fire Prevention,Extinguisher | Fire Equipment | 42510 | FEQ | http://www.toronto.ca/TWONTO#00350
114217 | TAB-MCS-FEQ-5362S | Extinguisher, Fire, Dry, Portable Welding Machine,(LINCOLN) Machine Shop, | TAB-SUSPENDED ENTITY | Suspended entities | Fire Prevention,Extinguisher | Fire Equipment | 42511 | FEQ | http://www.toronto.ca/TWONTO#00350
114218 | TAB-MCS-FEQ-5363S | Extinguisher, Fire, Carbon Dioxide, Tool Crib,Machine Shop West | TAB-WA7-FEQ-2182S | Extinguisher, Fire - Z Building | Fire Prevention,Extinguisher | Fire Equipment | 42512 | FEQ | http://www.toronto.ca/TWONTO#00350
114581 | TAB-OPS-FEQ-5141S | Extinguisher, Fire, Carbon Dioxide, House #1, South, Old P.S. | TAB-SUSPENDED ENTITY | Suspended entities | Fire Prevention,Extinguisher | Fire Equipment | 42514 | FEQ | http://www.toronto.ca/TWONTO#00350
114582 | TAB-OPS-FEQ-5142S | Extinguisher, Fire, Carbon Dioxide, House #1, MCC Room South, Old P.S. | TAB-SUSPENDED ENTITY | Suspended entities | Fire Prevention,Extinguisher | Fire Equipment | 42515 | FEQ | http://www.toronto.ca/TWONTO#00350
114583 | TAB-OPS-FEQ-5142S | Extinguisher, Fire, Carbon Dioxide, House #1, MCC Room South, Old P.S. | TAB-WA7-FEQ-0010S | Extinguisher, Fire -Old P.S. Bldg | Fire Prevention,Extinguisher | Fire Equipment | 42515 | FEQ | http://www.toronto.ca/TWONTO#00350
114584 | TAB-OPS-FEQ-5143S | Extinguisher, Fire, Carbon Dioxide, Outside Southend, Old P.S. | TAB-SUSPENDED ENTITY | Suspended entities | Fire Prevention,Extinguisher | Fire Equipment | 42516 | FEQ | http://www.toronto.ca/TWONTO#00350
114585 | TAB-OPS-FEQ-5144S | Extinguisher, Fire, Carbon Dioxide, House #2, North, Old P.S. | TAB-SUSPENDED ENTITY | Suspended entities | Fire Prevention,Extinguisher | Fire Equipment | 42517 | FEQ | http://www.toronto.ca/TWONTO#00350
114586 | TAB-OPS-FEQ-5145S | Extinguisher, Fire, Carbon Dioxide, House #2, South, Old P.S. | TAB-SUSPENDED ENTITY | Suspended entities | Fire Prevention,Extinguisher | Fire Equipment | 42518 | FEQ | http://www.toronto.ca/TWONTO#00350
114587 | TAB-OPS-FEQ-5146 | Extinguisher, Fire, Carbon Dioxide, House #2, MCC Room South, Old P.S. | TAB-SUSPENDED ENTITY | Suspended entities | Fire Prevention,Extinguisher | Fire Equipment | 42519 | FEQ | http://www.toronto.ca/TWONTO#00350
114588 | TAB-OPS-FEQ-5147S | Extinguisher, Fire, Carbon Dioxide, House #3, North, Old P.S. | TAB-SUSPENDED ENTITY | Suspended entities | Fire Prevention,Extinguisher | Fire Equipment | 42520 | FEQ | http://www.toronto.ca/TWONTO#00350
114589 | TAB-OPS-FEQ-5147S | Extinguisher, Fire, Carbon Dioxide, House #3, North, Old P.S. | TAB-WA7-FEQ-0010S | Extinguisher, Fire -Old P.S. Bldg | Fire Prevention,Extinguisher | Fire Equipment | 42520 | FEQ | http://www.toronto.ca/TWONTO#00350
114590 | TAB-OPS-FEQ-5148S | Extinguisher, Fire, Carbon Dioxide, House #3, South, Old P.S. | TAB-SUSPENDED ENTITY | Suspended entities | Fire Prevention,Extinguisher | Fire Equipment | 42521 | FEQ | http://www.toronto.ca/TWONTO#00350
114591 | TAB-OPS-FEQ-5148S | Extinguisher, Fire, Carbon Dioxide, House #3, South, Old P.S. | TAB-WA7-FEQ-0010S | Extinguisher, Fire -Old P.S. Bldg | Fire Prevention,Extinguisher | Fire Equipment | 42521 | FEQ | http://www.toronto.ca/TWONTO#00350
114592 | TAB-OPS-FEQ-5149S | Extinguisher, Fire, Carbon Dioxide, House #3, MCC Room South, Old P.S. | TAB-SUSPENDED ENTITY | Suspended entities | Fire Prevention,Extinguisher | Fire Equipment | 42522 | FEQ | http://www.toronto.ca/TWONTO#00350
114593 | TAB-OPS-FEQ-5149S | Extinguisher, Fire, Carbon Dioxide, House #3, MCC Room South, Old P.S. | TAB-WA7-FEQ-0010S | Extinguisher, Fire -Old P.S. Bldg | Fire Prevention,Extinguisher | Fire Equipment | 42522 | FEQ | http://www.toronto.ca/TWONTO#00350
114604 | TAB-PBLD-FEQ-5412S | Extinguisher, Fire, Carbon Dioxide, P Bldg. Bsmt,West Pumping Gallery, P Bldg. Bsmt -Centre | TAB-SUSPENDED ENTITY | Suspended entities | Fire Prevention,Extinguisher | Fire Equipment | 42525 | FEQ | http://www.toronto.ca/TWONTO#00350
114605 | TAB-PBLD-FEQ-5413S | Extinguisher, Fire, , Carbon Dioxide, P Bldg. Bsmt,West Pumping Gallery, P Bldg. Bsmt -East Side | TAB-SUSPENDED ENTITY | Suspended entities | Fire Prevention,Extinguisher | Fire Equipment | 42526 | FEQ | http://www.toronto.ca/TWONTO#00350
114606 | TAB-PBLD-FEQ-5413S | Extinguisher, Fire, , Carbon Dioxide, P Bldg. Bsmt,West Pumping Gallery, P Bldg. Bsmt -East Side | TAB-WA7-FEQ-2169S | Extinguisher, Fires - P Bldg & New P.S. | Fire Prevention,Extinguisher | Fire Equipment | 42526 | FEQ | http://www.toronto.ca/TWONTO#00350
114607 | TAB-PBLD-FEQ-5414S | Extinguisher, Fire, , Carbon Dioxide, P Bldg. Bsmt,East Pumping Gallery, P Bldg. Bsmt -West side | TAB-WA7-FEQ-2169S | Extinguisher, Fires - P Bldg & New P.S. | Fire Prevention,Extinguisher | Fire Equipment | 42527 | FEQ | http://www.toronto.ca/TWONTO#00350
114608 | TAB-PBLD-FEQ-5415S | Extinguisher, Fire, Carbon Dioxide, P Bldg. Bsmt,East Pumping Gallery, P Bldg. Bsmt -East side | TAB-SUSPENDED ENTITY | Suspended entities | Fire Prevention,Extinguisher | Fire Equipment | 42528 | FEQ | http://www.toronto.ca/TWONTO#00350
114609 | TAB-PBLD-FEQ-5415S | Extinguisher, Fire, Carbon Dioxide, P Bldg. Bsmt,East Pumping Gallery, P Bldg. Bsmt -East side | TAB-WA7-FEQ-2169S | Extinguisher, Fires - P Bldg & New P.S. | Fire Prevention,Extinguisher | Fire Equipment | 42528 | FEQ | http://www.toronto.ca/TWONTO#00350
114610 | TAB-PBLD-FEQ-5416S | Extinguisher, Fire, Carbon Dioxide, P Bldg. MCC Room ( Control Room) Next to Pri. Tank # 9 | TAB-SUSPENDED ENTITY | Suspended entities | Fire Prevention,Extinguisher | Fire Equipment | 42529 | FEQ | http://www.toronto.ca/TWONTO#00350
114611 | TAB-PBLD-FEQ-5417S | Extinguisher, Fire, Dry, P Bldg,Ground Flr, Screen Room Loading Bay | TAB-SUSPENDED ENTITY | Suspended entities | Fire Prevention,Extinguisher | Fire Equipment | 42530 | FEQ | http://www.toronto.ca/TWONTO#00350
114612 | TAB-PBLD-FEQ-5418S | Extinguisher, Fire, Dry, P Bldg. Screening Room, South West | TAB-WA7-FEQ-2169S | Extinguisher, Fires - P Bldg & New P.S. | Fire Prevention,Extinguisher | Fire Equipment | 42531 | FEQ | http://www.toronto.ca/TWONTO#00350
114613 | TAB-PBLD-FEQ-5419S | Extinguisher, Fire, CO2, P Bldg., Screen Rm "SE", | TAB-SUSPENDED ENTITY | Suspended entities | Fire Prevention,Extinguisher | Fire Equipment | 42532 | FEQ | http://www.toronto.ca/TWONTO#00350
114614 | TAB-PBLD-FEQ-5420S | Extinguisher, Fire, CO2,P Bldg MCC Rm, North of Pri. Tank #9 | TAB-WA7-FEQ-2169S | Extinguisher, Fires - P Bldg & New P.S. | Fire Prevention,Extinguisher | Fire Equipment | 42533 | FEQ | http://www.toronto.ca/TWONTO#00350
114615 | TAB-PBLD-FEQ-5421S | Extinguisher, Fire, CO2, P Bldg. Grit Hopper Room, East Entrance, | TAB-SUSPENDED ENTITY | Suspended entities | Fire Prevention,Extinguisher | Fire Equipment | 42534 | FEQ | http://www.toronto.ca/TWONTO#00350
114616 | TAB-PBLD-FEQ-5421S | Extinguisher, Fire, CO2, P Bldg. Grit Hopper Room, East Entrance, | TAB-WA7-FEQ-2169S | Extinguisher, Fires - P Bldg & New P.S. | Fire Prevention,Extinguisher | Fire Equipment | 42534 | FEQ | http://www.toronto.ca/TWONTO#00350
114617 | TAB-PBLD-FEQ-5422S | Extinguisher, Fire, Dry, P Bldg.,Grit Hopper Room , West Entrance, | TAB-SUSPENDED ENTITY | Suspended entities | Fire Prevention,Extinguisher | Fire Equipment | 42535 | FEQ | http://www.toronto.ca/TWONTO#00350
114618 | TAB-PBLD-FEQ-5424S | Extinguisher, Fire, Carbon Dioxide, New P.S Bldg. Bsmt. East next to Raw water Pump Room | TAB-WA7-FEQ-2169S | Extinguisher, Fires - P Bldg & New P.S. | Fire Prevention,Extinguisher | Fire Equipment | 42537 | FEQ | http://www.toronto.ca/TWONTO#00350
114619 | TAB-PBLD-FEQ-5426S | Extinguisher, Fire, Dry,New P.S Bldg. Gr.Flr South West Stair Well | TAB-WA7-FEQ-2169S | Extinguisher, Fires - P Bldg & New P.S. | Fire Prevention,Extinguisher | Fire Equipment | 42539 | FEQ | http://www.toronto.ca/TWONTO#00350
114620 | TAB-PBLD-FEQ-5427S | Extinguisher, Fire, CO2,WA1 Welding Shop, Out side the cage | TAB-WA7-FEQ-2169S | Extinguisher, Fires - P Bldg & New P.S. | Fire Prevention,Extinguisher | Fire Equipment | 42540 | FEQ | http://www.toronto.ca/TWONTO#00350
114621 | TAB-PBLD-FEQ-5428S | Extinguisher, Fire, CO2, WA1, Welding Shop, | TAB-SUSPENDED ENTITY | Suspended entities | Fire Prevention,Extinguisher | Fire Equipment | 42541 | FEQ | http://www.toronto.ca/TWONTO#00350
114622 | TAB-PBLD-FEQ-5429S | Extinguisher, Fire, CO2, WA1 maintenance Shop | TAB-SUSPENDED ENTITY | Suspended entities | Fire Prevention,Extinguisher | Fire Equipment | 42542 | FEQ | http://www.toronto.ca/TWONTO#00350
114623 | TAB-PBLD-FEQ-5430S | Extinguisher, Fire, CO2, WA1 maintenance Shop | TAB-SUSPENDED ENTITY | Suspended entities | Fire Prevention,Extinguisher | Fire Equipment | 42543 | FEQ | http://www.toronto.ca/TWONTO#00350
114624 | TAB-PBLD-FEQ-5431S | Extinguisher, Fire, Dry, WA1 Lunch Room, New P.S Bldg. 2nd Flr | TAB-SUSPENDED ENTITY | Suspended entities | Fire Prevention,Extinguisher | Fire Equipment | 42544 | FEQ | http://www.toronto.ca/TWONTO#00350
114625 | TAB-PBLD-FEQ-5434S | Extinguisher, Fire, Dry, Scrubber Room, P Bldg | TAB-SUSPENDED ENTITY | Suspended entities | Fire Prevention,Extinguisher | Fire Equipment | 42547 | FEQ | http://www.toronto.ca/TWONTO#00350
114626 | TAB-PBLD-FEQ-5435S | Extinguisher, Fire, Dry, Hypo Storage Tank Room , P Bldg | TAB-WA7-FEQ-2169S | Extinguisher, Fires - P Bldg & New P.S. | Fire Prevention,Extinguisher | Fire Equipment | 42548 | FEQ | http://www.toronto.ca/TWONTO#00350
114627 | TAB-PBLD-FEQ-5437S | Extinguisher, Fire, Dry, Mechanical Room Ground Floor | TAB-SUSPENDED ENTITY | Suspended entities | Fire Prevention,Extinguisher | Fire Equipment | 42550 | FEQ | http://www.toronto.ca/TWONTO#00350
114628 | TAB-PBLD-FEQ-5438S | Extinguisher, Fire, Dry, Pump Room, Basement | TAB-WA7-FEQ-2169S | Extinguisher, Fires - P Bldg & New P.S. | Fire Prevention,Extinguisher | Fire Equipment | 42551 | FEQ | http://www.toronto.ca/TWONTO#00350
114629 | TAB-PBLD-FEQ-5439S | Extinguisher, Fire, Dry, Screen Handling Area, South | TAB-WA7-FEQ-2169S | Extinguisher, Fires - P Bldg & New P.S. | Fire Prevention,Extinguisher | Fire Equipment | 42552 | FEQ | http://www.toronto.ca/TWONTO#00350
114630 | TAB-PBLD-FEQ-5440S | Extinguisher, Fire, Dry, Screen Handling Area, North | TAB-SUSPENDED ENTITY | Suspended entities | Fire Prevention,Extinguisher | Fire Equipment | 42553 | FEQ | http://www.toronto.ca/TWONTO#00350
114631 | TAB-PBLD-FEQ-5441S | Extinguisher, Fire, Dry, Screen Handling Area, West | TAB-WA7-FEQ-2169S | Extinguisher, Fires - P Bldg & New P.S. | Fire Prevention,Extinguisher | Fire Equipment | 42554 | FEQ | http://www.toronto.ca/TWONTO#00350
114632 | TAB-PBLD-FEQ-5442S | Extinguisher, Fire, Dry, Equipment Loading Bay | TAB-SUSPENDED ENTITY | Suspended entities | Fire Prevention,Extinguisher | Fire Equipment | 42555 | FEQ | http://www.toronto.ca/TWONTO#00350
114633 | TAB-PBLD-FEQ-5443S | Extinguisher, Fire, Dry, Mechanical Room 3, Penthouse South | TAB-SUSPENDED ENTITY | Suspended entities | Fire Prevention,Extinguisher | Fire Equipment | 42556 | FEQ | http://www.toronto.ca/TWONTO#00350
114634 | TAB-PBLD-FEQ-5444S | Extinguisher, Fire, Dry, Mechanical Room 3, Penthouse North | TAB-WA7-FEQ-2169S | Extinguisher, Fires - P Bldg & New P.S. | Fire Prevention,Extinguisher | Fire Equipment | 42557 | FEQ | http://www.toronto.ca/TWONTO#00350
114635 | TAB-PBLD-FEQ-5445S | Extinguisher, Fire, Dry, Truck Loading Bay | TAB-SUSPENDED ENTITY | Suspended entities | Fire Prevention,Extinguisher | Fire Equipment | 42558 | FEQ | http://www.toronto.ca/TWONTO#00350
114636 | TAB-PBLD-FEQ-5445S | Extinguisher, Fire, Dry, Truck Loading Bay | TAB-WA7-FEQ-2169S | Extinguisher, Fires - P Bldg & New P.S. | Fire Prevention,Extinguisher | Fire Equipment | 42558 | FEQ | http://www.toronto.ca/TWONTO#00350
114637 | TAB-PBLD-FEQ-5446S | Extinguisher, Fire, Dry, Grit Loading Area West | TAB-WA7-FEQ-2169S | Extinguisher, Fires - P Bldg & New P.S. | Fire Prevention,Extinguisher | Fire Equipment | 42559 | FEQ | http://www.toronto.ca/TWONTO#00350
114638 | TAB-PBLD-FEQ-5447S | Extinguisher, Fire, Dry, Grit Loading Area, Basement | TAB-WA7-FEQ-2169S | Extinguisher, Fires - P Bldg & New P.S. | Fire Prevention,Extinguisher | Fire Equipment | 42560 | FEQ | http://www.toronto.ca/TWONTO#00350
114639 | TAB-PBLD-FEQ-5448S | Extinguisher, Fire, Dry, Grit Loading Area, North Center | TAB-SUSPENDED ENTITY | Suspended entities | Fire Prevention,Extinguisher | Fire Equipment | 42561 | FEQ | http://www.toronto.ca/TWONTO#00350
114640 | TAB-PBLD-FEQ-5448S | Extinguisher, Fire, Dry, Grit Loading Area, North Center | TAB-WA7-FEQ-2169S | Extinguisher, Fires - P Bldg & New P.S. | Fire Prevention,Extinguisher | Fire Equipment | 42561 | FEQ | http://www.toronto.ca/TWONTO#00350
114641 | TAB-PBLD-FEQ-5449S | Extinguisher, Fire, Dry, Grit Loading Area, NE Bunker Wall | TAB-WA7-FEQ-2169S | Extinguisher, Fires - P Bldg & New P.S. | Fire Prevention,Extinguisher | Fire Equipment | 42562 | FEQ | http://www.toronto.ca/TWONTO#00350
114642 | TAB-PBLD-FEQ-5450S | Extinguisher, Fire, Dry, Outside Coagulant Room | TAB-WA7-FEQ-2169S | Extinguisher, Fires - P Bldg & New P.S. | Fire Prevention,Extinguisher | Fire Equipment | 42563 | FEQ | http://www.toronto.ca/TWONTO#00350
114643 | TAB-PBLD-FEQ-5453S | Extinguisher, Fire, Dry, West Wall Coagulant Room Area | TAB-SUSPENDED ENTITY | Suspended entities | Fire Prevention,Extinguisher | Fire Equipment | 42566 | FEQ | http://www.toronto.ca/TWONTO#00350
114644 | TAB-PBLD-FEQ-5454S | Extinguisher, Fire, Dry, East Wall Coagulant Room Area | TAB-SUSPENDED ENTITY | Suspended entities | Fire Prevention,Extinguisher | Fire Equipment | 42567 | FEQ | http://www.toronto.ca/TWONTO#00350
114645 | TAB-PBLD-FEQ-5455S | Extinguisher, Fire, CO2 10 lbs, SE Flow Meter Room | TAB-SUSPENDED ENTITY | Suspended entities | Fire Prevention,Extinguisher | Fire Equipment | 42568 | FEQ | http://www.toronto.ca/TWONTO#00350
114646 | TAB-PBLD-FEQ-5456S | Extinguisher, Fire, Dry, Flow Metetr Room, Center | TAB-SUSPENDED ENTITY | Suspended entities | Fire Prevention,Extinguisher | Fire Equipment | 42569 | FEQ | http://www.toronto.ca/TWONTO#00350
114647 | TAB-PBLD-FEQ-5457S | Extinguisher, Fire, Dry, SW Flow Meter Room | TAB-WA7-FEQ-2169S | Extinguisher, Fires - P Bldg & New P.S. | Fire Prevention,Extinguisher | Fire Equipment | 42570 | FEQ | http://www.toronto.ca/TWONTO#00350
114648 | TAB-PBLD-FEQ-5458S | Extinguisher, Fire, Dry, Polymer Room !st Floor South Center | TAB-SUSPENDED ENTITY | Suspended entities | Fire Prevention,Extinguisher | Fire Equipment | 42571 | FEQ | http://www.toronto.ca/TWONTO#00350
114649 | TAB-PBLD-FEQ-5458S | Extinguisher, Fire, Dry, Polymer Room !st Floor South Center | TAB-WA7-FEQ-2169S | Extinguisher, Fires - P Bldg & New P.S. | Fire Prevention,Extinguisher | Fire Equipment | 42571 | FEQ | http://www.toronto.ca/TWONTO#00350
114650 | TAB-PBLD-FEQ-5460S | Extinguisher, Fire, Dry, Polymer Room Loading Area | TAB-SUSPENDED ENTITY | Suspended entities | Fire Prevention,Extinguisher | Fire Equipment | 42573 | FEQ | http://www.toronto.ca/TWONTO#00350
114651 | TAB-PBLD-FEQ-5460S | Extinguisher, Fire, Dry, Polymer Room Loading Area | TAB-WA7-FEQ-2169S | Extinguisher, Fires - P Bldg & New P.S. | Fire Prevention,Extinguisher | Fire Equipment | 42573 | FEQ | http://www.toronto.ca/TWONTO#00350
114652 | TAB-PBLD-FEQ-5461S | Extinguisher, Fire, Dry, Polymer Room Loading Area Door | TAB-SUSPENDED ENTITY | Suspended entities | Fire Prevention,Extinguisher | Fire Equipment | 42574 | FEQ | http://www.toronto.ca/TWONTO#00350
114653 | TAB-PBLD-FEQ-5462S | Extinguisher, Fire, CO2 15 lbs, Mechanical Room 5 | TAB-SUSPENDED ENTITY | Suspended entities | Fire Prevention,Extinguisher | Fire Equipment | 42575 | FEQ | http://www.toronto.ca/TWONTO#00350
114654 | TAB-PBLD-FEQ-5462S | Extinguisher, Fire, CO2 15 lbs, Mechanical Room 5 | TAB-WA7-FEQ-2169S | Extinguisher, Fires - P Bldg & New P.S. | Fire Prevention,Extinguisher | Fire Equipment | 42575 | FEQ | http://www.toronto.ca/TWONTO#00350
114655 | TAB-PBLD-FEQ-5463S | Extinguisher, Fire, Dry Chemical 20 lbs, Mechanical Room 5 | TAB-WA7-FEQ-2169S | Extinguisher, Fires - P Bldg & New P.S. | Fire Prevention,Extinguisher | Fire Equipment | 42576 | FEQ | http://www.toronto.ca/TWONTO#00350
114656 | TAB-PBLD-FEQ-5465S | Extinguisher, Fire, Dry Chemical 20 lbs, Electrical Room 4 | TAB-SUSPENDED ENTITY | Suspended entities | Fire Prevention,Extinguisher | Fire Equipment | 42578 | FEQ | http://www.toronto.ca/TWONTO#00350
114657 | TAB-PBLD-FEQ-5466S | Extinguisher, Fire, CO2 10 lbs, East Tank House 9 | TAB-SUSPENDED ENTITY | Suspended entities | Fire Prevention,Extinguisher | Fire Equipment | 42579 | FEQ | http://www.toronto.ca/TWONTO#00350
114658 | TAB-PBLD-FEQ-5466S | Extinguisher, Fire, CO2 10 lbs, East Tank House 9 | TAB-WA7-FEQ-2169S | Extinguisher, Fires - P Bldg & New P.S. | Fire Prevention,Extinguisher | Fire Equipment | 42579 | FEQ | http://www.toronto.ca/TWONTO#00350
114659 | TAB-PBLD-FEQ-5468S | Extinguisher, Fire, CO2 10 lbs, Central Gallery Area | TAB-SUSPENDED ENTITY | Suspended entities | Fire Prevention,Extinguisher | Fire Equipment | 42581 | FEQ | http://www.toronto.ca/TWONTO#00350
114660 | TAB-PBLD-FEQ-5470S | Extinguisher, Fire, Dry Chemical 5 lbs, Primary Gallery 9 East Center Pillar | TAB-SUSPENDED ENTITY | Suspended entities | Fire Prevention,Extinguisher | Fire Equipment | 42583 | FEQ | http://www.toronto.ca/TWONTO#00350
114661 | TAB-PBLD-FEQ-5472S | Extinguisher, Fire, CO2 10 lbs, Primary Gallery 8, Stairs, West | TAB-SUSPENDED ENTITY | Suspended entities | Fire Prevention,Extinguisher | Fire Equipment | 42585 | FEQ | http://www.toronto.ca/TWONTO#00350
114662 | TAB-PBLD-FEQ-5472S | Extinguisher, Fire, CO2 10 lbs, Primary Gallery 8, Stairs, West | TAB-WA7-FEQ-2169S | Extinguisher, Fires - P Bldg & New P.S. | Fire Prevention,Extinguisher | Fire Equipment | 42585 | FEQ | http://www.toronto.ca/TWONTO#00350
114663 | TAB-PBLD-FEQ-5473S | Extinguisher, Fire, Dry Chemical 5 lbs, Primary Gallery 8 West Center Pillar | TAB-SUSPENDED ENTITY | Suspended entities | Fire Prevention,Extinguisher | Fire Equipment | 42586 | FEQ | http://www.toronto.ca/TWONTO#00350
114664 | TAB-PBLD-FEQ-5474S | Extinguisher, Fire, CO2 10 lbs, North Wall Primary Gallery 8 West | TAB-SUSPENDED ENTITY | Suspended entities | Fire Prevention,Extinguisher | Fire Equipment | 42587 | FEQ | http://www.toronto.ca/TWONTO#00350
114665 | TAB-PBLD-FEQ-5475S | Extinguisher, Fire, CO2 15 lbs, Pumping Gallery | TAB-SUSPENDED ENTITY | Suspended entities | Fire Prevention,Extinguisher | Fire Equipment | 42588 | FEQ | http://www.toronto.ca/TWONTO#00350
114666 | TAB-PBLD-FEQ-5476S | Extinguisher, Fire, Dry Chemical 5 lbs, Pumping Gallery | TAB-SUSPENDED ENTITY | Suspended entities | Fire Prevention,Extinguisher | Fire Equipment | 42589 | FEQ | http://www.toronto.ca/TWONTO#00350
114667 | TAB-PBLD-FEQ-5476S | Extinguisher, Fire, Dry Chemical 5 lbs, Pumping Gallery | TAB-WA7-FEQ-2169S | Extinguisher, Fires - P Bldg & New P.S. | Fire Prevention,Extinguisher | Fire Equipment | 42589 | FEQ | http://www.toronto.ca/TWONTO#00350
114668 | TAB-PBLD-FEQ-5477S | Extinguisher, Fire, CO2 15 lbs, Mechanical Room 6 | TAB-WA7-FEQ-2169S | Extinguisher, Fires - P Bldg & New P.S. | Fire Prevention,Extinguisher | Fire Equipment | 42590 | FEQ | http://www.toronto.ca/TWONTO#00350
114669 | TAB-PBLD-FEQ-5478S | Extinguisher, Fire, Dry Chemical 5 lbs, Mechanical Room 6 | TAB-SUSPENDED ENTITY | Suspended entities | Fire Prevention,Extinguisher | Fire Equipment | 42591 | FEQ | http://www.toronto.ca/TWONTO#00350
114670 | TAB-PBLD-FEQ-5478S | Extinguisher, Fire, Dry Chemical 5 lbs, Mechanical Room 6 | TAB-WA7-FEQ-2169S | Extinguisher, Fires - P Bldg & New P.S. | Fire Prevention,Extinguisher | Fire Equipment | 42591 | FEQ | http://www.toronto.ca/TWONTO#00350
114671 | TAB-PBLD-FEQ-5479S | Cabinet,Fire Hose/Standpipe, Mechanical Room 1, Ground Flr. | TAB-FEQ-HC-PBLD | Fire Standpipe/Hose, P- Building | Fire Prevention,Cabinet | Fire Equipment | 44074 | FEQ | http://www.toronto.ca/TWONTO#00351
114672 | TAB-PBLD-FEQ-5479S | Cabinet,Fire Hose/Standpipe, Mechanical Room 1, Ground Flr. | TAB-SUSPENDED ENTITY | Suspended entities | Fire Prevention,Cabinet | Fire Equipment | 44074 | FEQ | http://www.toronto.ca/TWONTO#00351
114673 | TAB-PBLD-FEQ-5480 | Cabinet,Fire Hose/Standpipe, Equipment Loading Bay, Ground Flr.. East | TAB-FEQ-HC-PBLD | Fire Standpipe/Hose, P- Building | Fire Prevention,Cabinet | Fire Equipment |  | FEQ | http://www.toronto.ca/TWONTO#00351
114674 | TAB-PBLD-FEQ-5480S | Cabinet,Fire Hose/Standpipe, Equipment Loading Bay, Ground Flr.. East | TAB-FEQ-HC-PBLD | Fire Standpipe/Hose, P- Building | Fire Prevention,Cabinet | Fire Equipment | 44075 | FEQ | http://www.toronto.ca/TWONTO#00351
114675 | TAB-PBLD-FEQ-5480S | Cabinet,Fire Hose/Standpipe, Equipment Loading Bay, Ground Flr.. East | TAB-SUSPENDED ENTITY | Suspended entities | Fire Prevention,Cabinet | Fire Equipment | 44075 | FEQ | http://www.toronto.ca/TWONTO#00351
114676 | TAB-PBLD-FEQ-5481S | Cabinet,Fire Hose/Standpipe, Truck Loading Bay, Ground Flr. West | TAB-FEQ-HC-PBLD | Fire Standpipe/Hose, P- Building | Fire Prevention,Cabinet | Fire Equipment | 44076 | FEQ | http://www.toronto.ca/TWONTO#00351
114677 | TAB-PBLD-FEQ-5481S | Cabinet,Fire Hose/Standpipe, Truck Loading Bay, Ground Flr. West | TAB-SUSPENDED ENTITY | Suspended entities | Fire Prevention,Cabinet | Fire Equipment | 44076 | FEQ | http://www.toronto.ca/TWONTO#00351
117016 | TAB-PWA-FE-0042 | Hydrant, Plant Water | TAB-PWA-V1 | Plant Water - Valves, Hydrants | Fire Prevention,Hydrant | Fire Equipment |  | FE | http://www.toronto.ca/TWONTO#00432
117017 | TAB-PWA-FE-0673 | Hydrant,Plant Water | TAB-FEQ-FH | Fire Hydrants |  | Fire Equipment |  | FE | http://www.toronto.ca/TWONTO#00432
117018 | TAB-PWA-FE-0673 | Hydrant,Plant Water | TAB-PWA-V1 | Plant Water - Valves, Hydrants |  | Fire Equipment |  | FE | http://www.toronto.ca/TWONTO#00432
117019 | TAB-PWA-FE-0676 | Hydrant, Plant Water | TAB-FEQ-FH | Fire Hydrants | Fire Prevention,Hydrant | Fire Equipment |  | FE | http://www.toronto.ca/TWONTO#00432
117059 | TAB-PWA-FE-1718 | Fire Hydrant, west Dig5-8 | TAB-FEQ-FH | Fire Hydrants | Fire Prevention,Hydrant | Fire Equipment |  | FE | http://www.toronto.ca/TWONTO#00432
117060 | TAB-PWA-FE1722 | Fire Hydrant, North Decant Tank | TAB-FEQ-FH | Fire Hydrants | Fire Prevention,Hydrant | Fire Equipment |  |  | http://www.toronto.ca/TWONTO#00432
117061 | TAB-PWA-FEQ-5081S | Extinguisher, Fire, CO2, PWPS MCC Room South West | TAB-WA7-FEQ-2179S | Extinguisher, Fire - Plant Water Pumping Station | Fire Prevention,Extinguisher | Fire Equipment | 42593 | FEQ | http://www.toronto.ca/TWONTO#00350
117062 | TAB-PWA-FEQ-5082S | Extinguisher, Fire, , Carbon Dioxide, PWPS1st Floor, "SW", | TAB-SUSPENDED ENTITY | Suspended entities | Fire Prevention,Extinguisher | Fire Equipment | 42594 | FEQ | http://www.toronto.ca/TWONTO#00350
117063 | TAB-PWA-FEQ-5082S | Extinguisher, Fire, , Carbon Dioxide, PWPS1st Floor, "SW", | TAB-WA7-FEQ-2179S | Extinguisher, Fire - Plant Water Pumping Station | Fire Prevention,Extinguisher | Fire Equipment | 42594 | FEQ | http://www.toronto.ca/TWONTO#00350
117064 | TAB-PWA-FEQ-5083S | Extinguisher, Fire, Dry, PWPS 1st Floor, "NE", | TAB-SUSPENDED ENTITY | Suspended entities | Fire Prevention,Extinguisher | Fire Equipment | 42595 | FEQ | http://www.toronto.ca/TWONTO#00350
117065 | TAB-PWA-FEQ-5083S | Extinguisher, Fire, Dry, PWPS 1st Floor, "NE", | TAB-WA7-FEQ-2179S | Extinguisher, Fire - Plant Water Pumping Station | Fire Prevention,Extinguisher | Fire Equipment | 42595 | FEQ | http://www.toronto.ca/TWONTO#00350
117066 | TAB-PWA-FEQ-5086S | Extinguisher, Fire, Dry, PWPS Basement "SW", | TAB-SUSPENDED ENTITY | Suspended entities | Fire Prevention,Extinguisher | Fire Equipment | 42598 | FEQ | http://www.toronto.ca/TWONTO#00350
117067 | TAB-PWA-FEQ-5086S | Extinguisher, Fire, Dry, PWPS Basement "SW", | TAB-WA7-FEQ-2179S | Extinguisher, Fire - Plant Water Pumping Station | Fire Prevention,Extinguisher | Fire Equipment | 42598 | FEQ | http://www.toronto.ca/TWONTO#00350
117068 | TAB-PWA-FEQ-5087S | Extinguisher, Fire, Dry, PWPS Basement "SW", | TAB-SUSPENDED ENTITY | Suspended entities | Fire Prevention,Extinguisher | Fire Equipment | 42599 | FEQ | http://www.toronto.ca/TWONTO#00350
117069 | TAB-PWA-FEQ-5087S | Extinguisher, Fire, Dry, PWPS Basement "SW", | TAB-WA7-FEQ-2179S | Extinguisher, Fire - Plant Water Pumping Station | Fire Prevention,Extinguisher | Fire Equipment | 42599 | FEQ | http://www.toronto.ca/TWONTO#00350
117070 | TAB-PWA-FEQ-5089S | Extinguisher, Fire, Dry, PWPS,Mezzanine, | TAB-SUSPENDED ENTITY | Suspended entities | Fire Prevention,Extinguisher | Fire Equipment | 42601 | FEQ | http://www.toronto.ca/TWONTO#00350
117071 | TAB-PWA-FEQ-5091S | Extinguisher, Fire, Dry, 20lbs,PWPS Basement Outside the East Door to Sea Wall tunnel | TAB-SUSPENDED ENTITY | Suspended entities | Fire Prevention,Extinguisher | Fire Equipment | 42607 | FEQ | http://www.toronto.ca/TWONTO#00350
118244 | TAB-SES-FEQ-0001 | Fire Hose/Standpipe #1 (Inc.) | TAB-FEQ-HC-INC | Fire Standpipe/Hose, Incineration/Heat Recovery | Fire Prevention,Hose | Fire Equipment |  | FEQ | http://www.toronto.ca/TWONTO#00351
118245 | TAB-SES-FEQ-0001S | Fire Hose/Standpipe #1 (Inc.) | TAB-SUSPENDED ENTITY | Suspended entities | Fire Prevention,Hose | Fire Equipment | 43534 | FEQ | http://www.toronto.ca/TWONTO#00351
118246 | TAB-SES-FEQ-0003S | Fire Hose/Standpipe #3 (Inc.) | TAB-FEQ-HC-INC | Fire Standpipe/Hose, Incineration/Heat Recovery | Fire Prevention,Hose | Fire Equipment | 43536 | FEQ | http://www.toronto.ca/TWONTO#00351
118247 | TAB-SES-FEQ-0003S | Fire Hose/Standpipe #3 (Inc.) | TAB-SUSPENDED ENTITY | Suspended entities | Fire Prevention,Hose | Fire Equipment | 43536 | FEQ | http://www.toronto.ca/TWONTO#00351
118248 | TAB-SES-FEQ-0004 | Fire Hose/Standpipe #4 (Inc.) | TAB-FEQ-HC-INC | Fire Standpipe/Hose, Incineration/Heat Recovery | Fire Prevention,Hose | Fire Equipment |  | FEQ | http://www.toronto.ca/TWONTO#00351
118249 | TAB-SES-FEQ-0005S | Fire Hose/Standpipe #5 (Inc.) | TAB-SUSPENDED ENTITY | Suspended entities | Fire Prevention,Hose | Fire Equipment | 43538 | FEQ | http://www.toronto.ca/TWONTO#00351
118250 | TAB-SES-FEQ-0006S | Fire Hose/Standpipe #6 (Inc.) | TAB-FEQ-HC-INC | Fire Standpipe/Hose, Incineration/Heat Recovery | Fire Prevention,Hose | Fire Equipment | 43539 | FEQ | http://www.toronto.ca/TWONTO#00351
118251 | TAB-SES-FEQ-0007 | Fire Hose/Standpipe #7 (Inc.) | TAB-FEQ-HC-INC | Fire Standpipe/Hose, Incineration/Heat Recovery | Fire Prevention,Hose | Fire Equipment |  | FEQ | http://www.toronto.ca/TWONTO#00351
118252 | TAB-SES-FEQ-0007S | Fire Hose/Standpipe #7 (Inc.) | TAB-FEQ-HC-INC | Fire Standpipe/Hose, Incineration/Heat Recovery | Fire Prevention,Hose | Fire Equipment | 43540 | FEQ | http://www.toronto.ca/TWONTO#00351
118253 | TAB-SES-FEQ-0007S | Fire Hose/Standpipe #7 (Inc.) | TAB-SUSPENDED ENTITY | Suspended entities | Fire Prevention,Hose | Fire Equipment | 43540 | FEQ | http://www.toronto.ca/TWONTO#00351
118254 | TAB-SES-FEQ-0008S | Fire Hose/Standpipe #8 (Inc.) | TAB-FEQ-HC-INC | Fire Standpipe/Hose, Incineration/Heat Recovery | Fire Prevention,Hose | Fire Equipment | 43541 | FEQ | http://www.toronto.ca/TWONTO#00351
118255 | TAB-SES-FEQ-0010 | Fire Hose/Standpipe #10 (Inc.) | TAB-FEQ-HC-INC | Fire Standpipe/Hose, Incineration/Heat Recovery | Fire Prevention,Hose | Fire Equipment |  | FEQ | http://www.toronto.ca/TWONTO#00351
118256 | TAB-SES-FEQ-0010S | Fire Hose/Standpipe #10 (Inc.) | TAB-FEQ-HC-INC | Fire Standpipe/Hose, Incineration/Heat Recovery | Fire Prevention,Hose | Fire Equipment | 43543 | FEQ | http://www.toronto.ca/TWONTO#00351
118257 | TAB-SES-FEQ-0011S | Fire Hose/Standpipe #11 (Inc.) | TAB-SUSPENDED ENTITY | Suspended entities | Fire Prevention,Hose | Fire Equipment | 43544 | FEQ | http://www.toronto.ca/TWONTO#00351
118258 | TAB-SES-FEQ-0012S | Fire Hose/Standpipe #12 (Inc.) | TAB-FEQ-HC-INC | Fire Standpipe/Hose, Incineration/Heat Recovery | Fire Prevention,Hose | Fire Equipment | 43545 | FEQ | http://www.toronto.ca/TWONTO#00351
118259 | TAB-SES-FEQ-0012S | Fire Hose/Standpipe #12 (Inc.) | TAB-SUSPENDED ENTITY | Suspended entities | Fire Prevention,Hose | Fire Equipment | 43545 | FEQ | http://www.toronto.ca/TWONTO#00351
118260 | TAB-SES-FEQ-0013 | Fire Hose/Standpipe #13 (Inc.) | TAB-FEQ-HC-INC | Fire Standpipe/Hose, Incineration/Heat Recovery | Fire Prevention,Hose | Fire Equipment |  | FEQ | http://www.toronto.ca/TWONTO#00351
118261 | TAB-SES-FEQ-0013S | Fire Hose/Standpipe #13 (Inc.) | TAB-FEQ-HC-INC | Fire Standpipe/Hose, Incineration/Heat Recovery | Fire Prevention,Hose | Fire Equipment | 43546 | FEQ | http://www.toronto.ca/TWONTO#00351
118262 | TAB-SES-FEQ-0013S | Fire Hose/Standpipe #13 (Inc.) | TAB-SUSPENDED ENTITY | Suspended entities | Fire Prevention,Hose | Fire Equipment | 43546 | FEQ | http://www.toronto.ca/TWONTO#00351
118263 | TAB-SES-FEQ-0014 | Fire Hose/Standpipe #14 (Inc.) | TAB-FEQ-HC-INC | Fire Standpipe/Hose, Incineration/Heat Recovery | Fire Prevention,Hose | Fire Equipment |  | FEQ | http://www.toronto.ca/TWONTO#00351
118264 | TAB-SES-FEQ-0014S | Fire Hose/Standpipe #14 (Inc.) | TAB-FEQ-HC-INC | Fire Standpipe/Hose, Incineration/Heat Recovery | Fire Prevention,Hose | Fire Equipment | 43547 | FEQ | http://www.toronto.ca/TWONTO#00351
118265 | TAB-SES-FEQ-0015 | Fire Hose/Standpipe #15 (HRB) | TAB-FEQ-HC-INC | Fire Standpipe/Hose, Incineration/Heat Recovery | Fire Prevention,Hose | Fire Equipment |  | FEQ | http://www.toronto.ca/TWONTO#00351
118266 | TAB-SES-FEQ-0015S | Fire Hose/Standpipe #15 (HRB) | TAB-SUSPENDED ENTITY | Suspended entities | Fire Prevention,Hose | Fire Equipment | 43548 | FEQ | http://www.toronto.ca/TWONTO#00351
118267 | TAB-SES-FEQ-0016 | Fire Hose/Standpipe #16 (HRB) | TAB-FEQ-HC-INC | Fire Standpipe/Hose, Incineration/Heat Recovery | Fire Prevention,Hose | Fire Equipment |  | FEQ | http://www.toronto.ca/TWONTO#00351
118268 | TAB-SES-FEQ-0016S | Fire Hose/Standpipe #16 (HRB) | TAB-FEQ-HC-INC | Fire Standpipe/Hose, Incineration/Heat Recovery | Fire Prevention,Hose | Fire Equipment | 43549 | FEQ | http://www.toronto.ca/TWONTO#00351
118269 | TAB-SES-FEQ-0016S | Fire Hose/Standpipe #16 (HRB) | TAB-SUSPENDED ENTITY | Suspended entities | Fire Prevention,Hose | Fire Equipment | 43549 | FEQ | http://www.toronto.ca/TWONTO#00351
118270 | TAB-SES-FEQ-0017S | Fire Hose/Standpipe #17 (HRB) | TAB-SUSPENDED ENTITY | Suspended entities | Fire Prevention,Hose | Fire Equipment | 43550 | FEQ | http://www.toronto.ca/TWONTO#00351
118271 | TAB-SES-FEQ-0019 | Fire Hose/Standpipe #19 (HRB) | TAB-FEQ-HC-INC | Fire Standpipe/Hose, Incineration/Heat Recovery | Fire Prevention,Hose | Fire Equipment |  | FEQ | http://www.toronto.ca/TWONTO#00351
118272 | TAB-SES-FEQ-0019S | Fire Hose/Standpipe #19 (HRB) | TAB-FEQ-HC-INC | Fire Standpipe/Hose, Incineration/Heat Recovery | Fire Prevention,Hose | Fire Equipment | 43552 | FEQ | http://www.toronto.ca/TWONTO#00351
118273 | TAB-SES-FEQ-0019S | Fire Hose/Standpipe #19 (HRB) | TAB-SUSPENDED ENTITY | Suspended entities | Fire Prevention,Hose | Fire Equipment | 43552 | FEQ | http://www.toronto.ca/TWONTO#00351
118274 | TAB-SES-FEQ-0020 | Fire Hose/Standpipe #20 (HRB) | TAB-FEQ-HC-INC | Fire Standpipe/Hose, Incineration/Heat Recovery | Fire Prevention,Hose | Fire Equipment |  | FEQ | http://www.toronto.ca/TWONTO#00351
118275 | TAB-SES-FEQ-0020S | Fire Hose/Standpipe #20 (HRB) | TAB-FEQ-HC-INC | Fire Standpipe/Hose, Incineration/Heat Recovery | Fire Prevention,Hose | Fire Equipment | 43553 | FEQ | http://www.toronto.ca/TWONTO#00351
118276 | TAB-SES-FEQ-0022 | Fire Hose/Standpipe #22 (HRB) | TAB-FEQ-HC-INC | Fire Standpipe/Hose, Incineration/Heat Recovery | Fire Prevention,Hose | Fire Equipment |  | FEQ | http://www.toronto.ca/TWONTO#00351
118277 | TAB-SES-FEQ-0023 | Fire Hose/Standpipe #23 (HRB) | TAB-FEQ-HC-INC | Fire Standpipe/Hose, Incineration/Heat Recovery | Fire Prevention,Hose | Fire Equipment |  | FEQ | http://www.toronto.ca/TWONTO#00351
118278 | TAB-SES-FEQ-0023S | Fire Hose/Standpipe #23 (HRB) | TAB-SUSPENDED ENTITY | Suspended entities | Fire Prevention,Hose | Fire Equipment | 43556 | FEQ | http://www.toronto.ca/TWONTO#00351
118279 | TAB-SES-FEQ-0024S | Fire Hose/Standpipe #24 (HRB) | TAB-SUSPENDED ENTITY | Suspended entities | Fire Prevention,Hose | Fire Equipment | 43557 | FEQ | http://www.toronto.ca/TWONTO#00351
118280 | TAB-SES-FEQ-0025S | Fire Hose/Standpipe #25(HRB) | TAB-FEQ-HC-INC | Fire Standpipe/Hose, Incineration/Heat Recovery | Fire Prevention,Hose | Fire Equipment | 43558 | FEQ | http://www.toronto.ca/TWONTO#00351
118281 | TAB-SES-FEQ-0025S | Fire Hose/Standpipe #25(HRB) | TAB-SUSPENDED ENTITY | Suspended entities | Fire Prevention,Hose | Fire Equipment | 43558 | FEQ | http://www.toronto.ca/TWONTO#00351
118282 | TAB-SES-FEQ-0026 | Fire Hose/Standpipe #26 | TAB-FEQ-HC-Z | Fire Standpipe/Hose, Z Building | Fire Prevention,Hose | Fire Equipment |  | FEQ | http://www.toronto.ca/TWONTO#00351
118283 | TAB-SES-FEQ-0026S | Fire Hose/Standpipe #26 | TAB-FEQ-HC-Z | Fire Standpipe/Hose, Z Building | Fire Prevention,Hose | Fire Equipment | 43559 | FEQ | http://www.toronto.ca/TWONTO#00351
118284 | TAB-SES-FEQ-0027 | Fire Hose/Standpipe #27 | TAB-FEQ-HC-Z | Fire Standpipe/Hose, Z Building | Fire Prevention,Hose | Fire Equipment |  | FEQ | http://www.toronto.ca/TWONTO#00351
118285 | TAB-SES-FEQ-0027S | Fire Hose/Standpipe #27 | TAB-SUSPENDED ENTITY | Suspended entities | Fire Prevention,Hose | Fire Equipment | 43560 | FEQ | http://www.toronto.ca/TWONTO#00351
118286 | TAB-SES-FEQ-0028 | Fire Hose/Standpipe #28 | TAB-FEQ-HC-FLO | Fire Standpipe/Hose, Floatation Building | Fire Prevention,Hose | Fire Equipment |  | FEQ | http://www.toronto.ca/TWONTO#00351
118287 | TAB-SES-FEQ-0028S | Fire Hose/Standpipe #28 | TAB-FEQ-HC-FLO | Fire Standpipe/Hose, Floatation Building | Fire Prevention,Hose | Fire Equipment | 43561 | FEQ | http://www.toronto.ca/TWONTO#00351
118288 | TAB-SES-FEQ-0029 | Fire Hose/Standpipe #29 | TAB-FEQ-HC-FLO | Fire Standpipe/Hose, Floatation Building | Fire Prevention,Hose | Fire Equipment |  | FEQ | http://www.toronto.ca/TWONTO#00351
118289 | TAB-SES-FEQ-0029S | Fire Hose/Standpipe #29 | TAB-SUSPENDED ENTITY | Suspended entities | Fire Prevention,Hose | Fire Equipment | 43562 | FEQ | http://www.toronto.ca/TWONTO#00351
118290 | TAB-SES-FEQ-0030 | Fire Hose/Standpipe #30 | TAB-FEQ-HC-FLO | Fire Standpipe/Hose, Floatation Building | Fire Prevention,Hose | Fire Equipment |  | FEQ | http://www.toronto.ca/TWONTO#00351
118291 | TAB-SES-FEQ-0030S | Fire Hose/Standpipe #30 | TAB-SUSPENDED ENTITY | Suspended entities | Fire Prevention,Hose | Fire Equipment | 43563 | FEQ | http://www.toronto.ca/TWONTO#00351
118292 | TAB-SES-FEQ-0031S | Fire Hose/Standpipe #31 | TAB-FEQ-HC-Z | Fire Standpipe/Hose, Z Building | Fire Prevention,Hose | Fire Equipment | 43564 | FEQ | http://www.toronto.ca/TWONTO#00351
118293 | TAB-SES-FEQ-0032S | Fire Hose/Standpipe #32 | TAB-FEQ-HC-Z | Fire Standpipe/Hose, Z Building | Fire Prevention,Hose | Fire Equipment | 43565 | FEQ | http://www.toronto.ca/TWONTO#00351
118294 | TAB-SES-FEQ-0033S | Fire Hose/Standpipe #33 | TAB-FEQ-HC-Z | Fire Standpipe/Hose, Z Building | Fire Prevention,Hose | Fire Equipment | 43566 | FEQ | http://www.toronto.ca/TWONTO#00351
118295 | TAB-SES-FEQ-0034 | Fire Hose/Standpipe #34 | TAB-FEQ-HC-FLO | Fire Standpipe/Hose, Floatation Building | Fire Prevention,Hose | Fire Equipment |  | FEQ | http://www.toronto.ca/TWONTO#00351
118296 | TAB-SES-FEQ-0034S | Fire Hose/Standpipe #34 | TAB-FEQ-HC-FLO | Fire Standpipe/Hose, Floatation Building | Fire Prevention,Hose | Fire Equipment | 43567 | FEQ | http://www.toronto.ca/TWONTO#00351
118297 | TAB-SES-FEQ-0035 | Fire Hose/Standpipe #35 | TAB-FEQ-HC-FLO | Fire Standpipe/Hose, Floatation Building | Fire Prevention,Hose | Fire Equipment |  | FEQ | http://www.toronto.ca/TWONTO#00351
118298 | TAB-SES-FEQ-0035S | Fire Hose/Standpipe #35 | TAB-FEQ-HC-FLO | Fire Standpipe/Hose, Floatation Building | Fire Prevention,Hose | Fire Equipment | 43568 | FEQ | http://www.toronto.ca/TWONTO#00351
118299 | TAB-SES-FEQ-0036 | Fire Hose/Standpipe #36 | TAB-FEQ-HC-FLO | Fire Standpipe/Hose, Floatation Building | Fire Prevention,Hose | Fire Equipment |  | FEQ | http://www.toronto.ca/TWONTO#00351
118300 | TAB-SES-FEQ-0036S | Fire Hose/Standpipe #36 | TAB-SUSPENDED ENTITY | Suspended entities | Fire Prevention,Hose | Fire Equipment | 43569 | FEQ | http://www.toronto.ca/TWONTO#00351
118301 | TAB-SES-FEQ-0037S | Fire Hose/Standpipe #37 | TAB-SUSPENDED ENTITY | Suspended entities | Fire Prevention,Hose | Fire Equipment | 43570 | FEQ | http://www.toronto.ca/TWONTO#00351
118302 | TAB-SES-FEQ-0038S | Fire Hose/Standpipe #38 | TAB-FEQ-HC-FLO | Fire Standpipe/Hose, Floatation Building | Fire Prevention,Hose | Fire Equipment | 43571 | FEQ | http://www.toronto.ca/TWONTO#00351
118303 | TAB-SES-FEQ-0039S | Fire Hose/Standpipe #39 | TAB-FEQ-HC-FLO | Fire Standpipe/Hose, Floatation Building | Fire Prevention,Hose | Fire Equipment | 43572 | FEQ | http://www.toronto.ca/TWONTO#00351
118304 | TAB-SES-FEQ-0040S | Fire Hose/Standpipe #40 | TAB-FEQ-HC-Z | Fire Standpipe/Hose, Z Building | Fire Prevention,Hose | Fire Equipment | 43573 | FEQ | http://www.toronto.ca/TWONTO#00351
118305 | TAB-SES-FEQ-0041S | Fire Hose/Standpipe #41 | TAB-SUSPENDED ENTITY | Suspended entities | Fire Prevention,Hose | Fire Equipment | 43575 | FEQ | http://www.toronto.ca/TWONTO#00351
118306 | TAB-SES-FEQ-0042S | Fire Hose/Standpipe #42 | TAB-SUSPENDED ENTITY | Suspended entities | Fire Prevention,Hose | Fire Equipment | 43576 | FEQ | http://www.toronto.ca/TWONTO#00351
118307 | TAB-SES-FEQ-0043S | Fire Hose/Standpipe #43 | TAB-FEQ-HC-Z | Fire Standpipe/Hose, Z Building | Fire Prevention,Hose | Fire Equipment | 43577 | FEQ | http://www.toronto.ca/TWONTO#00351
118308 | TAB-SES-FEQ-0043S | Fire Hose/Standpipe #43 | TAB-SUSPENDED ENTITY | Suspended entities | Fire Prevention,Hose | Fire Equipment | 43577 | FEQ | http://www.toronto.ca/TWONTO#00351
118309 | TAB-SES-FEQ-0044S | Fire Hose/Standpipe #44 | TAB-FEQ-HC-Z | Fire Standpipe/Hose, Z Building | Fire Prevention,Hose | Fire Equipment | 43578 | FEQ | http://www.toronto.ca/TWONTO#00351
118310 | TAB-SES-FEQ-0045 | Fire Hose/Standpipe #45 | TAB-FEQ-HC-Z | Fire Standpipe/Hose, Z Building | Fire Prevention,Hose | Fire Equipment |  | FEQ | http://www.toronto.ca/TWONTO#00351
118311 | TAB-SES-FEQ-0045S | Fire Hose/Standpipe #45 | TAB-SUSPENDED ENTITY | Suspended entities | Fire Prevention,Hose | Fire Equipment | 43579 | FEQ | http://www.toronto.ca/TWONTO#00351
118312 | TAB-SES-FEQ-0046 | Fire Hose/Standpipe #46 | TAB-FEQ-HC-Z | Fire Standpipe/Hose, Z Building | Fire Prevention,Hose | Fire Equipment |  | FEQ | http://www.toronto.ca/TWONTO#00351
118313 | TAB-SES-FEQ-0046S | Fire Hose/Standpipe #46 | TAB-FEQ-HC-Z | Fire Standpipe/Hose, Z Building | Fire Prevention,Hose | Fire Equipment | 43580 | FEQ | http://www.toronto.ca/TWONTO#00351
118314 | TAB-SES-FEQ-0047S | Fire Hose/Standpipe #47 | TAB-FEQ-HC-Z | Fire Standpipe/Hose, Z Building | Fire Prevention,Hose | Fire Equipment | 43581 | FEQ | http://www.toronto.ca/TWONTO#00351
118315 | TAB-SES-FEQ-0048S | Fire Hose/Standpipe #48 | TAB-SUSPENDED ENTITY | Suspended entities | Fire Prevention,Hose | Fire Equipment | 43582 | FEQ | http://www.toronto.ca/TWONTO#00351
118316 | TAB-SES-FEQ-0049 | Fire Hose/Standpipe #49 | TAB-FEQ-HC-Z | Fire Standpipe/Hose, Z Building | Fire Prevention,Hose | Fire Equipment |  | FEQ | http://www.toronto.ca/TWONTO#00351
118317 | TAB-SES-FEQ-0049S | Fire Hose/Standpipe #49 | TAB-FEQ-HC-Z | Fire Standpipe/Hose, Z Building | Fire Prevention,Hose | Fire Equipment | 43583 | FEQ | http://www.toronto.ca/TWONTO#00351
118318 | TAB-SES-FEQ-0050S | Fire Hose/Standpipe #50 | TAB-FEQ-HC-FLO | Fire Standpipe/Hose, Floatation Building | Fire Prevention,Hose | Fire Equipment | 43584 | FEQ | http://www.toronto.ca/TWONTO#00351
118319 | TAB-SES-FEQ-0051 | Fire Hose/Standpipe #51 | TAB-FEQ-HC-FLO | Fire Standpipe/Hose, Floatation Building | Fire Prevention,Hose | Fire Equipment |  | FEQ | http://www.toronto.ca/TWONTO#00351
118320 | TAB-SES-FEQ-0051S | Fire Hose/Standpipe #51 | TAB-SUSPENDED ENTITY | Suspended entities | Fire Prevention,Hose | Fire Equipment | 43585 | FEQ | http://www.toronto.ca/TWONTO#00351
118321 | TAB-SES-FEQ-0052S | Fire Hose/Standpipe #52 | TAB-FEQ-HC-FLO | Fire Standpipe/Hose, Floatation Building | Fire Prevention,Hose | Fire Equipment | 43586 | FEQ | http://www.toronto.ca/TWONTO#00351
118322 | TAB-SES-FEQ-0053S | Fire Hose/Standpipe #53 | TAB-FEQ-HC-Z | Fire Standpipe/Hose, Z Building | Fire Prevention,Hose | Fire Equipment | 43587 | FEQ | http://www.toronto.ca/TWONTO#00351
118323 | TAB-SES-FEQ-0053S | Fire Hose/Standpipe #53 | TAB-SUSPENDED ENTITY | Suspended entities | Fire Prevention,Hose | Fire Equipment | 43587 | FEQ | http://www.toronto.ca/TWONTO#00351
118324 | TAB-SES-FEQ-0054 | Fire Hose/Standpipe #54 | TAB-FEQ-HC-Z | Fire Standpipe/Hose, Z Building | Fire Prevention,Hose | Fire Equipment |  | FEQ | http://www.toronto.ca/TWONTO#00351
118325 | TAB-SES-FEQ-0055S | Fire Hose/Standpipe #55 | TAB-FEQ-HC-Z | Fire Standpipe/Hose, Z Building | Fire Prevention,Hose | Fire Equipment | 43589 | FEQ | http://www.toronto.ca/TWONTO#00351
118326 | TAB-SES-FEQ-0055S | Fire Hose/Standpipe #55 | TAB-SUSPENDED ENTITY | Suspended entities | Fire Prevention,Hose | Fire Equipment | 43589 | FEQ | http://www.toronto.ca/TWONTO#00351
118327 | TAB-SES-FEQ-0056 | Fire Hose/Standpipe #56 | TAB-FEQ-HC-Z | Fire Standpipe/Hose, Z Building | Fire Prevention,Hose | Fire Equipment |  | FEQ | http://www.toronto.ca/TWONTO#00351
118328 | TAB-SES-FEQ-0057S | Fire Hose/Standpipe #57 | TAB-SUSPENDED ENTITY | Suspended entities | Fire Prevention,Hose | Fire Equipment | 43591 | FEQ | http://www.toronto.ca/TWONTO#00351
118329 | TAB-SES-FEQ-0058 | Fire Hose/Standpipe #58 | TAB-FEQ-HC-FLO | Fire Standpipe/Hose, Floatation Building | Fire Prevention,Hose | Fire Equipment |  | FEQ | http://www.toronto.ca/TWONTO#00351
118330 | TAB-SES-FEQ-0058S | Fire Hose/Standpipe #58 | TAB-FEQ-HC-FLO | Fire Standpipe/Hose, Floatation Building | Fire Prevention,Hose | Fire Equipment | 43592 | FEQ | http://www.toronto.ca/TWONTO#00351
118331 | TAB-SES-FEQ-0059S | Fire Hose/Standpipe #59 | TAB-FEQ-HC-Z | Fire Standpipe/Hose, Z Building | Fire Prevention,Hose | Fire Equipment | 43593 | FEQ | http://www.toronto.ca/TWONTO#00351
118332 | TAB-SES-FEQ-0059S | Fire Hose/Standpipe #59 | TAB-SUSPENDED ENTITY | Suspended entities | Fire Prevention,Hose | Fire Equipment | 43593 | FEQ | http://www.toronto.ca/TWONTO#00351
118333 | TAB-SES-FEQ-0060S | Fire Hose/Standpipe #60 | TAB-FEQ-HC-Z | Fire Standpipe/Hose, Z Building | Fire Prevention,Hose | Fire Equipment | 43594 | FEQ | http://www.toronto.ca/TWONTO#00351
118334 | TAB-SES-FEQ-0061 | Fire Hose/Standpipe #61 | TAB-FEQ-HC-Z | Fire Standpipe/Hose, Z Building | Fire Prevention,Hose | Fire Equipment |  | FEQ | http://www.toronto.ca/TWONTO#00351
118335 | TAB-SES-FEQ-0061S | Fire Hose/Standpipe #61 | TAB-SUSPENDED ENTITY | Suspended entities | Fire Prevention,Hose | Fire Equipment | 43595 | FEQ | http://www.toronto.ca/TWONTO#00351
118336 | TAB-SES-FEQ-0062 | Fire Hose/Standpipe #62 | TAB-FEQ-HC-Z | Fire Standpipe/Hose, Z Building | Fire Prevention,Hose | Fire Equipment |  | FEQ | http://www.toronto.ca/TWONTO#00351
118337 | TAB-SES-FEQ-0062S | Fire Hose/Standpipe #62 | TAB-FEQ-HC-Z | Fire Standpipe/Hose, Z Building | Fire Prevention,Hose | Fire Equipment | 43596 | FEQ | http://www.toronto.ca/TWONTO#00351
118338 | TAB-SES-FEQ-0063S | Fire Hose/Standpipe #63 | TAB-FEQ-HC-Z | Fire Standpipe/Hose, Z Building | Fire Prevention,Hose | Fire Equipment | 43597 | FEQ | http://www.toronto.ca/TWONTO#00351
118339 | TAB-SES-FEQ-0064S | Fire Hose/Standpipe #64 | TAB-FEQ-HC-Z | Fire Standpipe/Hose, Z Building | Fire Prevention,Hose | Fire Equipment | 43598 | FEQ | http://www.toronto.ca/TWONTO#00351
118340 | TAB-SES-FEQ-0065 | Fire Hose/Standpipe #65 | TAB-FEQ-HC-Z | Fire Standpipe/Hose, Z Building | Fire Prevention,Hose | Fire Equipment |  | FEQ | http://www.toronto.ca/TWONTO#00351
118341 | TAB-SES-FEQ-0065S | Fire Hose/Standpipe #65 | TAB-FEQ-HC-Z | Fire Standpipe/Hose, Z Building | Fire Prevention,Hose | Fire Equipment | 43599 | FEQ | http://www.toronto.ca/TWONTO#00351
118342 | TAB-SES-FEQ-0066 | Fire Hose/Standpipe #66 | TAB-FEQ-HC-Z | Fire Standpipe/Hose, Z Building | Fire Prevention,Hose | Fire Equipment |  | FEQ | http://www.toronto.ca/TWONTO#00351
118343 | TAB-SES-FEQ-0067S | Fire Hose/Standpipe #67 | TAB-SUSPENDED ENTITY | Suspended entities | Fire Prevention,Hose | Fire Equipment | 43601 | FEQ | http://www.toronto.ca/TWONTO#00351
118344 | TAB-SES-FEQ-0068S | Fire Hose/Standpipe #68 | TAB-FEQ-HC-Z | Fire Standpipe/Hose, Z Building | Fire Prevention,Hose | Fire Equipment | 43602 | FEQ | http://www.toronto.ca/TWONTO#00351
118345 | TAB-SES-FEQ-0069 | Fire Hose/Standpipe #69 | TAB-FEQ-HC-Z | Fire Standpipe/Hose, Z Building | Fire Prevention,Hose | Fire Equipment |  | FEQ | http://www.toronto.ca/TWONTO#00351
118346 | TAB-SES-FEQ-0069S | Fire Hose/Standpipe #69 | TAB-FEQ-HC-Z | Fire Standpipe/Hose, Z Building | Fire Prevention,Hose | Fire Equipment | 43603 | FEQ | http://www.toronto.ca/TWONTO#00351
118347 | TAB-SES-FEQ-0070S | Fire Hose/Standpipe #70 | TAB-FEQ-HC-Z | Fire Standpipe/Hose, Z Building | Fire Prevention,Hose | Fire Equipment | 43604 | FEQ | http://www.toronto.ca/TWONTO#00351
118348 | TAB-SES-FEQ-0071 | Fire Hose/Standpipe #71 | TAB-FEQ-HC-AUX | Fire Standpipe/Hose, Auxilliary Building | Fire Prevention,Hose | Fire Equipment |  | FEQ | http://www.toronto.ca/TWONTO#00351
118349 | TAB-SES-FEQ-0072 | Fire Hose/Standpipe #72 | TAB-FEQ-HC-AUX | Fire Standpipe/Hose, Auxilliary Building | Fire Prevention,Hose | Fire Equipment |  | FEQ | http://www.toronto.ca/TWONTO#00351
118350 | TAB-SES-FEQ-0072S | Fire Hose/Standpipe #72 | TAB-FEQ-HC-AUX | Fire Standpipe/Hose, Auxilliary Building | Fire Prevention,Hose | Fire Equipment | 43606 | FEQ | http://www.toronto.ca/TWONTO#00351
118351 | TAB-SES-FEQ-0073 | Fire Hose/Standpipe #73 | TAB-FEQ-HC-AUX | Fire Standpipe/Hose, Auxilliary Building | Fire Prevention,Hose | Fire Equipment |  | FEQ | http://www.toronto.ca/TWONTO#00351
118352 | TAB-SES-FEQ-0073S | Fire Hose/Standpipe #73 | TAB-FEQ-HC-AUX | Fire Standpipe/Hose, Auxilliary Building | Fire Prevention,Hose | Fire Equipment | 43607 | FEQ | http://www.toronto.ca/TWONTO#00351
118353 | TAB-SES-FEQ-0073S | Fire Hose/Standpipe #73 | TAB-SUSPENDED ENTITY | Suspended entities | Fire Prevention,Hose | Fire Equipment | 43607 | FEQ | http://www.toronto.ca/TWONTO#00351
118354 | TAB-SES-FEQ-0074 | Fire Hose/Standpipe #74 | TAB-FEQ-HC-AUX | Fire Standpipe/Hose, Auxilliary Building | Fire Prevention,Hose | Fire Equipment |  | FEQ | http://www.toronto.ca/TWONTO#00351
118355 | TAB-SES-FEQ-0075 | Fire Hose/Standpipe #75 | TAB-FEQ-HC-AUX | Fire Standpipe/Hose, Auxilliary Building | Fire Prevention,Hose | Fire Equipment |  | FEQ | http://www.toronto.ca/TWONTO#00351
118356 | TAB-SES-FEQ-0076 | Fire Hose/Standpipe #76 | TAB-FEQ-HC-BLWR | Fire Standpipe/Hose, Aeration/Blower Building | Fire Prevention,Hose | Fire Equipment |  | FEQ | http://www.toronto.ca/TWONTO#00351
118357 | TAB-SES-FEQ-0077 | Fire Hose/Standpipe #77 | TAB-FEQ-HC-BLWR | Fire Standpipe/Hose, Aeration/Blower Building | Fire Prevention,Hose | Fire Equipment |  | FEQ | http://www.toronto.ca/TWONTO#00351
118358 | TAB-SES-FEQ-0077S | Fire Hose/Standpipe #77 | TAB-SUSPENDED ENTITY | Suspended entities | Fire Prevention,Hose | Fire Equipment | 43611 | FEQ | http://www.toronto.ca/TWONTO#00351
118359 | TAB-SES-FEQ-0078 | Fire Hose/Standpipe #78 | TAB-FEQ-HC-BLWR | Fire Standpipe/Hose, Aeration/Blower Building | Fire Prevention,Hose | Fire Equipment |  | FEQ | http://www.toronto.ca/TWONTO#00351
118360 | TAB-SES-FEQ-0078S | Fire Hose/Standpipe #78 | TAB-FEQ-HC-BLWR | Fire Standpipe/Hose, Aeration/Blower Building | Fire Prevention,Hose | Fire Equipment | 43612 | FEQ | http://www.toronto.ca/TWONTO#00351
118361 | TAB-SES-FEQ-0079 | Fire Hose/Standpipe #79 | TAB-FEQ-HC-BLWR | Fire Standpipe/Hose, Aeration/Blower Building | Fire Prevention,Hose | Fire Equipment |  | FEQ | http://www.toronto.ca/TWONTO#00351
118362 | TAB-SES-FEQ-0079S | Fire Hose/Standpipe #79 | TAB-SUSPENDED ENTITY | Suspended entities | Fire Prevention,Hose | Fire Equipment | 43613 | FEQ | http://www.toronto.ca/TWONTO#00351
118363 | TAB-SES-FEQ-0080 | Fire Hose/Standpipe #80 | TAB-FEQ-HC-BLWR | Fire Standpipe/Hose, Aeration/Blower Building | Fire Prevention,Hose | Fire Equipment |  | FEQ | http://www.toronto.ca/TWONTO#00351
118364 | TAB-SES-FEQ-0080S | Fire Hose/Standpipe #80 | TAB-FEQ-HC-BLWR | Fire Standpipe/Hose, Aeration/Blower Building | Fire Prevention,Hose | Fire Equipment | 43614 | FEQ | http://www.toronto.ca/TWONTO#00351
118365 | TAB-SES-FEQ-0081 | Fire Hose/Standpipe #81 | TAB-FEQ-HC-BLWR | Fire Standpipe/Hose, Aeration/Blower Building | Fire Prevention,Hose | Fire Equipment |  | FEQ | http://www.toronto.ca/TWONTO#00351
118366 | TAB-SES-FEQ-0081S | Fire Hose/Standpipe #81 | TAB-FEQ-HC-BLWR | Fire Standpipe/Hose, Aeration/Blower Building | Fire Prevention,Hose | Fire Equipment | 43615 | FEQ | http://www.toronto.ca/TWONTO#00351
118367 | TAB-SES-FEQ-0082S | Fire Hose/Standpipe #82 | TAB-SUSPENDED ENTITY | Suspended entities | Fire Prevention,Hose | Fire Equipment | 43623 | FEQ | http://www.toronto.ca/TWONTO#00351
118368 | TAB-SES-FEQ-0083S | Fire Hose/Standpipe #83 | TAB-SUSPENDED ENTITY | Suspended entities | Fire Prevention,Hose | Fire Equipment | 43624 | FEQ | http://www.toronto.ca/TWONTO#00351
118369 | TAB-SES-FEQ-0084 | Fire Hose/Standpipe #84 | TAB-FEQ-HC-BLWR | Fire Standpipe/Hose, Aeration/Blower Building | Fire Prevention,Hose | Fire Equipment |  | FEQ | http://www.toronto.ca/TWONTO#00351
118370 | TAB-SES-FEQ-0084S | Fire Hose/Standpipe #84 | TAB-SUSPENDED ENTITY | Suspended entities | Fire Prevention,Hose | Fire Equipment | 43625 | FEQ | http://www.toronto.ca/TWONTO#00351
118371 | TAB-SES-FEQ-0085 | Fire Hose/Standpipe #85 | TAB-FEQ-HC-BLWR | Fire Standpipe/Hose, Aeration/Blower Building | Fire Prevention,Hose | Fire Equipment |  | FEQ | http://www.toronto.ca/TWONTO#00351
118372 | TAB-SES-FEQ-0086S | Fire Hose/Standpipe #86 | TAB-FEQ-HC-BLWR | Fire Standpipe/Hose, Aeration/Blower Building | Fire Prevention,Hose | Fire Equipment | 43627 | FEQ | http://www.toronto.ca/TWONTO#00351
118373 | TAB-SES-FEQ-0086S | Fire Hose/Standpipe #86 | TAB-SUSPENDED ENTITY | Suspended entities | Fire Prevention,Hose | Fire Equipment | 43627 | FEQ | http://www.toronto.ca/TWONTO#00351
118374 | TAB-SES-FEQ-0087S | Fire Hose/Standpipe #87 | TAB-SUSPENDED ENTITY | Suspended entities | Fire Prevention,Hose | Fire Equipment | 43628 | FEQ | http://www.toronto.ca/TWONTO#00351
118375 | TAB-SES-FEQ-0088 | Fire Hose/Standpipe #88 | TAB-FEQ-HC-BLWR | Fire Standpipe/Hose, Aeration/Blower Building | Fire Prevention,Hose | Fire Equipment |  | FEQ | http://www.toronto.ca/TWONTO#00351
118376 | TAB-SES-FEQ-0088S | Fire Hose/Standpipe #88 | TAB-SUSPENDED ENTITY | Suspended entities | Fire Prevention,Hose | Fire Equipment | 43629 | FEQ | http://www.toronto.ca/TWONTO#00351
118377 | TAB-SES-FEQ-0089 | Fire Hose/Standpipe #89 | TAB-FEQ-HC-BLWR | Fire Standpipe/Hose, Aeration/Blower Building | Fire Prevention,Hose | Fire Equipment |  | FEQ | http://www.toronto.ca/TWONTO#00351
118378 | TAB-SES-FEQ-0089S | Fire Hose/Standpipe #89 | TAB-SUSPENDED ENTITY | Suspended entities | Fire Prevention,Hose | Fire Equipment | 43630 | FEQ | http://www.toronto.ca/TWONTO#00351
118379 | TAB-SES-FEQ-0090S | Fire Hose/Standpipe #90 | TAB-FEQ-HC-BLWR | Fire Standpipe/Hose, Aeration/Blower Building | Fire Prevention,Hose | Fire Equipment | 43631 | FEQ | http://www.toronto.ca/TWONTO#00351
118380 | TAB-SES-FEQ-0090S | Fire Hose/Standpipe #90 | TAB-SUSPENDED ENTITY | Suspended entities | Fire Prevention,Hose | Fire Equipment | 43631 | FEQ | http://www.toronto.ca/TWONTO#00351
118381 | TAB-SES-FEQ-0091 | Fire Hose/Standpipe #91 | TAB-FEQ-HC-BLWR | Fire Standpipe/Hose, Aeration/Blower Building | Fire Prevention,Hose | Fire Equipment |  | FEQ | http://www.toronto.ca/TWONTO#00351
118382 | TAB-SES-FEQ-0091S | Fire Hose/Standpipe #91 | TAB-FEQ-HC-BLWR | Fire Standpipe/Hose, Aeration/Blower Building | Fire Prevention,Hose | Fire Equipment | 43632 | FEQ | http://www.toronto.ca/TWONTO#00351
118383 | TAB-SES-FEQ-0091S | Fire Hose/Standpipe #91 | TAB-SUSPENDED ENTITY | Suspended entities | Fire Prevention,Hose | Fire Equipment | 43632 | FEQ | http://www.toronto.ca/TWONTO#00351
118384 | TAB-SES-FEQ-0092S | Fire Hose/Standpipe #92 | TAB-FEQ-HC-BLWR | Fire Standpipe/Hose, Aeration/Blower Building | Fire Prevention,Hose | Fire Equipment | 43633 | FEQ | http://www.toronto.ca/TWONTO#00351
118385 | TAB-SES-FEQ-0093S | Fire Hose/Standpipe #93 | TAB-FEQ-HC-DEW | Fire Standpipe/Hose, Dewatering | Fire Prevention,Hose | Fire Equipment | 43634 | FEQ | http://www.toronto.ca/TWONTO#00351
118386 | TAB-SES-FEQ-0094 | Fire Hose/Standpipe #94 | TAB-FEQ-HC-DEW | Fire Standpipe/Hose, Dewatering | Fire Prevention,Hose | Fire Equipment |  | FEQ | http://www.toronto.ca/TWONTO#00351
118387 | TAB-SES-FEQ-0094S | Fire Hose/Standpipe #94 | TAB-SUSPENDED ENTITY | Suspended entities | Fire Prevention,Hose | Fire Equipment | 43635 | FEQ | http://www.toronto.ca/TWONTO#00351
118388 | TAB-SES-FEQ-0095S | Fire Hose/Standpipe #95 | TAB-SUSPENDED ENTITY | Suspended entities | Fire Prevention,Hose | Fire Equipment | 43636 | FEQ | http://www.toronto.ca/TWONTO#00351
118389 | TAB-SES-FEQ-0096 | Fire Hose/Standpipe #96 | TAB-FEQ-HC-DEW | Fire Standpipe/Hose, Dewatering | Fire Prevention,Hose | Fire Equipment |  | FEQ | http://www.toronto.ca/TWONTO#00351
118390 | TAB-SES-FEQ-0096S | Fire Hose/Standpipe #96 | TAB-SUSPENDED ENTITY | Suspended entities | Fire Prevention,Hose | Fire Equipment | 43637 | FEQ | http://www.toronto.ca/TWONTO#00351
118391 | TAB-SES-FEQ-0098 | Fire Hose/Standpipe #98 | TAB-FEQ-HC-DEW | Fire Standpipe/Hose, Dewatering | Fire Prevention,Hose | Fire Equipment |  | FEQ | http://www.toronto.ca/TWONTO#00351
118392 | TAB-SES-FEQ-0098S | Fire Hose/Standpipe #98 | TAB-FEQ-HC-DEW | Fire Standpipe/Hose, Dewatering | Fire Prevention,Hose | Fire Equipment | 43639 | FEQ | http://www.toronto.ca/TWONTO#00351
118393 | TAB-SES-FEQ-0099S | Fire Hose/Standpipe #99 | TAB-FEQ-HC-DEW | Fire Standpipe/Hose, Dewatering | Fire Prevention,Hose | Fire Equipment | 43640 | FEQ | http://www.toronto.ca/TWONTO#00351
118394 | TAB-SES-FEQ-0100S | Fire Hose/Standpipe #100 | TAB-SUSPENDED ENTITY | Suspended entities | Fire Prevention,Hose | Fire Equipment | 43641 | FEQ | http://www.toronto.ca/TWONTO#00351
118395 | TAB-SES-FEQ-0101S | Fire Hose/Standpipe #101 | TAB-SUSPENDED ENTITY | Suspended entities | Fire Prevention,Hose | Fire Equipment | 43642 | FEQ | http://www.toronto.ca/TWONTO#00351
118396 | TAB-SES-FEQ-0102S | Fire Hose/Standpipe #102 | TAB-FEQ-HC-DEW | Fire Standpipe/Hose, Dewatering | Fire Prevention,Hose | Fire Equipment | 43643 | FEQ | http://www.toronto.ca/TWONTO#00351
118397 | TAB-SES-FEQ-0102S | Fire Hose/Standpipe #102 | TAB-SUSPENDED ENTITY | Suspended entities | Fire Prevention,Hose | Fire Equipment | 43643 | FEQ | http://www.toronto.ca/TWONTO#00351
118398 | TAB-SES-FEQ-0103S | Fire Hose/Standpipe #103 | TAB-FEQ-HC-DEW | Fire Standpipe/Hose, Dewatering | Fire Prevention,Hose | Fire Equipment | 43644 | FEQ | http://www.toronto.ca/TWONTO#00351
118399 | TAB-SES-FEQ-0104S | Fire Hose/Standpipe #104 | TAB-SUSPENDED ENTITY | Suspended entities | Fire Prevention,Hose | Fire Equipment | 43645 | FEQ | http://www.toronto.ca/TWONTO#00351
118400 | TAB-SES-FEQ-0105S | Fire Hose/Standpipe #105 | TAB-SUSPENDED ENTITY | Suspended entities | Fire Prevention,Hose | Fire Equipment | 43646 | FEQ | http://www.toronto.ca/TWONTO#00351
118401 | TAB-SES-FEQ-0106S | Fire Hose/Standpipe #106 | TAB-SUSPENDED ENTITY | Suspended entities | Fire Prevention,Hose | Fire Equipment | 43647 | FEQ | http://www.toronto.ca/TWONTO#00351
118402 | TAB-SES-FEQ-0107S | Fire Hose/Standpipe #107 | TAB-SUSPENDED ENTITY | Suspended entities | Fire Prevention,Hose | Fire Equipment | 43648 | FEQ | http://www.toronto.ca/TWONTO#00351
118403 | TAB-SES-FEQ-0108S | Fire Hose/Standpipe #108 | TAB-FEQ-HC-DEW | Fire Standpipe/Hose, Dewatering | Fire Prevention,Hose | Fire Equipment | 43649 | FEQ | http://www.toronto.ca/TWONTO#00351
118404 | TAB-SES-FEQ-0108S | Fire Hose/Standpipe #108 | TAB-SUSPENDED ENTITY | Suspended entities | Fire Prevention,Hose | Fire Equipment | 43649 | FEQ | http://www.toronto.ca/TWONTO#00351
118405 | TAB-SES-FEQ-0110 | Fire Hose/Standpipe #110 | TAB-FEQ-HC-DEW | Fire Standpipe/Hose, Dewatering | Fire Prevention,Hose | Fire Equipment |  | FEQ | http://www.toronto.ca/TWONTO#00351
118406 | TAB-SES-FEQ-0111 | Fire Hose/Standpipe #110 | TAB-FEQ-HC-DEW | Fire Standpipe/Hose, Dewatering | Fire Prevention,Hose | Fire Equipment |  | FEQ | http://www.toronto.ca/TWONTO#00351
118407 | TAB-SES-FEQ-0111S | Fire Hose/Standpipe #111 | TAB-FEQ-HC-DEW | Fire Standpipe/Hose, Dewatering | Fire Prevention,Hose | Fire Equipment | 43652 | FEQ | http://www.toronto.ca/TWONTO#00351
118408 | TAB-SES-FEQ-0503 | Sprinkler System, Blower Bldg, Basement, North West Corner | TAB-FEQ-SPRINK | Sprinklers & associated equipment | Fire Prevention,Sprinkler | Fire Equipment |  | FEQ | http://www.toronto.ca/TWONTO#00352
118409 | TAB-SES-FEQ-0504 | Sprinkler System, Heat Recovery Bldg., Basement South West Corner | TAB-FEQ-SPRINK | Sprinklers & associated equipment | Fire Prevention,Sprinkler | Fire Equipment |  | FEQ | http://www.toronto.ca/TWONTO#00352
118410 | TAB-SES-FEQ-0506 | Sprinkler System, Incenerator Bldg., Basement, North West Corner | TAB-FEQ-SPRINK | Sprinklers & associated equipment | Fire Prevention,Sprinkler | Fire Equipment |  | FEQ | http://www.toronto.ca/TWONTO#00352
118411 | TAB-SES-FEQ-0507 | Sprinkler System, Auxiliary Bldg., Sub-basement, South Wall | TAB-FEQ-SPRINK | Sprinklers & associated equipment | Fire Prevention,Sprinkler | Fire Equipment |  | FEQ | http://www.toronto.ca/TWONTO#00352
118412 | TAB-SES-FEQ-0510 | Sprinkler System, Digester 13-16, Basement, North West Corner | TAB-FEQ-SPRINK | Sprinklers & associated equipment | Fire Prevention,Sprinkler | Fire Equipment |  | FEQ | http://www.toronto.ca/TWONTO#00352
118413 | TAB-SES-FEQ-0512 | Sprinkler System, Digester 19-22, Basement, North West Corner | TAB-FEQ-SPRINK | Sprinklers & associated equipment | Fire Prevention,Sprinkler | Fire Equipment |  | FEQ | http://www.toronto.ca/TWONTO#00352
118414 | TAB-SES-FEQ-0513 | Sprinkler System, Dewatering Bldg., Third Floor, North East | TAB-FEQ-SPRINK | Sprinklers & associated equipment | Fire Prevention,Sprinkler | Fire Equipment |  | FEQ | http://www.toronto.ca/TWONTO#00352
118415 | TAB-SES-FEQ-0515 | Sprinkler System, Dewatering Bldg., Fourth Floor, South East | TAB-FEQ-SPRINK | Sprinklers & associated equipment | Fire Prevention,Sprinkler | Fire Equipment |  | FEQ | http://www.toronto.ca/TWONTO#00352
118524 | TAB-SES-V-0508 | Valve,Gate,Control,Sprinkler,North Substation,Basement,South West Corner | NORTH SUBSTATION_BASEMENT | MSA Substation,Basement | Valve,Flow Control | Fire Equipment |  | V | http://www.toronto.ca/TWONTO#00781
118588 | TAB-SLO-FEQ-5340S | Extinguisher, Fire, Dry, Scrubber Room "W", Biosolids, Truck Loading Bldg | TAB-WA7-FEQ-2174S | Extinguisher, Fire - Incinerators,Silo , Biosolid Truck Loading & Auxiliary Building, Stack | Fire Prevention,Extinguisher | Fire Equipment | 42610 | FEQ | http://www.toronto.ca/TWONTO#00350
118589 | TAB-SLO-FEQ-5341S | Extinguisher, Fire, Dry, Scrubber Room "E", Biosolids, Truck Loading Bldg | TAB-SUSPENDED ENTITY | Suspended entities | Fire Prevention,Extinguisher | Fire Equipment | 42611 | FEQ | http://www.toronto.ca/TWONTO#00350
118590 | TAB-SLO-FEQ-5341S | Extinguisher, Fire, Dry, Scrubber Room "E", Biosolids, Truck Loading Bldg | TAB-WA7-FEQ-2174S | Extinguisher, Fire - Incinerators,Silo , Biosolid Truck Loading & Auxiliary Building, Stack | Fire Prevention,Extinguisher | Fire Equipment | 42611 | FEQ | http://www.toronto.ca/TWONTO#00350
118591 | TAB-SLO-FEQ-5342S | Extinguisher, Fire, Dry, Scrubber Room "NE", Biosolids, Truck Loading Bldg | TAB-SUSPENDED ENTITY | Suspended entities | Fire Prevention,Extinguisher | Fire Equipment | 42612 | FEQ | http://www.toronto.ca/TWONTO#00350
118592 | TAB-SLO-FEQ-5342S | Extinguisher, Fire, Dry, Scrubber Room "NE", Biosolids, Truck Loading Bldg | TAB-WA7-FEQ-2174S | Extinguisher, Fire - Incinerators,Silo , Biosolid Truck Loading & Auxiliary Building, Stack | Fire Prevention,Extinguisher | Fire Equipment | 42612 | FEQ | http://www.toronto.ca/TWONTO#00350
118593 | TAB-SLO-FEQ-5344S | Extinguisher, Fire, Dry, Biosolids, Truck Loading Bay Centre South ,Main Flr | TAB-SUSPENDED ENTITY | Suspended entities | Fire Prevention,Extinguisher | Fire Equipment | 42614 | FEQ | http://www.toronto.ca/TWONTO#00350
118594 | TAB-SLO-FEQ-5344S | Extinguisher, Fire, Dry, Biosolids, Truck Loading Bay Centre South ,Main Flr | TAB-WA7-FEQ-2174S | Extinguisher, Fire - Incinerators,Silo , Biosolid Truck Loading & Auxiliary Building, Stack | Fire Prevention,Extinguisher | Fire Equipment | 42614 | FEQ | http://www.toronto.ca/TWONTO#00350
118595 | TAB-SLO-FEQ-5345S | Extinguisher, Fire, Dry, Biosolids, Truck Loading Bldg, Mezzanine Flr End of North Stairs | TAB-WA7-FEQ-2174S | Extinguisher, Fire - Incinerators,Silo , Biosolid Truck Loading & Auxiliary Building, Stack | Fire Prevention,Extinguisher | Fire Equipment | 42615 | FEQ | http://www.toronto.ca/TWONTO#00350
118596 | TAB-SLO-FEQ-5346S | Extinguisher, Fire, Dry, Biosolids, Truck Loading Bldg, Mezzanine Flr Loading control Room South | TAB-SUSPENDED ENTITY | Suspended entities | Fire Prevention,Extinguisher | Fire Equipment | 42616 | FEQ | http://www.toronto.ca/TWONTO#00350
118597 | TAB-SLO-FEQ-5346S | Extinguisher, Fire, Dry, Biosolids, Truck Loading Bldg, Mezzanine Flr Loading control Room South | TAB-WA7-FEQ-2174S | Extinguisher, Fire - Incinerators,Silo , Biosolid Truck Loading & Auxiliary Building, Stack | Fire Prevention,Extinguisher | Fire Equipment | 42616 | FEQ | http://www.toronto.ca/TWONTO#00350
118598 | TAB-SLO-FEQ-5347S | Extinguisher, Fire, Dry, Biosolids, Truck Loading Bldg, Mezzanine Flr End of South Stairs | TAB-SUSPENDED ENTITY | Suspended entities | Fire Prevention,Extinguisher | Fire Equipment | 42617 | FEQ | http://www.toronto.ca/TWONTO#00350
118599 | TAB-SLO-FEQ-5348S | Extinguisher, Fire, , Dry, 2nd Floor Pipe Gallery North of Truck Loading Bay, "C", | TAB-WA7-FEQ-2174S | Extinguisher, Fire - Incinerators,Silo , Biosolid Truck Loading & Auxiliary Building, Stack | Fire Prevention,Extinguisher | Fire Equipment | 42618 | FEQ | http://www.toronto.ca/TWONTO#00350
118600 | TAB-SLO-FEQ-5349S | Extinguisher, Fire, Dry, Biosolids, Truck Loading Bldg, 3rd Flr (Pent House) South | TAB-SUSPENDED ENTITY | Suspended entities | Fire Prevention,Extinguisher | Fire Equipment | 42619 | FEQ | http://www.toronto.ca/TWONTO#00350
118601 | TAB-SLO-FEQ-5349S | Extinguisher, Fire, Dry, Biosolids, Truck Loading Bldg, 3rd Flr (Pent House) South | TAB-WA7-FEQ-2174S | Extinguisher, Fire - Incinerators,Silo , Biosolid Truck Loading & Auxiliary Building, Stack | Fire Prevention,Extinguisher | Fire Equipment | 42619 | FEQ | http://www.toronto.ca/TWONTO#00350
118602 | TAB-SLO-FEQ-5350S | Fire Extinguisher, 5 lb ABC, Elevator, Biosolids , Mechanical Room | TAB-WA7-FEQ-2174S | Extinguisher, Fire - Incinerators,Silo , Biosolid Truck Loading & Auxiliary Building, Stack |  | Fire Equipment | 42620 | FEQ | http://www.toronto.ca/TWONTO#00350
118603 | TAB-SLO-FEQ-5352S | Extinguisher, Fire, Lbs, Dry Chemical, Biosolids, 2nd Floor, North East Duct Room, East Wall | TAB-SUSPENDED ENTITY | Suspended entities | Fire Prevention,Extinguisher | Fire Equipment | 42622 | FEQ | http://www.toronto.ca/TWONTO#00350
119709 | TAB-THK-FEQ-5234S | Extinguisher, Fire,Dry, Hose Unit 34, Floatation Basement, "SW", | TAB-SUSPENDED ENTITY | Suspended entities | Fire Prevention,Extinguisher | Fire Equipment | 42623 | FEQ | http://www.toronto.ca/TWONTO#00350
119710 | TAB-THK-FEQ-5234S | Extinguisher, Fire,Dry, Hose Unit 34, Floatation Basement, "SW", | TAB-WA7-FEQ-2182S | Extinguisher, Fire - Z Building | Fire Prevention,Extinguisher | Fire Equipment | 42623 | FEQ | http://www.toronto.ca/TWONTO#00350
119711 | TAB-THK-FEQ-5235S | Extinguisher, Dry,Fire, Hose Unit 35, Floatation Building,Basement, "WC", | TAB-WA7-FEQ-2182S | Extinguisher, Fire - Z Building | Fire Prevention,Extinguisher | Fire Equipment | 42624 | FEQ | http://www.toronto.ca/TWONTO#00350
119712 | TAB-THK-FEQ-5236S | Extinguisher, Fire, Dry, Hose Unit 36, FloatationBuilding Basement, "NC", | TAB-SUSPENDED ENTITY | Suspended entities | Fire Prevention,Extinguisher | Fire Equipment | 42625 | FEQ | http://www.toronto.ca/TWONTO#00350
119713 | TAB-THK-FEQ-5236S | Extinguisher, Fire, Dry, Hose Unit 36, FloatationBuilding Basement, "NC", | TAB-WA7-FEQ-2182S | Extinguisher, Fire - Z Building | Fire Prevention,Extinguisher | Fire Equipment | 42625 | FEQ | http://www.toronto.ca/TWONTO#00350
119714 | TAB-THK-FEQ-5237S | Extinguisher, Fire, Dry,Hose Unit 37, Floatation Building Basement, "NE", | TAB-SUSPENDED ENTITY | Suspended entities | Fire Prevention,Extinguisher | Fire Equipment | 42626 | FEQ | http://www.toronto.ca/TWONTO#00350
119715 | TAB-THK-FEQ-5237S | Extinguisher, Fire, Dry,Hose Unit 37, Floatation Building Basement, "NE", | TAB-WA7-FEQ-2182S | Extinguisher, Fire - Z Building | Fire Prevention,Extinguisher | Fire Equipment | 42626 | FEQ | http://www.toronto.ca/TWONTO#00350
119716 | TAB-THK-FEQ-5238S | Extinguisher, Fire, Dry, Hose Unit 38, Floatation Building Basement, "E", | TAB-SUSPENDED ENTITY | Suspended entities | Fire Prevention,Extinguisher | Fire Equipment | 42627 | FEQ | http://www.toronto.ca/TWONTO#00350
119717 | TAB-THK-FEQ-5238S | Extinguisher, Fire, Dry, Hose Unit 38, Floatation Building Basement, "E", | TAB-WA7-FEQ-2182S | Extinguisher, Fire - Z Building | Fire Prevention,Extinguisher | Fire Equipment | 42627 | FEQ | http://www.toronto.ca/TWONTO#00350
119718 | TAB-THK-FEQ-5239S | Extinguisher, Fire, Dry,Hose Unit 39, Outside Store, Floation Building Bsmt. West | TAB-SUSPENDED ENTITY | Suspended entities | Fire Prevention,Extinguisher | Fire Equipment | 42628 | FEQ | http://www.toronto.ca/TWONTO#00350
119719 | TAB-THK-FEQ-5239S | Extinguisher, Fire, Dry,Hose Unit 39, Outside Store, Floation Building Bsmt. West | TAB-WA7-FEQ-2182S | Extinguisher, Fire - Z Building | Fire Prevention,Extinguisher | Fire Equipment | 42628 | FEQ | http://www.toronto.ca/TWONTO#00350
119720 | TAB-THK-FEQ-5240S | Extinguisher, Fire, Dry, Hose Unit 40,Outside Store, Float. Building Bsmt South | TAB-WA7-FEQ-2182S | Extinguisher, Fire - Z Building | Fire Prevention,Extinguisher | Fire Equipment | 42629 | FEQ | http://www.toronto.ca/TWONTO#00350
119721 | TAB-THK-FEQ-5242S | Extinguisher, Fire, Dry,Hose Unit 42, Float.Building Bsmt. WA5 Stores | TAB-SUSPENDED ENTITY | Suspended entities | Fire Prevention,Extinguisher | Fire Equipment | 42631 | FEQ | http://www.toronto.ca/TWONTO#00350
119722 | TAB-THK-FEQ-5250S | Extinguisher, Fire, Dry, Hose Unit 50, Floatation Building 1st Flr, South | TAB-WA7-FEQ-2182S | Extinguisher, Fire - Z Building | Fire Prevention,Extinguisher | Fire Equipment | 42632 | FEQ | http://www.toronto.ca/TWONTO#00350
119723 | TAB-THK-FEQ-5251S | Extinguisher, Fire, Dry, Hose Unit 51, Floatation Building , 1st Flr. North | TAB-WA7-FEQ-2182S | Extinguisher, Fire - Z Building | Fire Prevention,Extinguisher | Fire Equipment | 42633 | FEQ | http://www.toronto.ca/TWONTO#00350
119724 | TAB-THK-FEQ-5257S | Extinguisher, Fire, Dry, Hose Unit 57, Mezzanine Flr, Float. Building, North | TAB-SUSPENDED ENTITY | Suspended entities | Fire Prevention,Extinguisher | Fire Equipment | 42635 | FEQ | http://www.toronto.ca/TWONTO#00350
119725 | TAB-THK-FEQ-5258S | Extinguisher, Fire, Dry, Hose Unit 58, Mezzanine Flr.South, Float. Building | TAB-SUSPENDED ENTITY | Suspended entities | Fire Prevention,Extinguisher | Fire Equipment | 42636 | FEQ | http://www.toronto.ca/TWONTO#00350
119726 | TAB-THK-FEQ-5258S | Extinguisher, Fire, Dry, Hose Unit 58, Mezzanine Flr.South, Float. Building | TAB-WA7-FEQ-2182S | Extinguisher, Fire - Z Building | Fire Prevention,Extinguisher | Fire Equipment | 42636 | FEQ | http://www.toronto.ca/TWONTO#00350
119727 | TAB-THK-FEQ-5380S | Extinguisher, Fire, Dry, Floatation Building,Basement Shop, North East | TAB-WA7-FEQ-2182S | Extinguisher, Fire - Z Building | Fire Prevention,Extinguisher | Fire Equipment | 42637 | FEQ | http://www.toronto.ca/TWONTO#00350
119728 | TAB-THK-FEQ-5381S | Extinguisher, Fire, Dry, WA5 Team Meeting Room, Float. Building 1st Flr. | TAB-SUSPENDED ENTITY | Suspended entities | Fire Prevention,Extinguisher | Fire Equipment | 42638 | FEQ | http://www.toronto.ca/TWONTO#00350
119729 | TAB-THK-FEQ-5381S | Extinguisher, Fire, Dry, WA5 Team Meeting Room, Float. Building 1st Flr. | TAB-WA7-FEQ-2182S | Extinguisher, Fire - Z Building | Fire Prevention,Extinguisher | Fire Equipment | 42638 | FEQ | http://www.toronto.ca/TWONTO#00350
120566 | TAB-WA7-FEQ-0002S | Extinguisher, Fire - Spares, Digester Gas Control Bldg - Crane Spares Rm. | TAB-SUSPENDED ENTITY | Suspended entities | Fire Prevention,Extinguisher | Fire Equipment | 42639 | FEQ | http://www.toronto.ca/TWONTO#00350
120567 | TAB-WA7-FEQ-0003S | Extinguisher, Fire - Digester Tank #1 to #22 | TAB-FEQ-FE | Extinguisher, Fires |  | Fire Equipment | 42640 | FEQ | http://www.toronto.ca/TWONTO#00350
120568 | TAB-WA7-FEQ-0003S | Extinguisher, Fire - Digester Tank #1 to #22 | TAB-SUSPENDED ENTITY | Suspended entities |  | Fire Equipment | 42640 | FEQ | http://www.toronto.ca/TWONTO#00350
120569 | TAB-WA7-FEQ-0005S | Extinguisher, Fire - Hydro Sub-Stations | TAB-SUSPENDED ENTITY | Suspended entities |  | Fire Equipment | 42642 | FEQ | http://www.toronto.ca/TWONTO#00350
120570 | TAB-WA7-FEQ-0010S | Extinguisher, Fire -Old P.S. Bldg | TAB-FEQ-FE | Extinguisher, Fires |  | Fire Equipment | 42643 | FEQ | http://www.toronto.ca/TWONTO#00350
120571 | TAB-WA7-FEQ-0013S | Extinguisher, Fire - Heat Recovery | TAB-FEQ-FE | Extinguisher, Fires |  | Fire Equipment | 42645 | FEQ | http://www.toronto.ca/TWONTO#00350
120572 | TAB-WA7-FEQ-0013S | Extinguisher, Fire - Heat Recovery | TAB-SUSPENDED ENTITY | Suspended entities |  | Fire Equipment | 42645 | FEQ | http://www.toronto.ca/TWONTO#00350
120573 | TAB-WA7-FEQ-1000S | Extinguisher, Fire, 5Lbs, Dry Chemical, Old North Substation | TAB-WA7-FEQ-2165AS | Extinguisher, Fire - Chlorine Building | Fire Prevention,Extinguisher | Fire Equipment | 42646 | FEQ | http://www.toronto.ca/TWONTO#00350
120574 | TAB-WA7-FEQ-2148S | Extinguisher, Fire - Aeration | TAB-SUSPENDED ENTITY | Suspended entities |  | Fire Equipment | 42647 | FEQ | http://www.toronto.ca/TWONTO#00350
120575 | TAB-WA7-FEQ-2165AS | Extinguisher, Fire - Chlorine Building | TAB-SUSPENDED ENTITY | Suspended entities | Fire Prevention,Extinguisher | Fire Equipment | 42648 | FEQ | http://www.toronto.ca/TWONTO#00350
120576 | TAB-WA7-FEQ-2166S | Extinguisher, Fire - Security & D Buildings | TAB-SUSPENDED ENTITY | Suspended entities | Fire Prevention,Extinguisher | Fire Equipment | 42649 | FEQ | http://www.toronto.ca/TWONTO#00350
120577 | TAB-WA7-FEQ-2167S | Extinguisher, Fire - Dewatering | TAB-FEQ-FE | Extinguisher, Fires |  | Fire Equipment | 42650 | FEQ | http://www.toronto.ca/TWONTO#00350
120578 | TAB-WA7-FEQ-2167S | Extinguisher, Fire - Dewatering | TAB-SUSPENDED ENTITY | Suspended entities |  | Fire Equipment | 42650 | FEQ | http://www.toronto.ca/TWONTO#00350
120579 | TAB-WA7-FEQ-2169S | Extinguisher, Fires - P Bldg & New P.S. | TAB-FEQ-FE | Extinguisher, Fires |  | Fire Equipment | 42651 | FEQ | http://www.toronto.ca/TWONTO#00350
120580 | TAB-WA7-FEQ-2169S | Extinguisher, Fires - P Bldg & New P.S. | TAB-SUSPENDED ENTITY | Suspended entities |  | Fire Equipment | 42651 | FEQ | http://www.toronto.ca/TWONTO#00350
120581 | TAB-WA7-FEQ-2176S | Extinguisher, Fire - M & T Buildings | TAB-FEQ-FE | Extinguisher, Fires |  | Fire Equipment | 42654 | FEQ | http://www.toronto.ca/TWONTO#00350
120582 | TAB-WA7-FEQ-2176S | Extinguisher, Fire - M & T Buildings | TAB-SUSPENDED ENTITY | Suspended entities |  | Fire Equipment | 42654 | FEQ | http://www.toronto.ca/TWONTO#00350
120583 | TAB-WA7-FEQ-2178S | Extinguisher, Fire - Gas Control Building | TAB-SUSPENDED ENTITY | Suspended entities |  | Fire Equipment | 42655 | FEQ | http://www.toronto.ca/TWONTO#00350
120584 | TAB-WA7-FEQ-2179S | Extinguisher, Fire - Plant Water Pumping Station | TAB-SUSPENDED ENTITY | Suspended entities |  | Fire Equipment | 42656 | FEQ | http://www.toronto.ca/TWONTO#00350
120625 | TAB-ZBLD-FEQ-5227S | Extinguisher, Fire, Dry, Hose Unit 27,Tunnel, Bottom Stair, Z Building | TAB-SUSPENDED ENTITY | Suspended entities | Fire Prevention,Extinguisher | Fire Equipment | 42658 | FEQ | http://www.toronto.ca/TWONTO#00350
120626 | TAB-ZBLD-FEQ-5228S | Extinguisher, Fire,Dry,Hose Unit 28, Sub Basement, Z Building | TAB-WA7-FEQ-2182S | Extinguisher, Fire - Z Building | Fire Prevention,Extinguisher | Fire Equipment | 42659 | FEQ | http://www.toronto.ca/TWONTO#00350
120627 | TAB-ZBLD-FEQ-5230S | Extinguisher, Fire, Dry,Hose Unit 30, Sub-Basement, Z Building West | TAB-SUSPENDED ENTITY | Suspended entities | Fire Prevention,Extinguisher | Fire Equipment | 42661 | FEQ | http://www.toronto.ca/TWONTO#00350
120628 | TAB-ZBLD-FEQ-5230S | Extinguisher, Fire, Dry,Hose Unit 30, Sub-Basement, Z Building West | TAB-WA7-FEQ-2182S | Extinguisher, Fire - Z Building | Fire Prevention,Extinguisher | Fire Equipment | 42661 | FEQ | http://www.toronto.ca/TWONTO#00350
120629 | TAB-ZBLD-FEQ-5231S | Extinguisher, Fire, Dry,Hose Unit 31, Basement, "W", Z Building | TAB-SUSPENDED ENTITY | Suspended entities | Fire Prevention,Extinguisher | Fire Equipment | 42662 | FEQ | http://www.toronto.ca/TWONTO#00350
120630 | TAB-ZBLD-FEQ-5232S | Extinguisher, Fire, Dry,Hose Unit 32, Basement, "W", Z Building | TAB-SUSPENDED ENTITY | Suspended entities | Fire Prevention,Extinguisher | Fire Equipment | 42663 | FEQ | http://www.toronto.ca/TWONTO#00350
120631 | TAB-ZBLD-FEQ-5243S | Extinguisher, Fire, Dry, Hose Unit 43, Basement, "E", Z Building | TAB-WA7-FEQ-2182S | Extinguisher, Fire - Z Building | Fire Prevention,Extinguisher | Fire Equipment | 42665 | FEQ | http://www.toronto.ca/TWONTO#00350
120632 | TAB-ZBLD-FEQ-5244S | Extinguisher, Fire, Dry, Hose Unit 44, 1st Floor, Z Building East Next to Elevator | TAB-WA7-FEQ-2182S | Extinguisher, Fire - Z Building | Fire Prevention,Extinguisher | Fire Equipment | 42666 | FEQ | http://www.toronto.ca/TWONTO#00350
120633 | TAB-ZBLD-FEQ-5245S | Extinguisher, Fire, Dry, Hose Unit 45,Boiler Feed Pump Room, Z Building 1st Flr.East | TAB-SUSPENDED ENTITY | Suspended entities | Fire Prevention,Extinguisher | Fire Equipment | 42667 | FEQ | http://www.toronto.ca/TWONTO#00350
120634 | TAB-ZBLD-FEQ-5245S | Extinguisher, Fire, Dry, Hose Unit 45,Boiler Feed Pump Room, Z Building 1st Flr.East | TAB-WA7-FEQ-2182S | Extinguisher, Fire - Z Building | Fire Prevention,Extinguisher | Fire Equipment | 42667 | FEQ | http://www.toronto.ca/TWONTO#00350
120635 | TAB-ZBLD-FEQ-5246S | Extinguisher, Fire, Dry,Hose Unit 46, South of Boiler Room Z Building | TAB-WA7-FEQ-2182S | Extinguisher, Fire - Z Building | Fire Prevention,Extinguisher | Fire Equipment | 42668 | FEQ | http://www.toronto.ca/TWONTO#00350
120636 | TAB-ZBLD-FEQ-5249S | Extinguisher, Fire, Dry, Hose Unit 49, Boiler Room, Z Building 1st Flr.(WA6 Stores) West | TAB-WA7-FEQ-2182S | Extinguisher, Fire - Z Building | Fire Prevention,Extinguisher | Fire Equipment | 42671 | FEQ | http://www.toronto.ca/TWONTO#00350
120637 | TAB-ZBLD-FEQ-5256S | Extinguisher, Fire, Carbon Dioxide, Hose Unit 56, Instrument Shop, Z Building | TAB-WA7-FEQ-2182S | Extinguisher, Fire - Z Building | Fire Prevention,Extinguisher | Fire Equipment | 42673 | FEQ | http://www.toronto.ca/TWONTO#00350
120638 | TAB-ZBLD-FEQ-5259S | Extinguisher, Fire, Dry, Unit 59, 2nd Floor "E", Z Building | TAB-WA7-FEQ-2182S | Extinguisher, Fire - Z Building | Fire Prevention,Extinguisher | Fire Equipment | 42674 | FEQ | http://www.toronto.ca/TWONTO#00350
120639 | TAB-ZBLD-FEQ-5260S | Extinguisher, Fire, Dry, Hose Unit 60, 2nd Floor "S. W", Z Building | TAB-SUSPENDED ENTITY | Suspended entities | Fire Prevention,Extinguisher | Fire Equipment | 42731 | FEQ | http://www.toronto.ca/TWONTO#00350
120640 | TAB-ZBLD-FEQ-5262S | Extinguisher, Fire, Dry, Hose Unit 62, Above Boiler Room, AHU Room,Z Building | TAB-WA7-FEQ-2182S | Extinguisher, Fire - Z Building | Fire Prevention,Extinguisher | Fire Equipment | 42733 | FEQ | http://www.toronto.ca/TWONTO#00350
120641 | TAB-ZBLD-FEQ-5263S | Extinguisher, Fire, Dry, Hose Unit 63, Z Building 2nd Flr. Parking Lot AHU Room | TAB-SUSPENDED ENTITY | Suspended entities | Fire Prevention,Extinguisher | Fire Equipment | 42734 | FEQ | http://www.toronto.ca/TWONTO#00350
120642 | TAB-ZBLD-FEQ-5263S | Extinguisher, Fire, Dry, Hose Unit 63, Z Building 2nd Flr. Parking Lot AHU Room | TAB-WA7-FEQ-2182S | Extinguisher, Fire - Z Building | Fire Prevention,Extinguisher | Fire Equipment | 42734 | FEQ | http://www.toronto.ca/TWONTO#00350
120643 | TAB-ZBLD-FEQ-5264S | Extinguisher, Fire, Dry, Hose Unit 64, Z Building , 3rd Flr. HVAC Room | TAB-WA7-FEQ-2182S | Extinguisher, Fire - Z Building | Fire Prevention,Extinguisher | Fire Equipment | 42735 | FEQ | http://www.toronto.ca/TWONTO#00350
120644 | TAB-ZBLD-FEQ-5266S | Extinguisher, Fire, Dry, Hose Unit 66, Z Building ,3rd Flr. HVAC Room | TAB-WA7-FEQ-2182S | Extinguisher, Fire - Z Building | Fire Prevention,Extinguisher | Fire Equipment | 42737 | FEQ | http://www.toronto.ca/TWONTO#00350
120645 | TAB-ZBLD-FEQ-5267S | Extinguisher, Fire, Dry, Hose Unit 67, Z Building, 3rd Flr., HVAC Room | TAB-SUSPENDED ENTITY | Suspended entities | Fire Prevention,Extinguisher | Fire Equipment | 42738 | FEQ | http://www.toronto.ca/TWONTO#00350
120646 | TAB-ZBLD-FEQ-5268S | Extinguisher, Fire, Dry, Hose Unit 68, 2nd Floor, Hallway,Z Building | TAB-WA7-FEQ-2182S | Extinguisher, Fire - Z Building | Fire Prevention,Extinguisher | Fire Equipment | 42739 | FEQ | http://www.toronto.ca/TWONTO#00350
120647 | TAB-ZBLD-FEQ-5269S | Extinguisher, Fire, Dry, Unit 69, Hallway, 2nd Flr., "NW", Z Building | TAB-SUSPENDED ENTITY | Suspended entities | Fire Prevention,Extinguisher | Fire Equipment | 42740 | FEQ | http://www.toronto.ca/TWONTO#00350
120648 | TAB-ZBLD-FEQ-5270S | Extinguisher, Fire, Dry, Hose Unit 70, Hallway, 2nd Flr.,"N", Z Building | TAB-SUSPENDED ENTITY | Suspended entities | Fire Prevention,Extinguisher | Fire Equipment | 42741 | FEQ | http://www.toronto.ca/TWONTO#00350
120649 | TAB-ZBLD-FEQ-5370S | Extinguisher, Fire,Dry, Boiler Control Room,North , 1st Flr., Z Building | TAB-WA7-FEQ-2182S | Extinguisher, Fire - Z Building | Fire Prevention,Extinguisher | Fire Equipment | 42742 | FEQ | http://www.toronto.ca/TWONTO#00350
120650 | TAB-ZBLD-FEQ-5371S | Extinguisher, Dry, Boiler Control Room , Pantry, Z Building 1st Flr. | TAB-WA7-FEQ-2182S | Extinguisher, Fire - Z Building | Fire Prevention,Extinguisher | Fire Equipment | 42743 | FEQ | http://www.toronto.ca/TWONTO#00350
120651 | TAB-ZBLD-FEQ-5372S | Extinguisher, Fire, Dry, Stm. Boiler Room, South, Z Building | TAB-SUSPENDED ENTITY | Suspended entities | Fire Prevention,Extinguisher | Fire Equipment | 42744 | FEQ | http://www.toronto.ca/TWONTO#00350
120652 | TAB-ZBLD-FEQ-5373S | Extinguisher, Fire, Dry, Z Bldg. 1st Flr. WA6 Caged Stores West of Stm. Blr. | TAB-WA7-FEQ-2182S | Extinguisher, Fire - Z Building | Fire Prevention,Extinguisher | Fire Equipment | 42745 | FEQ | http://www.toronto.ca/TWONTO#00350
120653 | TAB-ZBLD-FEQ-5374S | Extinguisher, Fire, , Dry, Training Area Above Boiler Room, Z Building 2nd Flr. | TAB-SUSPENDED ENTITY | Suspended entities | Fire Prevention,Extinguisher | Fire Equipment | 42746 | FEQ | http://www.toronto.ca/TWONTO#00350
120654 | TAB-ZBLD-FEQ-5374S | Extinguisher, Fire, , Dry, Training Area Above Boiler Room, Z Building 2nd Flr. | TAB-WA7-FEQ-2182S | Extinguisher, Fire - Z Building | Fire Prevention,Extinguisher | Fire Equipment | 42746 | FEQ | http://www.toronto.ca/TWONTO#00350
120655 | TAB-ZBLD-FEQ-5375S | Extinguisher, Fire, Dry, 2nd Floor, Admin. Office Z Bldg. | TAB-SUSPENDED ENTITY | Suspended entities | Fire Prevention,Extinguisher | Fire Equipment | 42747 | FEQ | http://www.toronto.ca/TWONTO#00350
120656 | TAB-ZBLD-FEQ-5375S | Extinguisher, Fire, Dry, 2nd Floor, Admin. Office Z Bldg. | TAB-WA7-FEQ-2182S | Extinguisher, Fire - Z Building | Fire Prevention,Extinguisher | Fire Equipment | 42747 | FEQ | http://www.toronto.ca/TWONTO#00350
120657 | TAB-ZBLD-FEQ-5376S | Extinguisher, Fire, 16 lb, Dry, Administration Kitchen, Z Building | TAB-SUSPENDED ENTITY | Suspended entities | Fire Prevention,Extinguisher | Fire Equipment | 42748 | FEQ | http://www.toronto.ca/TWONTO#00350
120658 | TAB-ZBLD-FEQ-5376S | Extinguisher, Fire, 16 lb, Dry, Administration Kitchen, Z Building | TAB-WA7-FEQ-2182S | Extinguisher, Fire - Z Building | Fire Prevention,Extinguisher | Fire Equipment | 42748 | FEQ | http://www.toronto.ca/TWONTO#00350
120659 | TAB-ZBLD-FEQ-5377S | Extinguisher, Fire, Dry, Outside of Lunch Room, 2/F, Z Building | TAB-SUSPENDED ENTITY | Suspended entities | Fire Prevention,Extinguisher | Fire Equipment | 42749 | FEQ | http://www.toronto.ca/TWONTO#00350
120660 | TAB-ZBLD-FEQ-5378S | Extinguisher, Fire,, Dry Chemical, Z Bldg 2nd Flr. Lunch Room | TAB-SUSPENDED ENTITY | Suspended entities | Fire Prevention,Extinguisher,Dry Chemical | Fire Equipment | 42750 | FEQ | http://www.toronto.ca/TWONTO#00350
120661 | TAB-ZBLD-FEQ-5378S | Extinguisher, Fire,, Dry Chemical, Z Bldg 2nd Flr. Lunch Room | TAB-WA7-FEQ-2182S | Extinguisher, Fire - Z Building | Fire Prevention,Extinguisher,Dry Chemical | Fire Equipment | 42750 | FEQ | http://www.toronto.ca/TWONTO#00350
120662 | TAB-ZBLD-FEQ-5379S | Extinguisher, Fire , 5 lb ABC, Elevator " Z " Building Mechanical Room | TAB-WA7-FEQ-2182S | Extinguisher, Fire - Z Building |  | Fire Equipment | 42751 | FEQ | http://www.toronto.ca/TWONTO#00350
120663 | TAB-ZBLD-FEQ-5380S | Extinguisher, Fire, 5 lb ABC, Elevator " Z " Building Mechanical Room | TAB-SUSPENDED ENTITY | Suspended entities |  | Fire Equipment | 42752 | FEQ | http://www.toronto.ca/TWONTO#00350
120664 | TAB-ZBLD-FEQ-5382S | Fier Extinguisher, 5 lb ABC, Elevator, Mechanical Room Admin Building. | TAB-SUSPENDED ENTITY | Suspended entities |  | Fire Equipment | 42753 | FEQ | http://www.toronto.ca/TWONTO#00350
120665 | TAB-ZBLD-FEQ-5383S | Fier Extinguisher, 5 lb ABC, Z Building, 2nd Flr. Locker Room, Center Isle, East Side, South Wall | TAB-WA7-FEQ-2182S | Extinguisher, Fire - Z Building | Fire Prevention,Extinguisher,Dry Chemical | Fire Equipment | 42754 | FEQ | http://www.toronto.ca/TWONTO#00350
120666 | TAB-ZBLD-FEQ-5384S | Fier Extinguisher, 5 lb ABC, Z Building, 2nd Flr. Locker Room, Center Isle, West Side, North Wall | TAB-SUSPENDED ENTITY | Suspended entities | Fire Prevention,Extinguisher,Dry Chemical | Fire Equipment | 42755 | FEQ | http://www.toronto.ca/TWONTO#00350
120667 | TAB-ZBLD-FEQ-5384S | Fier Extinguisher, 5 lb ABC, Z Building, 2nd Flr. Locker Room, Center Isle, West Side, North Wall | TAB-WA7-FEQ-2182S | Extinguisher, Fire - Z Building | Fire Prevention,Extinguisher,Dry Chemical | Fire Equipment | 42755 | FEQ | http://www.toronto.ca/TWONTO#00350
123827 | THC-DIG-DM-5182A | Eliminated Role: Damper, Waste Gas, Burner 5182 | THC-DIG-BU-5182S | Waste Gas, Burner | Flame Arrester | Fire Equipment | 40433 | DM | http://www.toronto.ca/TWONTO#00142
123828 | THC-DIG-DM-5182B | Eliminated Role: Damper, Waste Gas, Burner 5182 | THC-DIG-BU-5182S | Waste Gas, Burner | Flame Arrester | Fire Equipment | 40434 | DM | http://www.toronto.ca/TWONTO#00142
123829 | THC-DIG-DM-5200A | Eliminated Role: Damper, Waste Gas, Burner 5200 | THC-SUS | THC records of assets and roles that are no longer in service or exists | Flame Arrester | Fire Equipment | 40435 | DM | http://www.toronto.ca/TWONTO#00142
123830 | THC-DIG-DM-5200B | Eliminated Role: Damper, Waste Gas, Burner 5200 | THC-DIG-BU-5200S | Waste Gas, Burner | Flame Arrester | Fire Equipment | 40436 | DM | http://www.toronto.ca/TWONTO#00142
123831 | THC-DIG-DM-5200B | Eliminated Role: Damper, Waste Gas, Burner 5200 | THC-SUS | THC records of assets and roles that are no longer in service or exists | Flame Arrester | Fire Equipment | 40436 | DM | http://www.toronto.ca/TWONTO#00142
123832 | THC-DIG-DM-5220A | Eliminated Role: Damper, Waste Gas, Burner 5220 | THC-SUS | THC records of assets and roles that are no longer in service or exists | Flame Arrester | Fire Equipment | 40437 | DM | http://www.toronto.ca/TWONTO#00142
123847 | THC-DIG-FDT-5182A | Flame Detector, Waste Gas, Burner 5182 | THC-DIG-BU-5182S | Waste Gas, Burner |  | Fire Equipment | 36170 | FDT | http://www.toronto.ca/TWONTO#00362
123863 | THC-DIG-FX-0400D | Eliminated Role: Flame Arrestor, Digestor 0400 | THC-SUS | THC records of assets and roles that are no longer in service or exists | Flame Arrester | Fire Equipment | 40445 | FX | http://www.toronto.ca/TWONTO#00361
123866 | THC-DIG-FX-0500D | Eliminated Role: Flame Arrestor, Digestor 0500 | THC-DIG-0500 | Eliminated Role: Digester 0500 | Flame Arrester | Fire Equipment | 40446 | FX | http://www.toronto.ca/TWONTO#00361
123870 | THC-DIG-FX-0600D | Eliminated Role: Flame Arrestor, Digestor 0600 | THC-DIG-0600 | Eliminated Role: Digester 0600 | Flame Arrester | Fire Equipment | 40447 | FX | http://www.toronto.ca/TWONTO#00361
123871 | THC-DIG-FX-0600D | Eliminated Role: Flame Arrestor, Digestor 0600 | THC-SUS | THC records of assets and roles that are no longer in service or exists | Flame Arrester | Fire Equipment | 40447 | FX | http://www.toronto.ca/TWONTO#00361
123878 | THC-DIG-FX-0700D | Eliminated Role: Flame Arrestor, Digestor 0700 | THC-SUS | THC records of assets and roles that are no longer in service or exists | Flame Arrester | Fire Equipment | 40448 | FX | http://www.toronto.ca/TWONTO#00361
123884 | THC-DIG-FX-5182A | Flame Arrestor, Waste Gas, Burner 5182 | THC-DIG-BU-5182S | Waste Gas, Burner | Flame Arrester | Fire Equipment | 36141 | FX | http://www.toronto.ca/TWONTO#00361
123885 | THC-DIG-FX-5182B | Flame Arrestor, Waste Gas, Burner 5182 | THC-DIG-BU-5182S | Waste Gas, Burner | Flame Arrester | Fire Equipment | 36142 | FX | http://www.toronto.ca/TWONTO#00361
123887 | THC-DIG-FX-5200B | Flame Arrestor, Waste Gas, Burner 5200 | THC-SUSPENDED | Suspended entity | Flame Arrester | Fire Equipment | 36144 | FX | http://www.toronto.ca/TWONTO#00361
123888 | THC-DIG-FX-5220A | Flame Arrestor, Waste Gas, Burner 5220 | THC-DIG-BU-5220S | Waste Gas, Burner | Flame Arrester | Fire Equipment | 36145 | FX | http://www.toronto.ca/TWONTO#00361
123889 | THC-DIG-FX-5220B | Flame Arrestor, Waste Gas, Burner 5220 | THC-DIG-BU-5220S | Waste Gas, Burner | Flame Arrester | Fire Equipment | 36146 | FX | http://www.toronto.ca/TWONTO#00361
123890 | THC-DIG-FX-5220B | Flame Arrestor, Waste Gas, Burner 5220 | THC-SUSPENDED | Suspended entity | Flame Arrester | Fire Equipment | 36146 | FX | http://www.toronto.ca/TWONTO#00361
125880 | THC-FEQ-ALR | Fire Alarm System | THC-SES-FEQ | Fire Fighting System | Building Service,Fire Alarm | Fire Equipment | 43224 |  | http://www.toronto.ca/TWONTO#00154
125881 | THC-FEQ-ALR | Fire Alarm System | THC-SES-FEQ-0002 | Portable Fire Extinguisher, location forklift THC-GRK-VEH-329027 | Building Service,Fire Alarm | Fire Equipment | 43224 |  | http://www.toronto.ca/TWONTO#00154
125936 | THC-FEQ-CP-0012 | Control Panel, Fire Alarm CP & Annunciator Panel, Admin Building | THC-FEQ-BLDG K | Fire fighting protection equipment, Admin Building | Control Panel,Fire | Fire Equipment | 43413 | CP | http://www.toronto.ca/TWONTO#00154
125951 | THC-FEQ-FEQ-0011 | Fire Extinguisher, Admin Building, Basement, Mechanical Room, South | THC-FEQ-BLDG K | Fire fighting protection equipment, Admin Building | Fire Prevention,Extinguisher | Fire Equipment | 41562 | FEQ | http://www.toronto.ca/TWONTO#00350
125952 | THC-FEQ-FEQ-0013 | Fire Extinguisher, Admin Building, Basement, East of Stairs No.5 | THC-FEQ-BLDG K | Fire fighting protection equipment, Admin Building | Fire Prevention,Extinguisher | Fire Equipment | 41564 | FEQ | http://www.toronto.ca/TWONTO#00350
125953 | THC-FEQ-FEQ-0015 | Fire Extinguisher, Admin Building, Basement, Near Janitor Room | THC-FEQ-BLDG K | Fire fighting protection equipment, Admin Building | Fire Prevention,Extinguisher | Fire Equipment | 41566 | FEQ | http://www.toronto.ca/TWONTO#00350
125954 | THC-FEQ-FEQ-0051 | Fire Extinguisher, Admin Building, Ground Floor, Admin Corridor, North, Near Board Room | THC-FEQ-BLDG K | Fire fighting protection equipment, Admin Building | Fire Prevention,Extinguisher | Fire Equipment | 41567 | FEQ | http://www.toronto.ca/TWONTO#00350
125955 | THC-FEQ-FEQ-0054 | Fire Extinguisher, Admin Building, Ground Floor, IT Office | THC-FEQ-BLDG K | Fire fighting protection equipment, Admin Building | Fire Prevention,Extinguisher | Fire Equipment | 41570 | FEQ | http://www.toronto.ca/TWONTO#00350
125956 | THC-FEQ-FEQ-0056 | Fire Extinguisher, Admin Building, Ground Floor, Equipment Room, South West Wall | THC-FEQ-BLDG K | Fire fighting protection equipment, Admin Building | Fire Prevention,Extinguisher | Fire Equipment | 41572 | FEQ | http://www.toronto.ca/TWONTO#00350
125957 | THC-FEQ-FEQ-0060 | Fire Extinguisher, Admin Building, Ground Floor, Control Room, South Wall | THC-FEQ-BLDG K | Fire fighting protection equipment, Admin Building | Fire Prevention,Extinguisher | Fire Equipment | 41576 | FEQ | http://www.toronto.ca/TWONTO#00350
125958 | THC-FEQ-FEQ-0062 | Fire Extinguisher, Admin Building, Ground Floor, Process Corridor, East | THC-FEQ-BLDG K | Fire fighting protection equipment, Admin Building | Fire Prevention,Extinguisher | Fire Equipment | 41578 | FEQ | http://www.toronto.ca/TWONTO#00350
125959 | THC-FEQ-FEQ-0065 | Fire Extinguisher, Admin Building, Ground Floor, Electrical Room South Wall | THC-FEQ-BLDG K | Fire fighting protection equipment, Admin Building | Fire Prevention,Extinguisher | Fire Equipment | 41581 | FEQ | http://www.toronto.ca/TWONTO#00350
125960 | THC-FEQ-FEQ-0070 | Fire Extinguisher, Admin Building, Ground Floor, Copier Room | THC-FEQ-BLDG K | Fire fighting protection equipment, Admin Building | Fire Prevention,Extinguisher | Fire Equipment | 41586 | FEQ | http://www.toronto.ca/TWONTO#00350
125961 | THC-FEQ-FEQ-0072 | Fire Extinguisher, Admin Building, Ground Floor, PM Corridor, COMM Room | THC-FEQ-BLDG K | Fire fighting protection equipment, Admin Building | Fire Prevention,Extinguisher | Fire Equipment | 41588 | FEQ | http://www.toronto.ca/TWONTO#00350
125962 | THC-FEQ-FEQ-0077 | Fire Extinguisher, Admin Building, Ground Floor, PM Corridor West | THC-FEQ-BLDG K | Fire fighting protection equipment, Admin Building | Fire Prevention,Extinguisher | Fire Equipment | 41593 | FEQ | http://www.toronto.ca/TWONTO#00350
125963 | THC-FEQ-FEQ-0504 | Fire Department Connection, Supervised, Test Connection, Lower Basement, Biosolids Building East | THC-FEQ-V-0504 | Valve, Supervised, Test Connection, Lower Basement, Biosolids Building East (Fire Department Connection) | Fire Prevention | Fire Equipment | 43424 | FEQ | fire_connection
125990 | THC-FEQ-FSS-0052 | Fire Suppression Room 153 Secondary System, Admin Building Ground Floor, UPS Cooling Room | THC-FEQ-BLDG K | Fire fighting protection equipment, Admin Building |  | Fire Equipment | 43431 | FSS | fire_system
125991 | THC-FEQ-FSS-0054 | Fire Suppression, Room 154 Secondary System, Admin Building Ground Floor, UPS Cooling Room | THC-FEQ-BLDG K | Fire fighting protection equipment, Admin Building |  | Fire Equipment | 43433 | FSS | fire_system
125992 | THC-FEQ-FSS-0055 | Fire Suppression Rooms 151 & 152 Primary System, Admin Building Ground Floor, UPS Cooling Room | THC-FEQ-BLDG K | Fire fighting protection equipment, Admin Building |  | Fire Equipment | 43434 | FSS | fire_system
125993 | THC-FEQ-FSS-0056 | Fire Suppression, Room 151 & 152 Secondary System, Admin Building Ground Floor, UPS Cooling Room | THC-FEQ-BLDG K | Fire fighting protection equipment, Admin Building |  | Fire Equipment | 43435 | FSS | fire_system
125994 | THC-FEQ-HS-0012 | Manual Pull Station, FA System, Zone 2-1, Admin Building, Basement, North Stair | THC-FEQ-BLDG K | Fire fighting protection equipment, Admin Building | Fire Prevention,Alarm | Fire Equipment | 45655 | HS | http://www.toronto.ca/TWONTO#00624
125995 | THC-FEQ-HS-0014 | Manual Pull Station, FA System, Zone 3-4, Admin Building, Basement, East Stair | THC-FEQ-BLDG K | Fire fighting protection equipment, Admin Building | Fire Prevention,Alarm | Fire Equipment | 45657 | HS | http://www.toronto.ca/TWONTO#00624
125996 | THC-FEQ-HS-0051 | Manual Pull Station, FA System, Zone 1-4, Admin Building, Ground Floor Admin Corridor, North | THC-FEQ-BLDG K | Fire fighting protection equipment, Admin Building | Fire Prevention,Alarm | Fire Equipment | 45659 | HS | http://www.toronto.ca/TWONTO#00624
125997 | THC-FEQ-HS-0055 | Manual Pull Station, FA System, Zone 3-1, Admin Bldg, Ground Floor, Field Service Corridor, North | THC-FEQ-BLDG K | Fire fighting protection equipment, Admin Building | Fire Prevention,Alarm | Fire Equipment | 45663 | HS | http://www.toronto.ca/TWONTO#00624
125998 | THC-FEQ-HS-0056 | Manual Pull Station, FA System, Zone 3-1, Admin Bldg, G-Floor, Project Management Corridor, West | THC-FEQ-BLDG K | Fire fighting protection equipment, Admin Building | Fire Prevention,Alarm | Fire Equipment | 45664 | HS | http://www.toronto.ca/TWONTO#00624
125999 | THC-FEQ-HS-0057 | Manual Pull Station, FA System, Zone 1-9, Admin Bldg, G-Floor, Project Management Corridor, Middle | THC-FEQ-BLDG K | Fire fighting protection equipment, Admin Building | Fire Prevention,Alarm | Fire Equipment | 45665 | HS | http://www.toronto.ca/TWONTO#00624
126000 | THC-FEQ-HS-0058 | Manual Pull Station, FA System, Zone 3-3, Admin Building, Ground Floor, South Stair | THC-FEQ-BLDG K | Fire fighting protection equipment, Admin Building | Fire Prevention,Alarm | Fire Equipment | 45666 | HS | http://www.toronto.ca/TWONTO#00624
126001 | THC-FEQ-HS-0059 | Manual Pull Station, FA System, Zone 3-1, Admin Bldg, G-Floor, Project Management Corridor, East | THC-FEQ-BLDG K | Fire fighting protection equipment, Admin Building | Fire Prevention,Alarm | Fire Equipment | 45667 | HS | http://www.toronto.ca/TWONTO#00624
126015 | THC-FEQ-MON-0011 | Monitor Module, FA System, Admin Building | THC-FEQ-BLDG K | Fire fighting protection equipment, Admin Building | Fire Prevention,Alarm | Fire Equipment | 45645 | MON | http://www.toronto.ca/TWONTO#00279
126016 | THC-FEQ-MON-0014 | Monitor Module, FA System, Admin Building | THC-FEQ-BLDG K | Fire fighting protection equipment, Admin Building | Fire Prevention,Alarm | Fire Equipment | 45642 | MON | http://www.toronto.ca/TWONTO#00279
126017 | THC-FEQ-MON-0015 | Monitor Module, FA System, Admin Building | THC-FEQ-BLDG K | Fire fighting protection equipment, Admin Building | Fire Prevention,Alarm | Fire Equipment | 45641 | MON | http://www.toronto.ca/TWONTO#00279
126018 | THC-FEQ-MON-0018 | Monitor Module, FA System, Admin Building | THC-FEQ-BLDG K | Fire fighting protection equipment, Admin Building | Fire Prevention,Alarm | Fire Equipment | 45638 | MON | http://www.toronto.ca/TWONTO#00279
126019 | THC-FEQ-MON-0019 | Monitor Module, FA System, Admin Building | THC-FEQ-BLDG K | Fire fighting protection equipment, Admin Building | Fire Prevention,Alarm | Fire Equipment | 45637 | MON | http://www.toronto.ca/TWONTO#00279
126020 | THC-FEQ-MON-0021 | Monitor Module, FA System, Admin Building | THC-FEQ-BLDG K | Fire fighting protection equipment, Admin Building | Fire Prevention,Alarm | Fire Equipment | 45635 | MON | http://www.toronto.ca/TWONTO#00279
126021 | THC-FEQ-MON-0022 | Monitor Module, FA System, Admin Building | THC-FEQ-BLDG K | Fire fighting protection equipment, Admin Building | Fire Prevention,Alarm | Fire Equipment | 45634 | MON | http://www.toronto.ca/TWONTO#00279
126022 | THC-FEQ-MON-0025 | Monitor Module, FA System, Admin Building | THC-FEQ-BLDG K | Fire fighting protection equipment, Admin Building | Fire Prevention,Alarm | Fire Equipment | 45631 | MON | http://www.toronto.ca/TWONTO#00279
126023 | THC-FEQ-MON-0026 | Monitor Module, FA System, Admin Building | THC-FEQ-BLDG K | Fire fighting protection equipment, Admin Building | Fire Prevention,Alarm | Fire Equipment | 45630 | MON | http://www.toronto.ca/TWONTO#00279
126024 | THC-FEQ-MON-0029 | Monitor Module, FA System, Admin Building | THC-FEQ-BLDG K | Fire fighting protection equipment, Admin Building | Fire Prevention,Alarm | Fire Equipment | 45627 | MON | http://www.toronto.ca/TWONTO#00279
126025 | THC-FEQ-MON-0031 | Monitor Module, FA System, Admin Building | THC-FEQ-BLDG K | Fire fighting protection equipment, Admin Building | Fire Prevention,Alarm | Fire Equipment | 45625 | MON | http://www.toronto.ca/TWONTO#00279
126026 | THC-FEQ-MON-0033 | Monitor Module, FA System, Admin Building | THC-FEQ-BLDG K | Fire fighting protection equipment, Admin Building | Fire Prevention,Alarm | Fire Equipment | 45623 | MON | http://www.toronto.ca/TWONTO#00279
126075 | THC-FEQ-YAN-0011 | Horn/Strobe, FA System Zone 1-8, Admin Bldg, Basement, Storage Room North/West Stairs | THC-FEQ-BLDG K | Fire fighting protection equipment, Admin Building | Fire Prevention,Alarm | Fire Equipment | 45669 | YAN | http://www.toronto.ca/TWONTO#00151
126076 | THC-FEQ-YAN-0012 | Horn/Strobe, FA System Zone 1-8, Admin Bldg, Basement, Storage Room South | THC-FEQ-BLDG K | Fire fighting protection equipment, Admin Building | Fire Prevention,Alarm | Fire Equipment | 45670 | YAN | http://www.toronto.ca/TWONTO#00151
126077 | THC-FEQ-YAN-0013 | Horn/Strobe, FA System Zone 1-8, Admin Bldg, Basement, Storage Room North/East Stairs | THC-FEQ-BLDG K | Fire fighting protection equipment, Admin Building | Fire Prevention,Alarm | Fire Equipment | 45671 | YAN | http://www.toronto.ca/TWONTO#00151
126078 | THC-FEQ-YAN-0015 | Horn/Strobe, FA System Zone 1-6, Admin Bldg, Basement, Mechanical Room North | THC-FEQ-BLDG K | Fire fighting protection equipment, Admin Building | Fire Prevention,Alarm | Fire Equipment | 45673 | YAN | http://www.toronto.ca/TWONTO#00151
126079 | THC-FEQ-YAN-0016 | Horn, FA System Zone 1-6, Admin Bldg, Basement, Mechanical Room South | THC-FEQ-BLDG K | Fire fighting protection equipment, Admin Building | Fire Prevention,Alarm | Fire Equipment | 45674 | YAN | http://www.toronto.ca/TWONTO#00151
126080 | THC-FEQ-YAN-0017 | Horn, FA System Zone 1-7, Admin Bldg, Basement, Locker Room | THC-FEQ-BLDG K | Fire fighting protection equipment, Admin Building | Fire Prevention,Alarm | Fire Equipment | 45675 | YAN | http://www.toronto.ca/TWONTO#00151
126081 | THC-FEQ-YAN-0018 | Horn, FA System Zone 1-7, Admin Bldg, Basement, North Corridor | THC-FEQ-BLDG K | Fire fighting protection equipment, Admin Building | Fire Prevention,Alarm | Fire Equipment | 45676 | YAN | http://www.toronto.ca/TWONTO#00151
126082 | THC-FEQ-YAN-0019 | Horn, FA System Zone 1-7, Admin Bldg, Basement, Women's Locker Room | THC-FEQ-BLDG K | Fire fighting protection equipment, Admin Building | Fire Prevention,Alarm | Fire Equipment | 45677 | YAN | http://www.toronto.ca/TWONTO#00151
126083 | THC-FEQ-YAN-0020 | Horn, FA System Zone 1-7, Admin Bldg, Basement, Storage Room | THC-FEQ-BLDG K | Fire fighting protection equipment, Admin Building | Fire Prevention,Alarm | Fire Equipment | 45678 | YAN | http://www.toronto.ca/TWONTO#00151
126084 | THC-FEQ-YAN-0022 | Horn/Strobe, FA System Zone 2-13, Admin Bldg, Basement, East Corridor | THC-FEQ-BLDG K | Fire fighting protection equipment, Admin Building | Fire Prevention,Alarm | Fire Equipment | 45680 | YAN | http://www.toronto.ca/TWONTO#00151
126085 | THC-FEQ-YAN-0025 | Horn, FA System Zone 3-3, Admin Bldg, Basement, South Stairs | THC-FEQ-BLDG K | Fire fighting protection equipment, Admin Building | Fire Prevention,Alarm | Fire Equipment | 45683 | YAN | http://www.toronto.ca/TWONTO#00151
126086 | THC-FEQ-YAN-0028 | Horn, FA System Zone 3-5, Admin Bldg, Basement, South Corridor | THC-FEQ-BLDG K | Fire fighting protection equipment, Admin Building | Fire Prevention,Alarm | Fire Equipment | 45686 | YAN | http://www.toronto.ca/TWONTO#00151
126087 | THC-FEQ-YAN-0029 | Horn/Strobe, FA System Zone 3-5, Admin Bldg, Basement, Supervisor`s Locker Room | THC-FEQ-BLDG K | Fire fighting protection equipment, Admin Building | Fire Prevention,Alarm | Fire Equipment | 45687 | YAN | http://www.toronto.ca/TWONTO#00151
126088 | THC-FEQ-YAN-0030 | Horn, FA System Zone 3-4, Admin Bldg, Basement, East Stairs | THC-FEQ-BLDG K | Fire fighting protection equipment, Admin Building | Fire Prevention,Alarm | Fire Equipment | 45688 | YAN | http://www.toronto.ca/TWONTO#00151
126089 | THC-FEQ-YAN-0055 | Horn, FA System Zone 1-1, Admin Bldg, Ground Floor, Equipment Room | THC-FEQ-BLDG K | Fire fighting protection equipment, Admin Building | Fire Prevention,Alarm | Fire Equipment | 45693 | YAN | http://www.toronto.ca/TWONTO#00151
126090 | THC-FEQ-YAN-0058 | Horn, FA System Zone 1-5, Admin Bldg, Ground Floor, Electrical Room, North West | THC-FEQ-BLDG K | Fire fighting protection equipment, Admin Building | Fire Prevention,Alarm | Fire Equipment | 45696 | YAN | http://www.toronto.ca/TWONTO#00151
126091 | THC-FEQ-YAN-0059 | Horn, FA System Zone 1-5, Admin Bldg, Ground Floor, Electrical Room, South | THC-FEQ-BLDG K | Fire fighting protection equipment, Admin Building | Fire Prevention,Alarm | Fire Equipment | 45697 | YAN | http://www.toronto.ca/TWONTO#00151
126092 | THC-FEQ-YAN-0061 | Horn, FA System Zone 1-3, Admin Bldg, Ground Floor, Control Room | THC-FEQ-BLDG K | Fire fighting protection equipment, Admin Building | Fire Prevention,Alarm | Fire Equipment | 45699 | YAN | http://www.toronto.ca/TWONTO#00151
126093 | THC-FEQ-YAN-0063 | Horn, FA System Zone 2-1, Admin Bldg, Ground Floor, North Stairs | THC-FEQ-BLDG K | Fire fighting protection equipment, Admin Building | Fire Prevention,Alarm | Fire Equipment | 45701 | YAN | http://www.toronto.ca/TWONTO#00151
126094 | THC-FEQ-YAN-0064 | Horn, FA System Zone 3-1, Admin Bldg, Ground Floor, Field Service Corridor North | THC-FEQ-BLDG K | Fire fighting protection equipment, Admin Building | Fire Prevention,Alarm | Fire Equipment | 45702 | YAN | http://www.toronto.ca/TWONTO#00151
126095 | THC-FEQ-YAN-0067 | Horn, FA System Zone 1-4, Admin Bldg, Ground Floor, Admin Corridor, Middle/South | THC-FEQ-BLDG K | Fire fighting protection equipment, Admin Building | Fire Prevention,Alarm | Fire Equipment | 45705 | YAN | http://www.toronto.ca/TWONTO#00151
126096 | THC-FEQ-YAN-0068 | Horn, FA System Zone 3-1, Admin Bldg, Ground Floor, Field Service Corridor South | THC-FEQ-BLDG K | Fire fighting protection equipment, Admin Building | Fire Prevention,Alarm | Fire Equipment | 45706 | YAN | http://www.toronto.ca/TWONTO#00151
126097 | THC-FEQ-YAN-0073 | Horn, FA System Zone 1-9, Admin Bldg, G-Floor, Project Management Area, Telecomm Room | THC-FEQ-BLDG K | Fire fighting protection equipment, Admin Building | Fire Prevention,Alarm | Fire Equipment | 45711 | YAN | http://www.toronto.ca/TWONTO#00151
126098 | THC-FEQ-YAN-0075 | Horn, FA System Zone 3-1 Admin Bldg, G-Floor, Project Management Corridor, Near South Stairs | THC-FEQ-BLDG K | Fire fighting protection equipment, Admin Building | Fire Prevention,Alarm | Fire Equipment | 45713 | YAN | http://www.toronto.ca/TWONTO#00151
126099 | THC-FEQ-YAN-0077 | Horn, FA System Zone 3-2, Admin Bldg, G-Floor, Project Management Area, Women`s Washroom | THC-FEQ-BLDG K | Fire fighting protection equipment, Admin Building | Fire Prevention,Alarm | Fire Equipment | 45653 | YAN | http://www.toronto.ca/TWONTO#00151
126100 | THC-FEQ-YAN-0079 | Horn, FA System Zone 3-2, Admin Bldg, G-Floor, Project Management Area, Archive Room West | THC-FEQ-BLDG K | Fire fighting protection equipment, Admin Building | Fire Prevention,Alarm | Fire Equipment | 45651 | YAN | http://www.toronto.ca/TWONTO#00151
126101 | THC-FEQ-YAN-0081 | Horn, FA System Zone 3-1, Admin Bldg, G-Floor, Project Management Area, Meeting Room 133 | THC-FEQ-BLDG K | Fire fighting protection equipment, Admin Building | Fire Prevention,Alarm | Fire Equipment | 45649 | YAN | http://www.toronto.ca/TWONTO#00151
128761 | THC-SES-FEQ-0001B | Portable Fire Extinguishers in Building B, Chlorine Building | THC-SES-FEQ-0001 | Portable Fire Extinguisher, location forklift THC-GRK-VEH-329026 | Fire Prevention,Extinguisher | Fire Equipment | 41596 | FEQ | http://www.toronto.ca/TWONTO#00350
128762 | THC-SES-FEQ-0001C | Portable Fire Extinguishers in Building C, Electrical Room Anaerobic Filter #1 and #2 | THC-SES-FEQ-0001 | Portable Fire Extinguisher, location forklift THC-GRK-VEH-329026 | Fire Prevention,Extinguisher | Fire Equipment | 41597 | FEQ | http://www.toronto.ca/TWONTO#00350
128763 | THC-SES-FEQ-0001D | Portable Fire Extinguishers in Building D, Primary and Secondary Digesters Building | THC-SES-FEQ-0001 | Portable Fire Extinguisher, location forklift THC-GRK-VEH-329026 | Fire Prevention,Extinguisher | Fire Equipment | 41598 | FEQ | http://www.toronto.ca/TWONTO#00350
128764 | THC-SES-FEQ-0001DCL | Portable Fire Extinguishers in Building DCL, Dechlorination Building | THC-SES-FEQ-0001 | Portable Fire Extinguisher, location forklift THC-GRK-VEH-329026 | Fire Prevention,Extinguisher | Fire Equipment | 41599 | FEQ | http://www.toronto.ca/TWONTO#00350
128765 | THC-SES-FEQ-0001F | Portable Fire Extinguishers in Building F, Lubricants Storage House Building | THC-SES-FEQ-0001 | Portable Fire Extinguisher, location forklift THC-GRK-VEH-329026 | Fire Prevention,Extinguisher | Fire Equipment | 41601 | FEQ | http://www.toronto.ca/TWONTO#00350
128766 | THC-SES-FEQ-0001G | Portable Fire Extinguishers in Building G, Air Treatment Building | THC-SES-FEQ-0001 | Portable Fire Extinguisher, location forklift THC-GRK-VEH-329026 | Fire Prevention,Extinguisher | Fire Equipment | 41602 | FEQ | http://www.toronto.ca/TWONTO#00350
128767 | THC-SES-FEQ-0001H | Portable Fire Extinguishers in Building H, Electrical Room and Aeration Tanks Phase I Building | THC-SES-FEQ-0001 | Portable Fire Extinguisher, location forklift THC-GRK-VEH-329026 | Fire Prevention,Extinguisher | Fire Equipment | 41603 | FEQ | http://www.toronto.ca/TWONTO#00350
128768 | THC-SES-FEQ-0001I | Portable Fire Extinguishers in Building I, Headhouse Building | THC-SES-FEQ-0001 | Portable Fire Extinguisher, location forklift THC-GRK-VEH-329026 | Fire Prevention,Extinguisher | Fire Equipment | 41604 | FEQ | http://www.toronto.ca/TWONTO#00350
128769 | THC-SES-FEQ-0001N | Portable Fire Extinguishers in Building N, Decant Tanks and Sludge Pumping Station Building | THC-SES-FEQ-0001 | Portable Fire Extinguisher, location forklift THC-GRK-VEH-329026 | Fire Prevention,Extinguisher | Fire Equipment | 41617 | FEQ | http://www.toronto.ca/TWONTO#00350
128770 | THC-SES-FEQ-0001O | Portable Fire Extinguishers in Building O, Electrical Room and Aeration Tanks Phase IV Building | THC-SES-FEQ-0001 | Portable Fire Extinguisher, location forklift THC-GRK-VEH-329026 | Fire Prevention,Extinguisher | Fire Equipment | 41618 | FEQ | http://www.toronto.ca/TWONTO#00350
128771 | THC-SES-FEQ-0001P | Portable Fire Extinguishers in Building P, Supernant Pumping Station Building | THC-SES-FEQ-0001 | Portable Fire Extinguisher, location forklift THC-GRK-VEH-329026 | Fire Prevention,Extinguisher | Fire Equipment | 41619 | FEQ | http://www.toronto.ca/TWONTO#00350
128772 | THC-SES-FEQ-0001R | Portable Fire Extinguishers in Building R, Central Hygiene Building | THC-SES-FEQ-0001 | Portable Fire Extinguisher, location forklift THC-GRK-VEH-329026 | Fire Prevention,Extinguisher | Fire Equipment | 41621 | FEQ | http://www.toronto.ca/TWONTO#00350
128773 | THC-SES-FEQ-0001X | Portable Fire Extinguishers in Building NORTH AREA/WORKSHOP #2 | THC-SES-FEQ-0001 | Portable Fire Extinguisher, location forklift THC-GRK-VEH-329026 | Fire Prevention,Extinguisher | Fire Equipment | 41626 | FEQ | http://www.toronto.ca/TWONTO#00350
128774 | THC-SES-FEQ-0002 | Portable Fire Extinguisher, location forklift THC-GRK-VEH-329027 | THC-SES-FEQ | Fire Fighting System | Fire Prevention,Extinguisher | Fire Equipment |  | FEQ | http://www.toronto.ca/TWONTO#00350
128775 | THC-SES-FEQ-0401 | Fire Prevention,Fire Extinguisher,Dry Chemical,Basement,North-East Column,Building U | THC-SES-FEQ-0001U | Portable Fire Extinguishers in Building U, Anaerobic Digesters Building | Fire Prevention,Extinguisher | Fire Equipment | 41627 | FEQ | http://www.toronto.ca/TWONTO#00350
128776 | THC-SES-FEQ-0402 | Fire Prevention,Fire Extinguisher,Dry Chemical,Basement,South,Fire Cabinet,Building U | THC-SES-FEQ-0001 | Portable Fire Extinguisher, location forklift THC-GRK-VEH-329026 | Fire Prevention,Extinguisher | Fire Equipment | 41628 | FEQ | http://www.toronto.ca/TWONTO#00350
128777 | THC-SES-FEQ-0404 | Fire Prevention,Fire Extinguisher,Dry Chemical,Basement,North Fire Cabinet,Building U | THC-SES-FEQ-0001U | Portable Fire Extinguishers in Building U, Anaerobic Digesters Building | Fire Prevention,Extinguisher | Fire Equipment | 41630 | FEQ | http://www.toronto.ca/TWONTO#00350
128778 | THC-SES-FEQ-0405 | Fire Prevention,Fire Extinguisher,Dry Chemical,Sub-Basement,North-West Column,Building U | THC-SES-FEQ-0001U | Portable Fire Extinguishers in Building U, Anaerobic Digesters Building | Fire Prevention,Extinguisher | Fire Equipment | 41631 | FEQ | http://www.toronto.ca/TWONTO#00350
128779 | THC-SES-FEQ-0406 | Fire Prevention,Fire Extinguisher,Dry Chemical,Sub-Basement,North-East Column,Building U | THC-SES-FEQ-0001 | Portable Fire Extinguisher, location forklift THC-GRK-VEH-329026 | Fire Prevention,Extinguisher | Fire Equipment | 41632 | FEQ | http://www.toronto.ca/TWONTO#00350
128780 | THC-SES-FEQ-0406 | Fire Prevention,Fire Extinguisher,Dry Chemical,Sub-Basement,North-East Column,Building U | THC-SES-FEQ-0001U | Portable Fire Extinguishers in Building U, Anaerobic Digesters Building | Fire Prevention,Extinguisher | Fire Equipment | 41632 | FEQ | http://www.toronto.ca/TWONTO#00350
128781 | THC-SES-FEQ-0407 | Fire Prevention,Fire Extinguisher,Dry Chemical,Sub-Basement Fire Cabinet,Building U | THC-SES-FEQ-0001 | Portable Fire Extinguisher, location forklift THC-GRK-VEH-329026 | Fire Prevention,Extinguisher | Fire Equipment | 41633 | FEQ | http://www.toronto.ca/TWONTO#00350
128782 | THC-SES-FEQ-0409 | Fire Prevention,Fire Extinguisher,Dry Chemical,Electrical Room,North,Building U | THC-SES-FEQ-0001 | Portable Fire Extinguisher, location forklift THC-GRK-VEH-329026 | Fire Prevention,Extinguisher | Fire Equipment | 41635 | FEQ | http://www.toronto.ca/TWONTO#00350
128783 | THC-SES-FEQ-0410 | Fire Prevention,Fire Extinguisher,Dry Chemical,Electrical Room Vestibule,West,Building U | THC-SES-FEQ-0001U | Portable Fire Extinguishers in Building U, Anaerobic Digesters Building | Fire Prevention,Extinguisher | Fire Equipment | 41636 | FEQ | http://www.toronto.ca/TWONTO#00350
128784 | THC-SES-FEQ-0411 | Fire Prevention,Fire Extinguisher,Dry Chemical,North Vestibule,Building U | THC-SES-FEQ-0001 | Portable Fire Extinguisher, location forklift THC-GRK-VEH-329026 | Fire Prevention,Extinguisher | Fire Equipment | 41637 | FEQ | http://www.toronto.ca/TWONTO#00350
128785 | THC-SES-FEQ-0412 | Fire Prevention,Fire Extinguisher,Dry Chemical,North Fire Cabinet,Building U | THC-SES-FEQ-0001U | Portable Fire Extinguishers in Building U, Anaerobic Digesters Building | Fire Prevention,Extinguisher | Fire Equipment | 41638 | FEQ | http://www.toronto.ca/TWONTO#00350
128788 | THC-SES-FEQ-473324 | Portable Fire Extinguishers in HYDRO ROOM, NORTH AREA/WORKSHOP #2 BLDG, | THC-SES-FEQ-0001X | Portable Fire Extinguishers in Building NORTH AREA/WORKSHOP #2 | Fire Prevention,Extinguisher | Fire Equipment | 41652 | FEQ | http://www.toronto.ca/TWONTO#00350
128789 | THC-SES-FEQ-473333 | Portable Fire Extinguishers in WELDING ROOM/SHOP, NORTH AREA/WORKSHOP #2 BLDG, | THC-SES-FEQ-0001X | Portable Fire Extinguishers in Building NORTH AREA/WORKSHOP #2 | Fire Prevention,Extinguisher | Fire Equipment | 41655 | FEQ | http://www.toronto.ca/TWONTO#00350
128790 | THC-SES-FEQ-473342 | Portable Fire Extinguishers in LOCKER AREA, NORTH AREA/WORKSHOP #2 BLDG, | THC-SES-FEQ-0001DCL | Portable Fire Extinguishers in Building DCL, Dechlorination Building | Fire Prevention,Extinguisher | Fire Equipment | 41656 | FEQ | http://www.toronto.ca/TWONTO#00350
128791 | THC-SES-FEQ-501060 | Eliminated Role: Fire Prevention,Fire Extinguisher,Dry Chemical,North Vestibule,Building U | THC-SES-FEQ-0001U | Portable Fire Extinguishers in Building U, Anaerobic Digesters Building | Fire Prevention,Extinguisher | Fire Equipment | 40463 | FEQ | http://www.toronto.ca/TWONTO#00350
128792 | THC-SES-FEQ-501088 | Eliminated Role: Fire Prevention,Fire Extinguisher,Dry Chemical,Sub-Basement Fire Cabinet,Building U | THC-SES-FEQ-0001U | Portable Fire Extinguishers in Building U, Anaerobic Digesters Building | Fire Prevention,Extinguisher | Fire Equipment | 40471 | FEQ | http://www.toronto.ca/TWONTO#00350
128793 | THC-SES-FEQ-501095 | Eliminated Role: Fire Prevention,Fire Extinguisher,Dry Chemical,Sub-Basement,North-East Column,Building U | THC-SES-FEQ-0001U | Portable Fire Extinguishers in Building U, Anaerobic Digesters Building | Fire Prevention,Extinguisher | Fire Equipment | 40473 | FEQ | http://www.toronto.ca/TWONTO#00350
128794 | THC-SES-FEQ-501098 | Eliminated Role: Fire Prevention,Fire Extinguisher,Dry Chemical,Electrical Room Vestibule,West,Building U | THC-SES-FEQ-0001U | Portable Fire Extinguishers in Building U, Anaerobic Digesters Building | Fire Prevention,Extinguisher | Fire Equipment | 40466 | FEQ | http://www.toronto.ca/TWONTO#00350
128795 | THC-SES-FEQ-501098 | Eliminated Role: Fire Prevention,Fire Extinguisher,Dry Chemical,Electrical Room Vestibule,West,Building U | THC-SUS | THC records of assets and roles that are no longer in service or exists | Fire Prevention,Extinguisher | Fire Equipment | 40466 | FEQ | http://www.toronto.ca/TWONTO#00350
128796 | THC-SES-FEQ-501100 | Eliminated Role: Fire Prevention,Fire Extinguisher,Dry Chemical,Basement,North-East Column,Building U | THC-SUS | THC records of assets and roles that are no longer in service or exists | Fire Prevention,Extinguisher | Fire Equipment | 40467 | FEQ | http://www.toronto.ca/TWONTO#00350
128797 | THC-SES-FEQ-501104 | Eliminated Role: Fire Prevention,Fire Extinguisher,Dry Chemical,Basement,North Fire Cabinet,Building U | THC-SUS | THC records of assets and roles that are no longer in service or exists | Fire Prevention,Extinguisher | Fire Equipment | 40468 | FEQ | http://www.toronto.ca/TWONTO#00350
128798 | THC-SES-FEQ-501108 | Eliminated Role: Fire Prevention,Fire Extinguisher,Dry Chemical,Basement,South,Fire Cabinet,Building U | THC-SUS | THC records of assets and roles that are no longer in service or exists | Fire Prevention,Extinguisher | Fire Equipment | 40469 | FEQ | http://www.toronto.ca/TWONTO#00350
128799 | THC-SES-FEQ-501112 | Eliminated Role: Fire Prevention,Fire Extinguisher,Dry Chemical,Sub-Basement,North-West Column,Building U | THC-SUS | THC records of assets and roles that are no longer in service or exists | Fire Prevention,Extinguisher | Fire Equipment | 40470 | FEQ | http://www.toronto.ca/TWONTO#00350
128800 | THC-SES-FEQ-501114 | Eliminated Role: Fire Prevention,Fire Extinguisher,Dry Chemical,Sub-Basement,North Fire Cabinet,Building U | THC-SES-FEQ-0001U | Portable Fire Extinguishers in Building U, Anaerobic Digesters Building | Fire Prevention,Extinguisher | Fire Equipment | 40464 | FEQ | http://www.toronto.ca/TWONTO#00350
128801 | THC-SES-FEQ-5201 | Portable Fire Extinguishers in Building NORTH AREA/WORKSHOP #2 | THC-ACC-BLDG X | New Workshop WA2 Building HVAC | Fire Prevention,Extinguisher | Fire Equipment | 41660 | FEQ | http://www.toronto.ca/TWONTO#00350
128802 | THC-SES-FEQ-5202 | Portable Fire Extinguishers in Building NORTH AREA/WORKSHOP #2 | THC-ACC-BLDG X | New Workshop WA2 Building HVAC | Fire Prevention,Extinguisher | Fire Equipment | 41661 | FEQ | http://www.toronto.ca/TWONTO#00350
128803 | THC-SES-FEQ-5203 | Portable Fire Extinguishers in Building NORTH AREA/WORKSHOP #2 | THC-ACC-BLDG X | New Workshop WA2 Building HVAC | Fire Prevention,Extinguisher | Fire Equipment | 41662 | FEQ | http://www.toronto.ca/TWONTO#00350
128804 | THC-SES-FEQ-671060 | Portable Fire Extinguishers in OFFICE/DECHLORINATION BLDG, | THC-SES-FEQ-0001DCL | Portable Fire Extinguishers in Building DCL, Dechlorination Building | Fire Prevention,Extinguisher | Fire Equipment | 41664 | FEQ | http://www.toronto.ca/TWONTO#00350
128805 | THC-SES-FEQ-AD40 | Fire Extinguisher 10lb ABC | THC-SES-FEQ-0001 | Portable Fire Extinguisher, location forklift THC-GRK-VEH-329026 | Fire Prevention,Extinguisher | Fire Equipment | 41665 |  | http://www.toronto.ca/TWONTO#00350
128806 | THC-SES-FEQ-AF1 | Fire Extinguisher 5lb ABC | THC-SES-FEQ-0001K | Portable Fire Extinguishers in Building K, Administration Building | Fire Prevention,Extinguisher | Fire Equipment | 41666 |  | http://www.toronto.ca/TWONTO#00350
128807 | THC-SES-FEQ-AF10 | Fire Extinguisher 10lb ABC | THC-SES-FEQ-0001 | Portable Fire Extinguisher, location forklift THC-GRK-VEH-329026 | Fire Prevention,Extinguisher | Fire Equipment | 41667 |  | http://www.toronto.ca/TWONTO#00350
128808 | THC-SES-FEQ-AF11 | Fire Extinguisher 10lb ABC | THC-SES-FEQ-0001J | Portable Fire Extinguishers in Building J, TWAS Building | Fire Prevention,Extinguisher | Fire Equipment | 41668 |  | http://www.toronto.ca/TWONTO#00350
128809 | THC-SES-FEQ-AF12 | Fire Extinguisher 20lb ABC | THC-SES-FEQ-0001J | Portable Fire Extinguishers in Building J, TWAS Building | Fire Prevention,Extinguisher | Fire Equipment | 41669 |  | http://www.toronto.ca/TWONTO#00350
128810 | THC-SES-FEQ-AF13 | Fire Extinguisher 10lb ABC | THC-SES-FEQ-0001 | Portable Fire Extinguisher, location forklift THC-GRK-VEH-329026 | Fire Prevention,Extinguisher | Fire Equipment | 41670 |  | http://www.toronto.ca/TWONTO#00350
128811 | THC-SES-FEQ-AF14 | Fire Extinguisher 10lb ABC | THC-SES-FEQ-0001 | Portable Fire Extinguisher, location forklift THC-GRK-VEH-329026 | Fire Prevention,Extinguisher | Fire Equipment | 41671 |  | http://www.toronto.ca/TWONTO#00350
128812 | THC-SES-FEQ-AF14 | Fire Extinguisher 10lb ABC | THC-SES-FEQ-0001J | Portable Fire Extinguishers in Building J, TWAS Building | Fire Prevention,Extinguisher | Fire Equipment | 41671 |  | http://www.toronto.ca/TWONTO#00350
128813 | THC-SES-FEQ-AF15 | Fire Extinguisher 5lb ABC | THC-SES-FEQ-0001R | Portable Fire Extinguishers in Building R, Central Hygiene Building | Fire Prevention,Extinguisher | Fire Equipment | 41672 |  | http://www.toronto.ca/TWONTO#00350
128814 | THC-SES-FEQ-AF16 | Fire Extinguisher 5lb ABC | THC-SES-FEQ-0001 | Portable Fire Extinguisher, location forklift THC-GRK-VEH-329026 | Fire Prevention,Extinguisher | Fire Equipment | 41673 |  | http://www.toronto.ca/TWONTO#00350
128815 | THC-SES-FEQ-AF17 | Fire Extinguisher 5lb ABC | THC-SES-FEQ-0001 | Portable Fire Extinguisher, location forklift THC-GRK-VEH-329026 | Fire Prevention,Extinguisher | Fire Equipment | 41674 |  | http://www.toronto.ca/TWONTO#00350
128816 | THC-SES-FEQ-AF18 | Fire Extinguisher 5lb ABC | THC-SES-FEQ-0001A | Portable Fire Extinguishers in Building A, Old Plant Building | Fire Prevention,Extinguisher | Fire Equipment | 41675 |  | http://www.toronto.ca/TWONTO#00350
128817 | THC-SES-FEQ-AF19 | Fire Extinguisher 5lb ABC | THC-SES-FEQ-0001A | Portable Fire Extinguishers in Building A, Old Plant Building | Fire Prevention,Extinguisher | Fire Equipment | 41676 |  | http://www.toronto.ca/TWONTO#00350
128818 | THC-SES-FEQ-AF2 | Fire Extinguisher 10lb ABC | THC-SES-FEQ-0001 | Portable Fire Extinguisher, location forklift THC-GRK-VEH-329026 | Fire Prevention,Extinguisher | Fire Equipment | 41677 |  | http://www.toronto.ca/TWONTO#00350
128819 | THC-SES-FEQ-AF2 | Fire Extinguisher 10lb ABC | THC-SES-FEQ-0001K | Portable Fire Extinguishers in Building K, Administration Building | Fire Prevention,Extinguisher | Fire Equipment | 41677 |  | http://www.toronto.ca/TWONTO#00350
128820 | THC-SES-FEQ-AF23 | Fire Extinguisher 5lb ABC | THC-SES-FEQ-0001 | Portable Fire Extinguisher, location forklift THC-GRK-VEH-329026 | Fire Prevention,Extinguisher | Fire Equipment | 41678 |  | http://www.toronto.ca/TWONTO#00350
128821 | THC-SES-FEQ-AF3 | Fire Extinguisher 10lb ABC | THC-SES-FEQ-0001 | Portable Fire Extinguisher, location forklift THC-GRK-VEH-329026 | Fire Prevention,Extinguisher | Fire Equipment | 41679 |  | http://www.toronto.ca/TWONTO#00350
128822 | THC-SES-FEQ-AF5 | Fire Extinguisher HA17 | THC-SES-FEQ-0001 | Portable Fire Extinguisher, location forklift THC-GRK-VEH-329026 | Fire Prevention,Extinguisher | Fire Equipment | 41681 |  | http://www.toronto.ca/TWONTO#00350
128823 | THC-SES-FEQ-AF6 | Fire Extinguisher HA17 | THC-SES-FEQ-0001K | Portable Fire Extinguishers in Building K, Administration Building | Fire Prevention,Extinguisher | Fire Equipment | 41682 |  | http://www.toronto.ca/TWONTO#00350
128824 | THC-SES-FEQ-AF8 | Fire Extinguisher 20lb ABC | THC-SES-FEQ-0001K | Portable Fire Extinguishers in Building K, Administration Building | Fire Prevention,Extinguisher | Fire Equipment | 41684 |  | http://www.toronto.ca/TWONTO#00350
128825 | THC-SES-FEQ-NS1 | Fire Extinguisher 20lb ABC | THC-SES-FEQ-0001 | Portable Fire Extinguisher, location forklift THC-GRK-VEH-329026 | Fire Prevention,Extinguisher | Fire Equipment | 41687 |  | http://www.toronto.ca/TWONTO#00350
128826 | THC-SES-FEQ-NS1 | Fire Extinguisher 20lb ABC | THC-SES-FEQ-TUNNEL | Portable Fire Extinguishers in Tunnels | Fire Prevention,Extinguisher | Fire Equipment | 41687 |  | http://www.toronto.ca/TWONTO#00350
128827 | THC-SES-FEQ-NS10 | Fire Extinguisher 10lb ABC | THC-SES-FEQ-TUNNEL | Portable Fire Extinguishers in Tunnels | Fire Prevention,Extinguisher | Fire Equipment | 41688 |  | http://www.toronto.ca/TWONTO#00350
128828 | THC-SES-FEQ-NS12 | Fire Extinguisher 20lb ABC | THC-SES-FEQ-0001 | Portable Fire Extinguisher, location forklift THC-GRK-VEH-329026 | Fire Prevention,Extinguisher | Fire Equipment | 41690 |  | http://www.toronto.ca/TWONTO#00350
128829 | THC-SES-FEQ-NS12 | Fire Extinguisher 20lb ABC | THC-SES-FEQ-0001O | Portable Fire Extinguishers in Building O, Electrical Room and Aeration Tanks Phase IV Building | Fire Prevention,Extinguisher | Fire Equipment | 41690 |  | http://www.toronto.ca/TWONTO#00350
128830 | THC-SES-FEQ-NS13 | Fire Extinguisher 10lb ABC | THC-SES-FEQ-0001 | Portable Fire Extinguisher, location forklift THC-GRK-VEH-329026 | Fire Prevention,Extinguisher | Fire Equipment | 41691 |  | http://www.toronto.ca/TWONTO#00350
128831 | THC-SES-FEQ-NS13 | Fire Extinguisher 10lb ABC | THC-SES-FEQ-TUNNEL | Portable Fire Extinguishers in Tunnels | Fire Prevention,Extinguisher | Fire Equipment | 41691 |  | http://www.toronto.ca/TWONTO#00350
128832 | THC-SES-FEQ-NS14 | Fire Extinguisher 10lb ABC | THC-SES-FEQ-TUNNEL | Portable Fire Extinguishers in Tunnels | Fire Prevention,Extinguisher | Fire Equipment | 41692 |  | http://www.toronto.ca/TWONTO#00350
128833 | THC-SES-FEQ-NS16 | Fire Extinguisher 10lb ABC | THC-SES-FEQ-0001 | Portable Fire Extinguisher, location forklift THC-GRK-VEH-329026 | Fire Prevention,Extinguisher | Fire Equipment | 41694 |  | http://www.toronto.ca/TWONTO#00350
128834 | THC-SES-FEQ-NS17 | Fire Extinguisher 10lb ABC | THC-SES-FEQ-0001 | Portable Fire Extinguisher, location forklift THC-GRK-VEH-329026 | Fire Prevention,Extinguisher | Fire Equipment | 41695 |  | http://www.toronto.ca/TWONTO#00350
128835 | THC-SES-FEQ-NS19 | Fire Extinguisher 10lb ABC | THC-SES-FEQ-0001O | Portable Fire Extinguishers in Building O, Electrical Room and Aeration Tanks Phase IV Building | Fire Prevention,Extinguisher | Fire Equipment | 41697 |  | http://www.toronto.ca/TWONTO#00350
128836 | THC-SES-FEQ-NS2 | Fire Extinguisher 10lb ABC | THC-SES-FEQ-0001H | Portable Fire Extinguishers in Building H, Electrical Room and Aeration Tanks Phase I Building | Fire Prevention,Extinguisher | Fire Equipment | 41698 |  | http://www.toronto.ca/TWONTO#00350
128837 | THC-SES-FEQ-NS20 | Fire Extinguisher 10lb ABC | THC-SES-FEQ-0001 | Portable Fire Extinguisher, location forklift THC-GRK-VEH-329026 | Fire Prevention,Extinguisher | Fire Equipment | 41699 |  | http://www.toronto.ca/TWONTO#00350
128838 | THC-SES-FEQ-NS20 | Fire Extinguisher 10lb ABC | THC-SES-FEQ-0001O | Portable Fire Extinguishers in Building O, Electrical Room and Aeration Tanks Phase IV Building | Fire Prevention,Extinguisher | Fire Equipment | 41699 |  | http://www.toronto.ca/TWONTO#00350
128839 | THC-SES-FEQ-NS21 | Fire Extinguisher 10lb ABC | THC-SES-FEQ-TUNNEL | Portable Fire Extinguishers in Tunnels | Fire Prevention,Extinguisher | Fire Equipment | 41700 |  | http://www.toronto.ca/TWONTO#00350
128840 | THC-SES-FEQ-NS22 | Fire Extinguisher 10lb ABC | THC-SES-FEQ-0001 | Portable Fire Extinguisher, location forklift THC-GRK-VEH-329026 | Fire Prevention,Extinguisher | Fire Equipment | 41701 |  | http://www.toronto.ca/TWONTO#00350
128841 | THC-SES-FEQ-NS24 | Fire Extinguisher 10lb ABC | THC-SES-FEQ-0001 | Portable Fire Extinguisher, location forklift THC-GRK-VEH-329026 | Fire Prevention,Extinguisher | Fire Equipment | 41703 |  | http://www.toronto.ca/TWONTO#00350
128842 | THC-SES-FEQ-NS26 | Fire Extinguisher 10lb ABC | THC-SES-FEQ-0001 | Portable Fire Extinguisher, location forklift THC-GRK-VEH-329026 | Fire Prevention,Extinguisher | Fire Equipment | 41705 |  | http://www.toronto.ca/TWONTO#00350
128843 | THC-SES-FEQ-NS27 | Fire Extinguisher 10lb ABC | THC-SES-FEQ-TUNNEL | Portable Fire Extinguishers in Tunnels | Fire Prevention,Extinguisher | Fire Equipment | 41706 |  | http://www.toronto.ca/TWONTO#00350
128844 | THC-SES-FEQ-NS28 | Fire Extinguisher 10lb ABC | THC-SES-FEQ-0001 | Portable Fire Extinguisher, location forklift THC-GRK-VEH-329026 | Fire Prevention,Extinguisher | Fire Equipment | 41707 |  | http://www.toronto.ca/TWONTO#00350
128845 | THC-SES-FEQ-NS28 | Fire Extinguisher 10lb ABC | THC-SES-FEQ-0001I | Portable Fire Extinguishers in Building I, Headhouse Building | Fire Prevention,Extinguisher | Fire Equipment | 41707 |  | http://www.toronto.ca/TWONTO#00350
128846 | THC-SES-FEQ-NS3 | Fire Extinguisher 10lb ABC | THC-SES-FEQ-0001 | Portable Fire Extinguisher, location forklift THC-GRK-VEH-329026 | Fire Prevention,Extinguisher | Fire Equipment | 41709 |  | http://www.toronto.ca/TWONTO#00350
128847 | THC-SES-FEQ-NS31 | Fire Extinguisher 10lb ABC | THC-SES-FEQ-0001I | Portable Fire Extinguishers in Building I, Headhouse Building | Fire Prevention,Extinguisher | Fire Equipment | 41711 |  | http://www.toronto.ca/TWONTO#00350
128848 | THC-SES-FEQ-NS32 | Fire Extinguisher 20lb ABC | THC-SES-FEQ-0001I | Portable Fire Extinguishers in Building I, Headhouse Building | Fire Prevention,Extinguisher | Fire Equipment | 41712 |  | http://www.toronto.ca/TWONTO#00350
128849 | THC-SES-FEQ-NS34 | Fire Extinguisher 20lb ABC | THC-SES-FEQ-0001I | Portable Fire Extinguishers in Building I, Headhouse Building | Fire Prevention,Extinguisher | Fire Equipment | 41714 |  | http://www.toronto.ca/TWONTO#00350
128850 | THC-SES-FEQ-NS35 | Fire Extinguisher 20lb ABC | THC-SES-FEQ-0001 | Portable Fire Extinguisher, location forklift THC-GRK-VEH-329026 | Fire Prevention,Extinguisher | Fire Equipment | 41715 |  | http://www.toronto.ca/TWONTO#00350
128851 | THC-SES-FEQ-NS36 | Fire Extinguisher 20lb ABC | THC-SES-FEQ-0001I | Portable Fire Extinguishers in Building I, Headhouse Building | Fire Prevention,Extinguisher | Fire Equipment | 41716 |  | http://www.toronto.ca/TWONTO#00350
128852 | THC-SES-FEQ-NS39 | Fire Extinguisher 20lb ABC | THC-SES-FEQ-0001 | Portable Fire Extinguisher, location forklift THC-GRK-VEH-329026 | Fire Prevention,Extinguisher | Fire Equipment | 41719 |  | http://www.toronto.ca/TWONTO#00350
128853 | THC-SES-FEQ-NS4 | Fire Extinguisher 10lb ABC | THC-SES-FEQ-0001 | Portable Fire Extinguisher, location forklift THC-GRK-VEH-329026 | Fire Prevention,Extinguisher | Fire Equipment | 41720 |  | http://www.toronto.ca/TWONTO#00350
128854 | THC-SES-FEQ-NS4 | Fire Extinguisher 10lb ABC | THC-SES-FEQ-0001I | Portable Fire Extinguishers in Building I, Headhouse Building | Fire Prevention,Extinguisher | Fire Equipment | 41720 |  | http://www.toronto.ca/TWONTO#00350
128855 | THC-SES-FEQ-NS40 | Fire Extinguisher 20lb ABC | THC-SES-FEQ-0001 | Portable Fire Extinguisher, location forklift THC-GRK-VEH-329026 | Fire Prevention,Extinguisher | Fire Equipment | 41721 |  | http://www.toronto.ca/TWONTO#00350
128856 | THC-SES-FEQ-NS40 | Fire Extinguisher 20lb ABC | THC-SES-FEQ-TUNNEL | Portable Fire Extinguishers in Tunnels | Fire Prevention,Extinguisher | Fire Equipment | 41721 |  | http://www.toronto.ca/TWONTO#00350
128857 | THC-SES-FEQ-NS41 | Fire Extinguisher 20lb ABC | THC-SES-FEQ-0001I | Portable Fire Extinguishers in Building I, Headhouse Building | Fire Prevention,Extinguisher | Fire Equipment | 41722 |  | http://www.toronto.ca/TWONTO#00350
128858 | THC-SES-FEQ-NS5 | Fire Extinguisher 10lb ABC | THC-SES-FEQ-0001H | Portable Fire Extinguishers in Building H, Electrical Room and Aeration Tanks Phase I Building | Fire Prevention,Extinguisher | Fire Equipment | 41723 |  | http://www.toronto.ca/TWONTO#00350
128859 | THC-SES-FEQ-NS5 | Fire Extinguisher 10lb ABC | THC-SES-FEQ-0001I | Portable Fire Extinguishers in Building I, Headhouse Building | Fire Prevention,Extinguisher | Fire Equipment | 41723 |  | http://www.toronto.ca/TWONTO#00350
128860 | THC-SES-FEQ-NS6 | Fire Extinguisher 10lb ABC | THC-SES-FEQ-0001 | Portable Fire Extinguisher, location forklift THC-GRK-VEH-329026 | Fire Prevention,Extinguisher | Fire Equipment | 41724 |  | http://www.toronto.ca/TWONTO#00350
128861 | THC-SES-FEQ-NS6 | Fire Extinguisher 10lb ABC | THC-SES-FEQ-0001I | Portable Fire Extinguishers in Building I, Headhouse Building | Fire Prevention,Extinguisher | Fire Equipment | 41724 |  | http://www.toronto.ca/TWONTO#00350
128862 | THC-SES-FEQ-NS7 | Fire Extinguisher 20lb ABC | THC-SES-FEQ-0001 | Portable Fire Extinguisher, location forklift THC-GRK-VEH-329026 | Fire Prevention,Extinguisher | Fire Equipment | 41725 |  | http://www.toronto.ca/TWONTO#00350
128863 | THC-SES-FEQ-NS8 | Fire Extinguisher 10lb ABC | THC-SES-FEQ-0001 | Portable Fire Extinguisher, location forklift THC-GRK-VEH-329026 | Fire Prevention,Extinguisher | Fire Equipment | 41726 |  | http://www.toronto.ca/TWONTO#00350
128864 | THC-SES-FEQ-NS8 | Fire Extinguisher 10lb ABC | THC-SES-FEQ-0001I | Portable Fire Extinguishers in Building I, Headhouse Building | Fire Prevention,Extinguisher | Fire Equipment | 41726 |  | http://www.toronto.ca/TWONTO#00350
128865 | THC-SES-FEQ-NS8 | Fire Extinguisher 10lb ABC | THC-SES-FEQ-TUNNEL | Portable Fire Extinguishers in Tunnels | Fire Prevention,Extinguisher | Fire Equipment | 41726 |  | http://www.toronto.ca/TWONTO#00350
128866 | THC-SES-FEQ-OS1 | Fire Extinguisher 5lb ABC | THC-SES-FEQ-0001A | Portable Fire Extinguishers in Building A, Old Plant Building | Fire Prevention,Extinguisher | Fire Equipment | 41728 |  | http://www.toronto.ca/TWONTO#00350
128867 | THC-SES-FEQ-OS1 | Fire Extinguisher 5lb ABC | THC-SES-FEQ-0001I | Portable Fire Extinguishers in Building I, Headhouse Building | Fire Prevention,Extinguisher | Fire Equipment | 41728 |  | http://www.toronto.ca/TWONTO#00350
128868 | THC-SES-FEQ-OS10 | Fire Extinguisher 10lb ABC | THC-SES-FEQ-0001A | Portable Fire Extinguishers in Building A, Old Plant Building | Fire Prevention,Extinguisher | Fire Equipment | 41729 |  | http://www.toronto.ca/TWONTO#00350
128869 | THC-SES-FEQ-OS10 | Fire Extinguisher 10lb ABC | THC-SES-FEQ-0001I | Portable Fire Extinguishers in Building I, Headhouse Building | Fire Prevention,Extinguisher | Fire Equipment | 41729 |  | http://www.toronto.ca/TWONTO#00350
128870 | THC-SES-FEQ-OS10B | Fire Extinguisher 20lb ABC | THC-SES-FEQ-0001A | Portable Fire Extinguishers in Building A, Old Plant Building | Fire Prevention,Extinguisher | Fire Equipment | 41730 |  | http://www.toronto.ca/TWONTO#00350
128871 | THC-SES-FEQ-OS10B | Fire Extinguisher 20lb ABC | THC-SES-FEQ-0001I | Portable Fire Extinguishers in Building I, Headhouse Building | Fire Prevention,Extinguisher | Fire Equipment | 41730 |  | http://www.toronto.ca/TWONTO#00350
128872 | THC-SES-FEQ-OS11 | Fire Extinguisher 20lb ABC | THC-SES-FEQ-0001A | Portable Fire Extinguishers in Building A, Old Plant Building | Fire Prevention,Extinguisher | Fire Equipment | 41731 |  | http://www.toronto.ca/TWONTO#00350
128873 | THC-SES-FEQ-OS11 | Fire Extinguisher 20lb ABC | THC-SES-FEQ-0001I | Portable Fire Extinguishers in Building I, Headhouse Building | Fire Prevention,Extinguisher | Fire Equipment | 41731 |  | http://www.toronto.ca/TWONTO#00350
128874 | THC-SES-FEQ-OS12 | Fire Extinguisher 20lb ABC | THC-SES-FEQ-0001 | Portable Fire Extinguisher, location forklift THC-GRK-VEH-329026 | Fire Prevention,Extinguisher | Fire Equipment | 41732 |  | http://www.toronto.ca/TWONTO#00350
128875 | THC-SES-FEQ-OS14 | Fire Extinguisher 20lb ABC | THC-SES-FEQ-0001 | Portable Fire Extinguisher, location forklift THC-GRK-VEH-329026 | Fire Prevention,Extinguisher | Fire Equipment | 41734 |  | http://www.toronto.ca/TWONTO#00350
128876 | THC-SES-FEQ-OS14 | Fire Extinguisher 20lb ABC | THC-SES-FEQ-0001A | Portable Fire Extinguishers in Building A, Old Plant Building | Fire Prevention,Extinguisher | Fire Equipment | 41734 |  | http://www.toronto.ca/TWONTO#00350
128877 | THC-SES-FEQ-OS14 | Fire Extinguisher 20lb ABC | THC-SES-FEQ-0001I | Portable Fire Extinguishers in Building I, Headhouse Building | Fire Prevention,Extinguisher | Fire Equipment | 41734 |  | http://www.toronto.ca/TWONTO#00350
128878 | THC-SES-FEQ-OS15 | Fire Extinguisher 20lb ABC | THC-SES-FEQ-0001 | Portable Fire Extinguisher, location forklift THC-GRK-VEH-329026 | Fire Prevention,Extinguisher | Fire Equipment | 41735 |  | http://www.toronto.ca/TWONTO#00350
128879 | THC-SES-FEQ-OS15 | Fire Extinguisher 20lb ABC | THC-SES-FEQ-0001A | Portable Fire Extinguishers in Building A, Old Plant Building | Fire Prevention,Extinguisher | Fire Equipment | 41735 |  | http://www.toronto.ca/TWONTO#00350
128880 | THC-SES-FEQ-OS15 | Fire Extinguisher 20lb ABC | THC-SES-FEQ-0001I | Portable Fire Extinguishers in Building I, Headhouse Building | Fire Prevention,Extinguisher | Fire Equipment | 41735 |  | http://www.toronto.ca/TWONTO#00350
128881 | THC-SES-FEQ-OS16 | Fire Extinguisher 10lb ABC | THC-SES-FEQ-0001A | Portable Fire Extinguishers in Building A, Old Plant Building | Fire Prevention,Extinguisher | Fire Equipment | 41736 |  | http://www.toronto.ca/TWONTO#00350
128882 | THC-SES-FEQ-OS16 | Fire Extinguisher 10lb ABC | THC-SES-FEQ-0001I | Portable Fire Extinguishers in Building I, Headhouse Building | Fire Prevention,Extinguisher | Fire Equipment | 41736 |  | http://www.toronto.ca/TWONTO#00350
128883 | THC-SES-FEQ-OS17 | Fire Extinguisher 20lb ABC | THC-SES-FEQ-0001 | Portable Fire Extinguisher, location forklift THC-GRK-VEH-329026 | Fire Prevention,Extinguisher | Fire Equipment | 41737 |  | http://www.toronto.ca/TWONTO#00350
128884 | THC-SES-FEQ-OS18 | Fire Extinguisher 10lb ABC | THC-SES-FEQ-0001 | Portable Fire Extinguisher, location forklift THC-GRK-VEH-329026 | Fire Prevention,Extinguisher | Fire Equipment | 41738 |  | http://www.toronto.ca/TWONTO#00350
128885 | THC-SES-FEQ-OS19 | Fire Extinguisher 5lb ABC | THC-SES-FEQ-0001I | Portable Fire Extinguishers in Building I, Headhouse Building | Fire Prevention,Extinguisher | Fire Equipment | 41739 |  | http://www.toronto.ca/TWONTO#00350
128886 | THC-SES-FEQ-OS2 | Fire Extinguisher 10lb ABC | THC-SES-FEQ-0001 | Portable Fire Extinguisher, location forklift THC-GRK-VEH-329026 | Fire Prevention,Extinguisher | Fire Equipment | 41740 |  | http://www.toronto.ca/TWONTO#00350
128887 | THC-SES-FEQ-OS20 | Fire Extinguisher 5lb ABC | THC-SES-FEQ-0001I | Portable Fire Extinguishers in Building I, Headhouse Building | Fire Prevention,Extinguisher | Fire Equipment | 41741 |  | http://www.toronto.ca/TWONTO#00350
128888 | THC-SES-FEQ-OS21 | Fire Extinguisher 5lb ABC | THC-SES-FEQ-0001 | Portable Fire Extinguisher, location forklift THC-GRK-VEH-329026 | Fire Prevention,Extinguisher | Fire Equipment | 41742 |  | http://www.toronto.ca/TWONTO#00350
128889 | THC-SES-FEQ-OS23 | Fire Extinguisher 5lb ABC | THC-SES-FEQ-0001 | Portable Fire Extinguisher, location forklift THC-GRK-VEH-329026 | Fire Prevention,Extinguisher | Fire Equipment | 41745 |  | http://www.toronto.ca/TWONTO#00350
128890 | THC-SES-FEQ-OS23 | Fire Extinguisher 5lb ABC | THC-SES-FEQ-0001A | Portable Fire Extinguishers in Building A, Old Plant Building | Fire Prevention,Extinguisher | Fire Equipment | 41745 |  | http://www.toronto.ca/TWONTO#00350
128891 | THC-SES-FEQ-OS23 | Fire Extinguisher 5lb ABC | THC-SES-FEQ-0001I | Portable Fire Extinguishers in Building I, Headhouse Building | Fire Prevention,Extinguisher | Fire Equipment | 41745 |  | http://www.toronto.ca/TWONTO#00350
128892 | THC-SES-FEQ-OS24 | Fire Extinguisher 5lb ABC | THC-SES-FEQ-0001 | Portable Fire Extinguisher, location forklift THC-GRK-VEH-329026 | Fire Prevention,Extinguisher | Fire Equipment | 41746 |  | http://www.toronto.ca/TWONTO#00350
128893 | THC-SES-FEQ-OS24 | Fire Extinguisher 5lb ABC | THC-SES-FEQ-0001A | Portable Fire Extinguishers in Building A, Old Plant Building | Fire Prevention,Extinguisher | Fire Equipment | 41746 |  | http://www.toronto.ca/TWONTO#00350
128894 | THC-SES-FEQ-OS25 | Fire Extinguisher 5lb ABC | THC-SES-FEQ-0001 | Portable Fire Extinguisher, location forklift THC-GRK-VEH-329026 | Fire Prevention,Extinguisher | Fire Equipment | 41747 |  | http://www.toronto.ca/TWONTO#00350
128895 | THC-SES-FEQ-OS25 | Fire Extinguisher 5lb ABC | THC-SES-FEQ-0001A | Portable Fire Extinguishers in Building A, Old Plant Building | Fire Prevention,Extinguisher | Fire Equipment | 41747 |  | http://www.toronto.ca/TWONTO#00350
128896 | THC-SES-FEQ-OS25 | Fire Extinguisher 5lb ABC | THC-SES-FEQ-0001I | Portable Fire Extinguishers in Building I, Headhouse Building | Fire Prevention,Extinguisher | Fire Equipment | 41747 |  | http://www.toronto.ca/TWONTO#00350
128897 | THC-SES-FEQ-OS26 | Fire Extinguisher 20lb ABC | THC-SES-FEQ-0001 | Portable Fire Extinguisher, location forklift THC-GRK-VEH-329026 | Fire Prevention,Extinguisher | Fire Equipment | 41748 |  | http://www.toronto.ca/TWONTO#00350
128898 | THC-SES-FEQ-OS28 | Fire Extinguisher 20lb ABC | THC-SES-FEQ-0001 | Portable Fire Extinguisher, location forklift THC-GRK-VEH-329026 | Fire Prevention,Extinguisher | Fire Equipment | 41750 |  | http://www.toronto.ca/TWONTO#00350
128899 | THC-SES-FEQ-OS29 | Fire Extinguisher 10lb ABC | THC-SES-FEQ-0001 | Portable Fire Extinguisher, location forklift THC-GRK-VEH-329026 | Fire Prevention,Extinguisher | Fire Equipment | 41751 |  | http://www.toronto.ca/TWONTO#00350
128900 | THC-SES-FEQ-OS29 | Fire Extinguisher 10lb ABC | THC-SES-FEQ-0001I | Portable Fire Extinguishers in Building I, Headhouse Building | Fire Prevention,Extinguisher | Fire Equipment | 41751 |  | http://www.toronto.ca/TWONTO#00350
128901 | THC-SES-FEQ-OS3 | Fire Extinguisher 20lb ABC | THC-SES-FEQ-0001A | Portable Fire Extinguishers in Building A, Old Plant Building | Fire Prevention,Extinguisher | Fire Equipment | 41752 |  | http://www.toronto.ca/TWONTO#00350
128902 | THC-SES-FEQ-OS3 | Fire Extinguisher 20lb ABC | THC-SES-FEQ-0001I | Portable Fire Extinguishers in Building I, Headhouse Building | Fire Prevention,Extinguisher | Fire Equipment | 41752 |  | http://www.toronto.ca/TWONTO#00350
128903 | THC-SES-FEQ-OS30 | Fire Extinguisher 10lb ABC | THC-SES-FEQ-0001 | Portable Fire Extinguisher, location forklift THC-GRK-VEH-329026 | Fire Prevention,Extinguisher | Fire Equipment | 41753 |  | http://www.toronto.ca/TWONTO#00350
128904 | THC-SES-FEQ-OS30 | Fire Extinguisher 10lb ABC | THC-SES-FEQ-0001I | Portable Fire Extinguishers in Building I, Headhouse Building | Fire Prevention,Extinguisher | Fire Equipment | 41753 |  | http://www.toronto.ca/TWONTO#00350
128905 | THC-SES-FEQ-OS31 | Fire Extinguisher 10lb ABC | THC-SES-FEQ-0001B | Portable Fire Extinguishers in Building B, Chlorine Building | Fire Prevention,Extinguisher | Fire Equipment | 41754 |  | http://www.toronto.ca/TWONTO#00350
128906 | THC-SES-FEQ-OS31A | Fire Extinguisher 20lb ABC | THC-SES-FEQ-0001 | Portable Fire Extinguisher, location forklift THC-GRK-VEH-329026 | Fire Prevention,Extinguisher | Fire Equipment | 41755 |  | http://www.toronto.ca/TWONTO#00350
128907 | THC-SES-FEQ-OS31A | Fire Extinguisher 20lb ABC | THC-SES-FEQ-0001I | Portable Fire Extinguishers in Building I, Headhouse Building | Fire Prevention,Extinguisher | Fire Equipment | 41755 |  | http://www.toronto.ca/TWONTO#00350
128908 | THC-SES-FEQ-OS32 | Fire Extinguisher 20lb ABC | THC-SES-FEQ-0001 | Portable Fire Extinguisher, location forklift THC-GRK-VEH-329026 | Fire Prevention,Extinguisher | Fire Equipment | 41756 |  | http://www.toronto.ca/TWONTO#00350
128909 | THC-SES-FEQ-OS32 | Fire Extinguisher 20lb ABC | THC-SES-FEQ-0001C | Portable Fire Extinguishers in Building C, Electrical Room Anaerobic Filter #1 and #2 | Fire Prevention,Extinguisher | Fire Equipment | 41756 |  | http://www.toronto.ca/TWONTO#00350
128910 | THC-SES-FEQ-OS32 | Fire Extinguisher 20lb ABC | THC-SES-FEQ-0001I | Portable Fire Extinguishers in Building I, Headhouse Building | Fire Prevention,Extinguisher | Fire Equipment | 41756 |  | http://www.toronto.ca/TWONTO#00350
128911 | THC-SES-FEQ-OS33B | Fire Extinguisher 20lb ABC | THC-SES-FEQ-0001 | Portable Fire Extinguisher, location forklift THC-GRK-VEH-329026 | Fire Prevention,Extinguisher | Fire Equipment | 41758 |  | http://www.toronto.ca/TWONTO#00350
128912 | THC-SES-FEQ-OS33B | Fire Extinguisher 20lb ABC | THC-SES-FEQ-0001I | Portable Fire Extinguishers in Building I, Headhouse Building | Fire Prevention,Extinguisher | Fire Equipment | 41758 |  | http://www.toronto.ca/TWONTO#00350
128913 | THC-SES-FEQ-OS34 | Fire Extinguisher 20lb ABC | THC-SES-FEQ-0001 | Portable Fire Extinguisher, location forklift THC-GRK-VEH-329026 | Fire Prevention,Extinguisher | Fire Equipment | 41759 |  | http://www.toronto.ca/TWONTO#00350
128914 | THC-SES-FEQ-OS34 | Fire Extinguisher 20lb ABC | THC-SES-FEQ-0001Q | Portable Fire Extinguishers in Building Q, Gas Compressor Building | Fire Prevention,Extinguisher | Fire Equipment | 41759 |  | http://www.toronto.ca/TWONTO#00350
128915 | THC-SES-FEQ-OS35 | Fire Extinguisher 20lb ABC | THC-SES-FEQ-0001I | Portable Fire Extinguishers in Building I, Headhouse Building | Fire Prevention,Extinguisher | Fire Equipment | 41760 |  | http://www.toronto.ca/TWONTO#00350
128916 | THC-SES-FEQ-OS36 | Fire Extinguisher 10lb ABC | THC-SES-FEQ-0001I | Portable Fire Extinguishers in Building I, Headhouse Building | Fire Prevention,Extinguisher | Fire Equipment | 41761 |  | http://www.toronto.ca/TWONTO#00350
128917 | THC-SES-FEQ-OS37 | Fire Extinguisher 10lb ABC | THC-SES-FEQ-0001 | Portable Fire Extinguisher, location forklift THC-GRK-VEH-329026 | Fire Prevention,Extinguisher | Fire Equipment | 41762 |  | http://www.toronto.ca/TWONTO#00350
128918 | THC-SES-FEQ-OS37 | Fire Extinguisher 10lb ABC | THC-SES-FEQ-0001D | Portable Fire Extinguishers in Building D, Primary and Secondary Digesters Building | Fire Prevention,Extinguisher | Fire Equipment | 41762 |  | http://www.toronto.ca/TWONTO#00350
128919 | THC-SES-FEQ-OS38 | Fire Extinguisher 10lb ABC | THC-SES-FEQ-0001I | Portable Fire Extinguishers in Building I, Headhouse Building | Fire Prevention,Extinguisher | Fire Equipment | 41763 |  | http://www.toronto.ca/TWONTO#00350
128920 | THC-SES-FEQ-OS39 | Fire Extinguisher 10lb ABC | THC-SES-FEQ-0001 | Portable Fire Extinguisher, location forklift THC-GRK-VEH-329026 | Fire Prevention,Extinguisher | Fire Equipment | 41764 |  | http://www.toronto.ca/TWONTO#00350
128921 | THC-SES-FEQ-OS39 | Fire Extinguisher 10lb ABC | THC-SES-FEQ-0001D | Portable Fire Extinguishers in Building D, Primary and Secondary Digesters Building | Fire Prevention,Extinguisher | Fire Equipment | 41764 |  | http://www.toronto.ca/TWONTO#00350
128922 | THC-SES-FEQ-OS4 | Fire Extinguisher 10lb ABC | THC-SES-FEQ-0001I | Portable Fire Extinguishers in Building I, Headhouse Building | Fire Prevention,Extinguisher | Fire Equipment | 41765 |  | http://www.toronto.ca/TWONTO#00350
128923 | THC-SES-FEQ-OS40 | Fire Extinguisher 20lb ABC | THC-SES-FEQ-0001 | Portable Fire Extinguisher, location forklift THC-GRK-VEH-329026 | Fire Prevention,Extinguisher | Fire Equipment | 41766 |  | http://www.toronto.ca/TWONTO#00350
128924 | THC-SES-FEQ-OS40 | Fire Extinguisher 20lb ABC | THC-SES-FEQ-0001F | Portable Fire Extinguishers in Building F, Lubricants Storage House Building | Fire Prevention,Extinguisher | Fire Equipment | 41766 |  | http://www.toronto.ca/TWONTO#00350
128925 | THC-SES-FEQ-OS40 | Fire Extinguisher 20lb ABC | THC-SES-FEQ-0001I | Portable Fire Extinguishers in Building I, Headhouse Building | Fire Prevention,Extinguisher | Fire Equipment | 41766 |  | http://www.toronto.ca/TWONTO#00350
128926 | THC-SES-FEQ-OS41 | Fire Extinguisher 20lb ABC | THC-SES-FEQ-0001 | Portable Fire Extinguisher, location forklift THC-GRK-VEH-329026 | Fire Prevention,Extinguisher | Fire Equipment | 41767 |  | http://www.toronto.ca/TWONTO#00350
128927 | THC-SES-FEQ-OS41 | Fire Extinguisher 20lb ABC | THC-SES-FEQ-0001E | Portable Fire Extinguishers in Building E, Boiler House Building | Fire Prevention,Extinguisher | Fire Equipment | 41767 |  | http://www.toronto.ca/TWONTO#00350
128928 | THC-SES-FEQ-OS42 | Fire Extinguisher 10lb ABC | THC-SES-FEQ-0001 | Portable Fire Extinguisher, location forklift THC-GRK-VEH-329026 | Fire Prevention,Extinguisher | Fire Equipment | 41768 |  | http://www.toronto.ca/TWONTO#00350
128929 | THC-SES-FEQ-OS42 | Fire Extinguisher 10lb ABC | THC-SES-FEQ-0001E | Portable Fire Extinguishers in Building E, Boiler House Building | Fire Prevention,Extinguisher | Fire Equipment | 41768 |  | http://www.toronto.ca/TWONTO#00350
128930 | THC-SES-FEQ-OS42 | Fire Extinguisher 10lb ABC | THC-SES-FEQ-0001I | Portable Fire Extinguishers in Building I, Headhouse Building | Fire Prevention,Extinguisher | Fire Equipment | 41768 |  | http://www.toronto.ca/TWONTO#00350
128931 | THC-SES-FEQ-OS43 | Fire Extinguisher 6lb ABC | THC-SES-FEQ-0001F | Portable Fire Extinguishers in Building F, Lubricants Storage House Building | Fire Prevention,Extinguisher | Fire Equipment | 41769 |  | http://www.toronto.ca/TWONTO#00350
128932 | THC-SES-FEQ-OS43 | Fire Extinguisher 6lb ABC | THC-SES-FEQ-0001I | Portable Fire Extinguishers in Building I, Headhouse Building | Fire Prevention,Extinguisher | Fire Equipment | 41769 |  | http://www.toronto.ca/TWONTO#00350
128933 | THC-SES-FEQ-OS44 | Fire Extinguisher 6lb ABC | THC-SES-FEQ-0001F | Portable Fire Extinguishers in Building F, Lubricants Storage House Building | Fire Prevention,Extinguisher | Fire Equipment | 41770 |  | http://www.toronto.ca/TWONTO#00350
128934 | THC-SES-FEQ-OS45 | Fire Extinguisher 20lb ABC | THC-SES-FEQ-0001 | Portable Fire Extinguisher, location forklift THC-GRK-VEH-329026 | Fire Prevention,Extinguisher | Fire Equipment | 41771 |  | http://www.toronto.ca/TWONTO#00350
128935 | THC-SES-FEQ-OS45 | Fire Extinguisher 20lb ABC | THC-SES-FEQ-0001F | Portable Fire Extinguishers in Building F, Lubricants Storage House Building | Fire Prevention,Extinguisher | Fire Equipment | 41771 |  | http://www.toronto.ca/TWONTO#00350
128936 | THC-SES-FEQ-OS46 | Fire Extinguisher 5lb ABC | THC-SES-FEQ-0001 | Portable Fire Extinguisher, location forklift THC-GRK-VEH-329026 | Fire Prevention,Extinguisher | Fire Equipment | 41772 |  | http://www.toronto.ca/TWONTO#00350
128937 | THC-SES-FEQ-OS46 | Fire Extinguisher 5lb ABC | THC-SES-FEQ-0001A | Portable Fire Extinguishers in Building A, Old Plant Building | Fire Prevention,Extinguisher | Fire Equipment | 41772 |  | http://www.toronto.ca/TWONTO#00350
128938 | THC-SES-FEQ-OS47 | Fire Extinguisher 20lb ABC | THC-SES-FEQ-0001A | Portable Fire Extinguishers in Building A, Old Plant Building | Fire Prevention,Extinguisher | Fire Equipment | 41773 |  | http://www.toronto.ca/TWONTO#00350
128939 | THC-SES-FEQ-OS47 | Fire Extinguisher 20lb ABC | THC-SES-FEQ-0001I | Portable Fire Extinguishers in Building I, Headhouse Building | Fire Prevention,Extinguisher | Fire Equipment | 41773 |  | http://www.toronto.ca/TWONTO#00350
128940 | THC-SES-FEQ-OS48 | Fire Extinguisher 10lb ABC | THC-SES-FEQ-0001 | Portable Fire Extinguisher, location forklift THC-GRK-VEH-329026 | Fire Prevention,Extinguisher | Fire Equipment | 41774 |  | http://www.toronto.ca/TWONTO#00350
128941 | THC-SES-FEQ-OS5 | Fire Extinguisher 20lb ABC | THC-SES-FEQ-0001A | Portable Fire Extinguishers in Building A, Old Plant Building | Fire Prevention,Extinguisher | Fire Equipment | 41775 |  | http://www.toronto.ca/TWONTO#00350
128942 | THC-SES-FEQ-OS5 | Fire Extinguisher 20lb ABC | THC-SES-FEQ-0001I | Portable Fire Extinguishers in Building I, Headhouse Building | Fire Prevention,Extinguisher | Fire Equipment | 41775 |  | http://www.toronto.ca/TWONTO#00350
128943 | THC-SES-FEQ-OS50 | Fire Extinguishe 2 3/4lb ABC | THC-SES-FEQ-0001A | Portable Fire Extinguishers in Building A, Old Plant Building | Fire Prevention,Extinguisher | Fire Equipment | 41776 |  | http://www.toronto.ca/TWONTO#00350
128944 | THC-SES-FEQ-OS50 | Fire Extinguishe 2 3/4lb ABC | THC-SES-FEQ-0001I | Portable Fire Extinguishers in Building I, Headhouse Building | Fire Prevention,Extinguisher | Fire Equipment | 41776 |  | http://www.toronto.ca/TWONTO#00350
128945 | THC-SES-FEQ-OS51 | Fire Extinguishe 2 3/4lb ABC | THC-SES-FEQ-0001 | Portable Fire Extinguisher, location forklift THC-GRK-VEH-329026 | Fire Prevention,Extinguisher | Fire Equipment | 41777 |  | http://www.toronto.ca/TWONTO#00350
128946 | THC-SES-FEQ-OS6 | Fire Extinguisher 5lb ABC | THC-SES-FEQ-0001A | Portable Fire Extinguishers in Building A, Old Plant Building | Fire Prevention,Extinguisher | Fire Equipment | 41778 |  | http://www.toronto.ca/TWONTO#00350
128947 | THC-SES-FEQ-OS7 | Fire Extinguisher 20lb ABC | THC-SES-FEQ-0001A | Portable Fire Extinguishers in Building A, Old Plant Building | Fire Prevention,Extinguisher | Fire Equipment | 41779 |  | http://www.toronto.ca/TWONTO#00350
128948 | THC-SES-FEQ-OS8 | Fire Extinguisher 5lb ABC | THC-SES-FEQ-0001A | Portable Fire Extinguishers in Building A, Old Plant Building | Fire Prevention,Extinguisher | Fire Equipment | 41780 |  | http://www.toronto.ca/TWONTO#00350
128949 | THC-SES-FEQ-OS9 | Fire Extinguishe 2 1/2lb ABC | THC-SES-FEQ-0001 | Portable Fire Extinguisher, location forklift THC-GRK-VEH-329026 | Fire Prevention,Extinguisher | Fire Equipment | 41781 |  | http://www.toronto.ca/TWONTO#00350
128950 | THC-SES-FEQ-SD1 | Fire Extinguisher 10lb ABC | THC-SES-FEQ-0001 | Portable Fire Extinguisher, location forklift THC-GRK-VEH-329026 | Fire Prevention,Extinguisher | Fire Equipment | 41783 |  | http://www.toronto.ca/TWONTO#00350
128951 | THC-SES-FEQ-SD10 | Fire Extinguisher 10lb ABC | THC-SES-FEQ-0001M | Portable Fire Extinguishers in Building M, Incineration Building | Fire Prevention,Extinguisher | Fire Equipment | 41784 |  | http://www.toronto.ca/TWONTO#00350
128952 | THC-SES-FEQ-SD12 | Fire Extinguisher 10lb ABC | THC-SES-FEQ-0001M | Portable Fire Extinguishers in Building M, Incineration Building | Fire Prevention,Extinguisher | Fire Equipment | 41786 |  | http://www.toronto.ca/TWONTO#00350
128953 | THC-SES-FEQ-SD13 | Fire Extinguisher 20lb ABC | THC-SES-FEQ-0001 | Portable Fire Extinguisher, location forklift THC-GRK-VEH-329026 | Fire Prevention,Extinguisher | Fire Equipment | 41787 |  | http://www.toronto.ca/TWONTO#00350
128954 | THC-SES-FEQ-SD13 | Fire Extinguisher 20lb ABC | THC-SES-FEQ-0001M | Portable Fire Extinguishers in Building M, Incineration Building | Fire Prevention,Extinguisher | Fire Equipment | 41787 |  | http://www.toronto.ca/TWONTO#00350
128955 | THC-SES-FEQ-SD14 | Fire Extinguisher 10lb ABC | THC-SES-FEQ-0001M | Portable Fire Extinguishers in Building M, Incineration Building | Fire Prevention,Extinguisher | Fire Equipment | 41788 |  | http://www.toronto.ca/TWONTO#00350
128956 | THC-SES-FEQ-SD15 | Fire Extinguisher 10lb ABC | THC-SES-FEQ-0001I | Portable Fire Extinguishers in Building I, Headhouse Building | Fire Prevention,Extinguisher | Fire Equipment | 41789 |  | http://www.toronto.ca/TWONTO#00350
128957 | THC-SES-FEQ-SD15 | Fire Extinguisher 10lb ABC | THC-SES-FEQ-0001M | Portable Fire Extinguishers in Building M, Incineration Building | Fire Prevention,Extinguisher | Fire Equipment | 41789 |  | http://www.toronto.ca/TWONTO#00350
128958 | THC-SES-FEQ-SD16 | Fire Extinguisher 20lb ABC | THC-SES-FEQ-0001 | Portable Fire Extinguisher, location forklift THC-GRK-VEH-329026 | Fire Prevention,Extinguisher | Fire Equipment | 41790 |  | http://www.toronto.ca/TWONTO#00350
128959 | THC-SES-FEQ-SD16 | Fire Extinguisher 20lb ABC | THC-SES-FEQ-0001I | Portable Fire Extinguishers in Building I, Headhouse Building | Fire Prevention,Extinguisher | Fire Equipment | 41790 |  | http://www.toronto.ca/TWONTO#00350
128960 | THC-SES-FEQ-SD16 | Fire Extinguisher 20lb ABC | THC-SES-FEQ-0001M | Portable Fire Extinguishers in Building M, Incineration Building | Fire Prevention,Extinguisher | Fire Equipment | 41790 |  | http://www.toronto.ca/TWONTO#00350
128961 | THC-SES-FEQ-SD17 | Fire Extinguishe 2 1/2lb ABC | THC-SES-FEQ-0001 | Portable Fire Extinguisher, location forklift THC-GRK-VEH-329026 | Fire Prevention,Extinguisher | Fire Equipment | 41791 |  | http://www.toronto.ca/TWONTO#00350
128962 | THC-SES-FEQ-SD17 | Fire Extinguishe 2 1/2lb ABC | THC-SES-FEQ-0001I | Portable Fire Extinguishers in Building I, Headhouse Building | Fire Prevention,Extinguisher | Fire Equipment | 41791 |  | http://www.toronto.ca/TWONTO#00350
128963 | THC-SES-FEQ-SD18 | Fire Extinguishe 2 1/2lb ABC | THC-SES-FEQ-0001I | Portable Fire Extinguishers in Building I, Headhouse Building | Fire Prevention,Extinguisher | Fire Equipment | 41792 |  | http://www.toronto.ca/TWONTO#00350
128964 | THC-SES-FEQ-SD18 | Fire Extinguishe 2 1/2lb ABC | THC-SES-FEQ-0001M | Portable Fire Extinguishers in Building M, Incineration Building | Fire Prevention,Extinguisher | Fire Equipment | 41792 |  | http://www.toronto.ca/TWONTO#00350
128965 | THC-SES-FEQ-SD19 | Fire Extinguisher 10lb ABC | THC-SES-FEQ-0001 | Portable Fire Extinguisher, location forklift THC-GRK-VEH-329026 | Fire Prevention,Extinguisher | Fire Equipment | 41794 |  | http://www.toronto.ca/TWONTO#00350
128966 | THC-SES-FEQ-SD2 | Fire Extinguisher 10lb ABC | THC-SES-FEQ-0001I | Portable Fire Extinguishers in Building I, Headhouse Building | Fire Prevention,Extinguisher | Fire Equipment | 41795 |  | http://www.toronto.ca/TWONTO#00350
128967 | THC-SES-FEQ-SD20 | Fire Extinguisher 20lb ABC | THC-SES-FEQ-0001 | Portable Fire Extinguisher, location forklift THC-GRK-VEH-329026 | Fire Prevention,Extinguisher | Fire Equipment | 41796 |  | http://www.toronto.ca/TWONTO#00350
128968 | THC-SES-FEQ-SD20 | Fire Extinguisher 20lb ABC | THC-SES-FEQ-0001I | Portable Fire Extinguishers in Building I, Headhouse Building | Fire Prevention,Extinguisher | Fire Equipment | 41796 |  | http://www.toronto.ca/TWONTO#00350
128969 | THC-SES-FEQ-SD20 | Fire Extinguisher 20lb ABC | THC-SES-FEQ-0001M | Portable Fire Extinguishers in Building M, Incineration Building | Fire Prevention,Extinguisher | Fire Equipment | 41796 |  | http://www.toronto.ca/TWONTO#00350
128970 | THC-SES-FEQ-SD21 | Fire Extinguisher 10lb ABC | THC-SES-FEQ-0001 | Portable Fire Extinguisher, location forklift THC-GRK-VEH-329026 | Fire Prevention,Extinguisher | Fire Equipment | 41797 |  | http://www.toronto.ca/TWONTO#00350
128971 | THC-SES-FEQ-SD21 | Fire Extinguisher 10lb ABC | THC-SES-FEQ-0001I | Portable Fire Extinguishers in Building I, Headhouse Building | Fire Prevention,Extinguisher | Fire Equipment | 41797 |  | http://www.toronto.ca/TWONTO#00350
128972 | THC-SES-FEQ-SD22 | Fire Extinguisher 10lb ABC | THC-SES-FEQ-0001M | Portable Fire Extinguishers in Building M, Incineration Building | Fire Prevention,Extinguisher | Fire Equipment | 41798 |  | http://www.toronto.ca/TWONTO#00350
128973 | THC-SES-FEQ-SD23 | Fire Extinguisher 10lb ABC | THC-SES-FEQ-0001 | Portable Fire Extinguisher, location forklift THC-GRK-VEH-329026 | Fire Prevention,Extinguisher | Fire Equipment | 41799 |  | http://www.toronto.ca/TWONTO#00350
128974 | THC-SES-FEQ-SD23 | Fire Extinguisher 10lb ABC | THC-SES-FEQ-0001I | Portable Fire Extinguishers in Building I, Headhouse Building | Fire Prevention,Extinguisher | Fire Equipment | 41799 |  | http://www.toronto.ca/TWONTO#00350
128975 | THC-SES-FEQ-SD24 | Fire Extinguisher 12lb ABC | THC-SES-FEQ-0001 | Portable Fire Extinguisher, location forklift THC-GRK-VEH-329026 | Fire Prevention,Extinguisher | Fire Equipment | 41800 |  | http://www.toronto.ca/TWONTO#00350
128976 | THC-SES-FEQ-SD24 | Fire Extinguisher 12lb ABC | THC-SES-FEQ-0001I | Portable Fire Extinguishers in Building I, Headhouse Building | Fire Prevention,Extinguisher | Fire Equipment | 41800 |  | http://www.toronto.ca/TWONTO#00350
128977 | THC-SES-FEQ-SD25 | Fire Extinguisher 10lb ABC | THC-SES-FEQ-0001 | Portable Fire Extinguisher, location forklift THC-GRK-VEH-329026 | Fire Prevention,Extinguisher | Fire Equipment | 41801 |  | http://www.toronto.ca/TWONTO#00350
128978 | THC-SES-FEQ-SD25 | Fire Extinguisher 10lb ABC | THC-SES-FEQ-0001I | Portable Fire Extinguishers in Building I, Headhouse Building | Fire Prevention,Extinguisher | Fire Equipment | 41801 |  | http://www.toronto.ca/TWONTO#00350
128979 | THC-SES-FEQ-SD26 | Fire Extinguisher 10lb ABC | THC-SES-FEQ-0001M | Portable Fire Extinguishers in Building M, Incineration Building | Fire Prevention,Extinguisher | Fire Equipment | 41802 |  | http://www.toronto.ca/TWONTO#00350
128980 | THC-SES-FEQ-SD27 | Fire Extinguisher 10lb ABC | THC-SES-FEQ-0001 | Portable Fire Extinguisher, location forklift THC-GRK-VEH-329026 | Fire Prevention,Extinguisher | Fire Equipment | 41803 |  | http://www.toronto.ca/TWONTO#00350
128981 | THC-SES-FEQ-SD27 | Fire Extinguisher 10lb ABC | THC-SES-FEQ-0001I | Portable Fire Extinguishers in Building I, Headhouse Building | Fire Prevention,Extinguisher | Fire Equipment | 41803 |  | http://www.toronto.ca/TWONTO#00350
128982 | THC-SES-FEQ-SD3 | Fire Extinguisher 10lb ABC | THC-SES-FEQ-0001 | Portable Fire Extinguisher, location forklift THC-GRK-VEH-329026 | Fire Prevention,Extinguisher | Fire Equipment | 41804 |  | http://www.toronto.ca/TWONTO#00350
128983 | THC-SES-FEQ-SD3 | Fire Extinguisher 10lb ABC | THC-SES-FEQ-0001I | Portable Fire Extinguishers in Building I, Headhouse Building | Fire Prevention,Extinguisher | Fire Equipment | 41804 |  | http://www.toronto.ca/TWONTO#00350
128984 | THC-SES-FEQ-SD3 | Fire Extinguisher 10lb ABC | THC-SES-FEQ-0001N | Portable Fire Extinguishers in Building N, Decant Tanks and Sludge Pumping Station Building | Fire Prevention,Extinguisher | Fire Equipment | 41804 |  | http://www.toronto.ca/TWONTO#00350
128985 | THC-SES-FEQ-SD30 | Fire Extinguisher 10lb ABC | THC-SES-FEQ-0001 | Portable Fire Extinguisher, location forklift THC-GRK-VEH-329026 | Fire Prevention,Extinguisher | Fire Equipment | 41805 |  | http://www.toronto.ca/TWONTO#00350
128986 | THC-SES-FEQ-SD30 | Fire Extinguisher 10lb ABC | THC-SES-FEQ-0001I | Portable Fire Extinguishers in Building I, Headhouse Building | Fire Prevention,Extinguisher | Fire Equipment | 41805 |  | http://www.toronto.ca/TWONTO#00350
128987 | THC-SES-FEQ-SD31 | Fire Extinguisher 20lb ABC | THC-SES-FEQ-0001 | Portable Fire Extinguisher, location forklift THC-GRK-VEH-329026 | Fire Prevention,Extinguisher | Fire Equipment | 41806 |  | http://www.toronto.ca/TWONTO#00350
128988 | THC-SES-FEQ-SD31 | Fire Extinguisher 20lb ABC | THC-SES-FEQ-0001I | Portable Fire Extinguishers in Building I, Headhouse Building | Fire Prevention,Extinguisher | Fire Equipment | 41806 |  | http://www.toronto.ca/TWONTO#00350
128989 | THC-SES-FEQ-SD31 | Fire Extinguisher 20lb ABC | THC-SES-FEQ-0001M | Portable Fire Extinguishers in Building M, Incineration Building | Fire Prevention,Extinguisher | Fire Equipment | 41806 |  | http://www.toronto.ca/TWONTO#00350
128990 | THC-SES-FEQ-SD32 | Fire Extinguisher 20lb ABC | THC-SES-FEQ-0001 | Portable Fire Extinguisher, location forklift THC-GRK-VEH-329026 | Fire Prevention,Extinguisher | Fire Equipment | 41807 |  | http://www.toronto.ca/TWONTO#00350
128991 | THC-SES-FEQ-SD32 | Fire Extinguisher 20lb ABC | THC-SES-FEQ-0001I | Portable Fire Extinguishers in Building I, Headhouse Building | Fire Prevention,Extinguisher | Fire Equipment | 41807 |  | http://www.toronto.ca/TWONTO#00350
128992 | THC-SES-FEQ-SD32 | Fire Extinguisher 20lb ABC | THC-SES-FEQ-0001M | Portable Fire Extinguishers in Building M, Incineration Building | Fire Prevention,Extinguisher | Fire Equipment | 41807 |  | http://www.toronto.ca/TWONTO#00350
128993 | THC-SES-FEQ-SD33 | Fire Extinguisher 10lb ABC | THC-SES-FEQ-0001I | Portable Fire Extinguishers in Building I, Headhouse Building | Fire Prevention,Extinguisher | Fire Equipment | 41808 |  | http://www.toronto.ca/TWONTO#00350
128994 | THC-SES-FEQ-SD33 | Fire Extinguisher 10lb ABC | THC-SES-FEQ-0001M | Portable Fire Extinguishers in Building M, Incineration Building | Fire Prevention,Extinguisher | Fire Equipment | 41808 |  | http://www.toronto.ca/TWONTO#00350
128995 | THC-SES-FEQ-SD34 | Fire Extinguisher 10lb ABC | THC-SES-FEQ-0001 | Portable Fire Extinguisher, location forklift THC-GRK-VEH-329026 | Fire Prevention,Extinguisher | Fire Equipment | 41809 |  | http://www.toronto.ca/TWONTO#00350
128996 | THC-SES-FEQ-SD34 | Fire Extinguisher 10lb ABC | THC-SES-FEQ-0001I | Portable Fire Extinguishers in Building I, Headhouse Building | Fire Prevention,Extinguisher | Fire Equipment | 41809 |  | http://www.toronto.ca/TWONTO#00350
128997 | THC-SES-FEQ-SD35 | Fire Extinguisher 12lb ABC | THC-SES-FEQ-0001I | Portable Fire Extinguishers in Building I, Headhouse Building | Fire Prevention,Extinguisher | Fire Equipment | 41810 |  | http://www.toronto.ca/TWONTO#00350
128998 | THC-SES-FEQ-SD37 | Fire Extinguisher 10lb ABC | THC-SES-FEQ-0001I | Portable Fire Extinguishers in Building I, Headhouse Building | Fire Prevention,Extinguisher | Fire Equipment | 41812 |  | http://www.toronto.ca/TWONTO#00350
129000 | THC-SES-FEQ-SD4 | Fire Extinguisher 10lb ABC | THC-SES-FEQ-0001I | Portable Fire Extinguishers in Building I, Headhouse Building | Fire Prevention,Extinguisher | Fire Equipment | 41813 |  | http://www.toronto.ca/TWONTO#00350
129001 | THC-SES-FEQ-SD4 | Fire Extinguisher 10lb ABC | THC-SES-FEQ-0001M | Portable Fire Extinguishers in Building M, Incineration Building | Fire Prevention,Extinguisher | Fire Equipment | 41813 |  | http://www.toronto.ca/TWONTO#00350
129002 | THC-SES-FEQ-SD5 | Fire Extinguisher 10lb ABC | THC-SES-FEQ-0001 | Portable Fire Extinguisher, location forklift THC-GRK-VEH-329026 | Fire Prevention,Extinguisher | Fire Equipment | 41814 |  | http://www.toronto.ca/TWONTO#00350
129003 | THC-SES-FEQ-SD5 | Fire Extinguisher 10lb ABC | THC-SES-FEQ-0001I | Portable Fire Extinguishers in Building I, Headhouse Building | Fire Prevention,Extinguisher | Fire Equipment | 41814 |  | http://www.toronto.ca/TWONTO#00350
129004 | THC-SES-FEQ-SD6 | Fire Extinguisher 5lb ABC | THC-SES-FEQ-0001 | Portable Fire Extinguisher, location forklift THC-GRK-VEH-329026 | Fire Prevention,Extinguisher | Fire Equipment | 41815 |  | http://www.toronto.ca/TWONTO#00350
129005 | THC-SES-FEQ-SD7 | Fire Extinguisher 20lb ABC | THC-SES-FEQ-0001I | Portable Fire Extinguishers in Building I, Headhouse Building | Fire Prevention,Extinguisher | Fire Equipment | 41816 |  | http://www.toronto.ca/TWONTO#00350
129006 | THC-SES-FEQ-SD7 | Fire Extinguisher 20lb ABC | THC-SES-FEQ-0001M | Portable Fire Extinguishers in Building M, Incineration Building | Fire Prevention,Extinguisher | Fire Equipment | 41816 |  | http://www.toronto.ca/TWONTO#00350
129007 | THC-SES-FEQ-SD8 | Fire Extinguisher 10lb ABC | THC-SES-FEQ-0001I | Portable Fire Extinguishers in Building I, Headhouse Building | Fire Prevention,Extinguisher | Fire Equipment | 41817 |  | http://www.toronto.ca/TWONTO#00350
129008 | THC-SES-FEQ-SD8 | Fire Extinguisher 10lb ABC | THC-SES-FEQ-0001M | Portable Fire Extinguishers in Building M, Incineration Building | Fire Prevention,Extinguisher | Fire Equipment | 41817 |  | http://www.toronto.ca/TWONTO#00350
129009 | THC-SES-FEQ-SD9 | Fire Extinguisher 10lb ABC | THC-SES-FEQ-0001 | Portable Fire Extinguisher, location forklift THC-GRK-VEH-329026 | Fire Prevention,Extinguisher | Fire Equipment | 41818 |  | http://www.toronto.ca/TWONTO#00350
129010 | THC-SES-FEQ-SD9 | Fire Extinguisher 10lb ABC | THC-SES-FEQ-0001I | Portable Fire Extinguishers in Building I, Headhouse Building | Fire Prevention,Extinguisher | Fire Equipment | 41818 |  | http://www.toronto.ca/TWONTO#00350
129011 | THC-SES-FEQ-TUNNEL | Portable Fire Extinguishers in Tunnels | THC-SES-FEQ-0001 | Portable Fire Extinguisher, location forklift THC-GRK-VEH-329026 | Fire Prevention,Extinguisher | Fire Equipment | 41820 |  | http://www.toronto.ca/TWONTO#00350
129012 | THC-SES-FEQ-V1 | Fire Extinguishe 2 3/4lb ABC | THC-SES-FEQ-0001I | Portable Fire Extinguishers in Building I, Headhouse Building | Fire Prevention,Extinguisher | Fire Equipment | 41819 |  | http://www.toronto.ca/TWONTO#00350
129013 | THC-SES-FEQ-V2 | Fire Extinguishe 2 3/4lb ABC | THC-SES-FEQ-0001 | Portable Fire Extinguisher, location forklift THC-GRK-VEH-329026 | Fire Prevention,Extinguisher | Fire Equipment | 41821 |  | http://www.toronto.ca/TWONTO#00350
129014 | THC-SES-FEQ-V4 | Fire Extinguishe 2 3/4lb ABC | THC-SES-FEQ-0001I | Portable Fire Extinguishers in Building I, Headhouse Building | Fire Prevention,Extinguisher | Fire Equipment | 41823 |  | http://www.toronto.ca/TWONTO#00350
129015 | THC-SES-FEQ-V5 | Fire Extinguishe 2 3/4lb ABC | THC-SES-FEQ-0001 | Portable Fire Extinguisher, location forklift THC-GRK-VEH-329026 | Fire Prevention,Extinguisher | Fire Equipment | 41824 |  | http://www.toronto.ca/TWONTO#00350
129016 | THC-SES-FEQ-V5 | Fire Extinguishe 2 3/4lb ABC | THC-SES-FEQ-0001I | Portable Fire Extinguishers in Building I, Headhouse Building | Fire Prevention,Extinguisher | Fire Equipment | 41824 |  | http://www.toronto.ca/TWONTO#00350
129017 | THC-SES-FEQ-V6 | Fire Extinguishe 2 3/4lb ABC | THC-SES-FEQ-0001 | Portable Fire Extinguisher, location forklift THC-GRK-VEH-329026 | Fire Prevention,Extinguisher | Fire Equipment | 41825 |  | http://www.toronto.ca/TWONTO#00350
129018 | THC-SES-FEQ-V7 | Fire Extinguisher 5lb ABC | THC-SES-FEQ-0001 | Portable Fire Extinguisher, location forklift THC-GRK-VEH-329026 | Fire Prevention,Extinguisher | Fire Equipment | 41826 |  | http://www.toronto.ca/TWONTO#00350
135679 | THR-FEQ-V | Fire Hydrant | THR-SES-WA3 | Safety & Environmental Services | Fire Prevention,Extinguisher,CO2 | Fire Equipment |  |  | http://www.toronto.ca/TWONTO#00432
135680 | THR-FEQ-V-0010 | Fire Hydrant (HY31281) | THR-FEQ-V | Fire Hydrant | Fire Prevention,Extinguisher,CO2 | Fire Equipment |  | V | http://www.toronto.ca/TWONTO#00781
135681 | THR-FEQ-V-0012 | Fire Hydrant (HY31283) | THR-FEQ-V | Fire Hydrant | Fire Prevention,Extinguisher,CO2 | Fire Equipment |  | V | http://www.toronto.ca/TWONTO#00781
135682 | THR-FEQ-V-0014 | Fire Hydrant (HY31285) | THR-FEQ-V | Fire Hydrant | Fire Prevention,Extinguisher,CO2 | Fire Equipment |  | V | http://www.toronto.ca/TWONTO#00781
135683 | THR-FEQ-V-0016 | Fire Hydrant (HY31287) | THR-FEQ-V | Fire Hydrant | Fire Prevention,Extinguisher,CO2 | Fire Equipment |  | V | http://www.toronto.ca/TWONTO#00781
135684 | THR-FEQ-V-0020 | Fire Hydrant (HY31291) | THR-FEQ-V | Fire Hydrant | Fire Prevention,Extinguisher,CO2 | Fire Equipment |  | V | http://www.toronto.ca/TWONTO#00781
135685 | THR-FEQ-V-0022 | Fire Hydrant (HY31293) | THR-FEQ-V | Fire Hydrant | Fire Prevention,Extinguisher,CO2 | Fire Equipment |  | V | http://www.toronto.ca/TWONTO#00781
135686 | THR-FEQ-V-0024S | Fire Hydrant (HY31289) | THR-FEQ-V | Fire Hydrant | Fire Prevention,Extinguisher,CO2 | Fire Equipment | 39007 | V | http://www.toronto.ca/TWONTO#00781
138788 | THR-SES-FEQ-0001S | Fire Extinguisher, Instrument Shop | THR-S-E | SUSPENDED ENTITY | Fire Prevention,Extinguisher,CO2 | Fire Equipment | 42140 | FEQ | http://www.toronto.ca/TWONTO#00350
138789 | THR-SES-FEQ-0001S | Fire Extinguisher, Instrument Shop | THR-SES-FEQ-HPBBS | Fire Extinguisher Location, Blower Buliding | Fire Prevention,Extinguisher,CO2 | Fire Equipment | 42140 | FEQ | http://www.toronto.ca/TWONTO#00350
138790 | THR-SES-FEQ-0003S | Fire Extinguisher, Instrument Shop | THR-S-E | SUSPENDED ENTITY | Fire Prevention,Extinguisher,CO2 | Fire Equipment | 42141 | FEQ | http://www.toronto.ca/TWONTO#00350
138791 | THR-SES-FEQ-0003S | Fire Extinguisher, Instrument Shop | THR-SES-FEQ-ADMS | Fire Extinguisher Location, Administration Building | Fire Prevention,Extinguisher,CO2 | Fire Equipment | 42141 | FEQ | http://www.toronto.ca/TWONTO#00350
138792 | THR-SES-FEQ-0006S | Fire Extinguisher, Conference Room (Temp suspended due Construction) | THR-S-E | SUSPENDED ENTITY | Fire Prevention,Extinguisher,CO2 | Fire Equipment | 42143 | FEQ | http://www.toronto.ca/TWONTO#00350
138793 | THR-SES-FEQ-0007S | Fire Extinguisher, Instrument Shop | THR-SES-FEQ | Fire Equipment, Fire Extinguisher | Fire Prevention,Extinguisher,CO2 | Fire Equipment | 42144 | FEQ | http://www.toronto.ca/TWONTO#00350
138794 | THR-SES-FEQ-0007S | Fire Extinguisher, Instrument Shop | THR-SES-FEQ-ADMS | Fire Extinguisher Location, Administration Building | Fire Prevention,Extinguisher,CO2 | Fire Equipment | 42144 | FEQ | http://www.toronto.ca/TWONTO#00350
138795 | THR-SES-FEQ-0008S | Fire Extinguisher, Instrument Shop | THR-SES-FEQ | Fire Equipment, Fire Extinguisher | Fire Prevention,Extinguisher,CO2 | Fire Equipment | 42145 | FEQ | http://www.toronto.ca/TWONTO#00350
138796 | THR-SES-FEQ-0008S | Fire Extinguisher, Instrument Shop | THR-SES-FEQ-ADMS | Fire Extinguisher Location, Administration Building | Fire Prevention,Extinguisher,CO2 | Fire Equipment | 42145 | FEQ | http://www.toronto.ca/TWONTO#00350
138797 | THR-SES-FEQ-0009S | Fire Extinguisher, Engine Room North | THR-S-E | SUSPENDED ENTITY | Fire Prevention,Extinguisher,CO2 | Fire Equipment | 42146 | FEQ | http://www.toronto.ca/TWONTO#00350
138798 | THR-SES-FEQ-0010S | Fire Extinguisher, Engine Room North East | THR-SES-FEQ | Fire Equipment, Fire Extinguisher | Fire Prevention,Extinguisher,CO2 | Fire Equipment | 42147 | FEQ | http://www.toronto.ca/TWONTO#00350
138799 | THR-SES-FEQ-0010S | Fire Extinguisher, Engine Room North East | THR-SES-FEQ-ADMS | Fire Extinguisher Location, Administration Building | Fire Prevention,Extinguisher,CO2 | Fire Equipment | 42147 | FEQ | http://www.toronto.ca/TWONTO#00350
138800 | THR-SES-FEQ-0012S | Fire Extinguisher, Control Room (Temp. suspended due Construction) | THR-S-E | SUSPENDED ENTITY | Fire Prevention,Extinguisher,CO2 | Fire Equipment | 42148 | FEQ | http://www.toronto.ca/TWONTO#00350
138801 | THR-SES-FEQ-0012S | Fire Extinguisher, Control Room (Temp. suspended due Construction) | THR-SES-FEQ | Fire Equipment, Fire Extinguisher | Fire Prevention,Extinguisher,CO2 | Fire Equipment | 42148 | FEQ | http://www.toronto.ca/TWONTO#00350
138802 | THR-SES-FEQ-0012S | Fire Extinguisher, Control Room (Temp. suspended due Construction) | THR-SES-FEQ-HPBBS | Fire Extinguisher Location, Blower Buliding | Fire Prevention,Extinguisher,CO2 | Fire Equipment | 42148 | FEQ | http://www.toronto.ca/TWONTO#00350
138803 | THR-SES-FEQ-0014S | Fire Extinguisher, New Control Room (Temp. suspended due Construction) | THR-S-E | SUSPENDED ENTITY | Fire Prevention,Extinguisher,CO2 | Fire Equipment | 42149 | FEQ | http://www.toronto.ca/TWONTO#00350
138804 | THR-SES-FEQ-0019S | Fire Extinguisher, Engine Room Shop | THR-SES-FEQ | Fire Equipment, Fire Extinguisher | Fire Prevention,Extinguisher,CO2 | Fire Equipment | 42150 | FEQ | http://www.toronto.ca/TWONTO#00350
138805 | THR-SES-FEQ-0019S | Fire Extinguisher, Engine Room Shop | THR-SES-FEQ-ADMS | Fire Extinguisher Location, Administration Building | Fire Prevention,Extinguisher,CO2 | Fire Equipment | 42150 | FEQ | http://www.toronto.ca/TWONTO#00350
138806 | THR-SES-FEQ-0024S | Fire Extinguisher, Engine Room Basement | THR-SES-FEQ-ADMS | Fire Extinguisher Location, Administration Building | Fire Prevention,Extinguisher,CO2 | Fire Equipment | 42151 | FEQ | http://www.toronto.ca/TWONTO#00350
138807 | THR-SES-FEQ-0025S | Fire Extinguisher, Engine Room | THR-S-E | SUSPENDED ENTITY | Fire Prevention,Extinguisher,CO2 | Fire Equipment | 42152 | FEQ | http://www.toronto.ca/TWONTO#00350
138808 | THR-SES-FEQ-0026S | Fire Extinguisher, Grit Building | THR-SES-FEQ-GRITS | Fire Extinguisher Location, Grit Building. | Fire Prevention,Extinguisher,CO2 | Fire Equipment | 42288 | FEQ | http://www.toronto.ca/TWONTO#00350
138809 | THR-SES-FEQ-0027S | Fire Extinguisher, Grit Building | THR-SES-FEQ-GRITS | Fire Extinguisher Location, Grit Building. | Fire Prevention,Extinguisher,CO2 | Fire Equipment | 42153 | FEQ | http://www.toronto.ca/TWONTO#00350
138810 | THR-SES-FEQ-0028S | Fire Extinguisher, Grit Bldg | THR-S-E | SUSPENDED ENTITY | Fire Prevention,Extinguisher,CO2 | Fire Equipment | 42154 | FEQ | http://www.toronto.ca/TWONTO#00350
138811 | THR-SES-FEQ-0028S | Fire Extinguisher, Grit Bldg | THR-SES-FEQ-GRITS | Fire Extinguisher Location, Grit Building. | Fire Prevention,Extinguisher,CO2 | Fire Equipment | 42154 | FEQ | http://www.toronto.ca/TWONTO#00350
138812 | THR-SES-FEQ-0029S | Fire Extinguisher, Grit Building | THR-S-E | SUSPENDED ENTITY | Fire Prevention,Extinguisher,CO2 | Fire Equipment | 42155 | FEQ | http://www.toronto.ca/TWONTO#00350
138813 | THR-SES-FEQ-0030S | Fire Extinguisher, Grit Building | THR-S-E | SUSPENDED ENTITY | Fire Prevention,Extinguisher,CO2 | Fire Equipment | 42156 | FEQ | http://www.toronto.ca/TWONTO#00350
138814 | THR-SES-FEQ-0031S | Fire Extinguisher, Grit Building | THR-S-E | SUSPENDED ENTITY | Fire Prevention,Extinguisher,CO2 | Fire Equipment | 42157 | FEQ | http://www.toronto.ca/TWONTO#00350
138815 | THR-SES-FEQ-0032S | Fire Extinguisher, Grit Building | THR-SES-FEQ-GRITS | Fire Extinguisher Location, Grit Building. | Fire Prevention,Extinguisher,CO2 | Fire Equipment | 42158 | FEQ | http://www.toronto.ca/TWONTO#00350
138816 | THR-SES-FEQ-0033S | Fire Extinguisher, Grit Building | THR-SES-FEQ-GRITS | Fire Extinguisher Location, Grit Building. | Fire Prevention,Extinguisher,CO2 | Fire Equipment | 42159 | FEQ | http://www.toronto.ca/TWONTO#00350
138817 | THR-SES-FEQ-0035S | Fire Extinguisher, Grit Building | THR-S-E | SUSPENDED ENTITY | Fire Prevention,Extinguisher,CO2 | Fire Equipment | 42289 | FEQ | http://www.toronto.ca/TWONTO#00350
138818 | THR-SES-FEQ-0035S | Fire Extinguisher, Grit Building | THR-SES-FEQ-GRITS | Fire Extinguisher Location, Grit Building. | Fire Prevention,Extinguisher,CO2 | Fire Equipment | 42289 | FEQ | http://www.toronto.ca/TWONTO#00350
138819 | THR-SES-FEQ-0037S | Fire Extinguisher. Grit Building | THR-SES-FEQ-GRITS | Fire Extinguisher Location, Grit Building. | Fire Prevention,Extinguisher,CO2 | Fire Equipment | 42160 | FEQ | http://www.toronto.ca/TWONTO#00350
138820 | THR-SES-FEQ-0039S | Fire Extinguisher, Blower Bldg. | THR-S-E | SUSPENDED ENTITY | Fire Prevention,Extinguisher,CO2 | Fire Equipment | 42162 | FEQ | http://www.toronto.ca/TWONTO#00350
138821 | THR-SES-FEQ-0039S | Fire Extinguisher, Blower Bldg. | THR-SES-FEQ | Fire Equipment, Fire Extinguisher | Fire Prevention,Extinguisher,CO2 | Fire Equipment | 42162 | FEQ | http://www.toronto.ca/TWONTO#00350
138822 | THR-SES-FEQ-0039S | Fire Extinguisher, Blower Bldg. | THR-SES-FEQ-HPBBS | Fire Extinguisher Location, Blower Buliding | Fire Prevention,Extinguisher,CO2 | Fire Equipment | 42162 | FEQ | http://www.toronto.ca/TWONTO#00350
138823 | THR-SES-FEQ-0040S | Fire Extinguisher, Blower Bldg. | THR-SES-FEQ-HPBBS | Fire Extinguisher Location, Blower Buliding | Fire Prevention,Extinguisher,CO2 | Fire Equipment | 42163 | FEQ | http://www.toronto.ca/TWONTO#00350
138824 | THR-SES-FEQ-0042S | Fire Extinguisher, Blower Bldg. | THR-SES-FEQ-HPBBS | Fire Extinguisher Location, Blower Buliding | Fire Prevention,Extinguisher,CO2 | Fire Equipment | 42165 | FEQ | http://www.toronto.ca/TWONTO#00350
138825 | THR-SES-FEQ-0046S | Fire Extinguisher, Dig 7&8 area | THR-S-E | SUSPENDED ENTITY | Fire Prevention,Extinguisher,CO2 | Fire Equipment | 42166 | FEQ | http://www.toronto.ca/TWONTO#00350
138826 | THR-SES-FEQ-0047S | Fire Extinguisher, Primary Pumping Station 1 | THR-S-E | SUSPENDED ENTITY | Fire Prevention,Extinguisher,CO2 | Fire Equipment | 42167 | FEQ | http://www.toronto.ca/TWONTO#00350
138827 | THR-SES-FEQ-0047S | Fire Extinguisher, Primary Pumping Station 1 | THR-SES-FEQ-PRMS | Fire Extinguisher Location, Primary Pumping Stations | Fire Prevention,Extinguisher,CO2 | Fire Equipment | 42167 | FEQ | http://www.toronto.ca/TWONTO#00350
138828 | THR-SES-FEQ-0048S | Fire Extinguisher, Primary Pumping Station 2 | THR-S-E | SUSPENDED ENTITY | Fire Prevention,Extinguisher,CO2 | Fire Equipment | 42168 | FEQ | http://www.toronto.ca/TWONTO#00350
138829 | THR-SES-FEQ-0048S | Fire Extinguisher, Primary Pumping Station 2 | THR-SES-FEQ-PRMS | Fire Extinguisher Location, Primary Pumping Stations | Fire Prevention,Extinguisher,CO2 | Fire Equipment | 42168 | FEQ | http://www.toronto.ca/TWONTO#00350
138830 | THR-SES-FEQ-0049S | Fire Extinguisher, Primary Pumping Station 2 | THR-S-E | SUSPENDED ENTITY | Fire Prevention,Extinguisher,CO2 | Fire Equipment | 42169 | FEQ | http://www.toronto.ca/TWONTO#00350
138831 | THR-SES-FEQ-0049S | Fire Extinguisher, Primary Pumping Station 2 | THR-SES-FEQ-PRMS | Fire Extinguisher Location, Primary Pumping Stations | Fire Prevention,Extinguisher,CO2 | Fire Equipment | 42169 | FEQ | http://www.toronto.ca/TWONTO#00350
138832 | THR-SES-FEQ-0050S | Fire Extinguisher, New Maintenance Bldg. | THR-SES-FEQ | Fire Equipment, Fire Extinguisher | Fire Prevention,Extinguisher,CO2 | Fire Equipment | 42170 | FEQ | http://www.toronto.ca/TWONTO#00350
138833 | THR-SES-FEQ-0053S | Fire Extinguisher, New Maintenance Bldg. | THR-S-E | SUSPENDED ENTITY | Fire Prevention,Extinguisher,CO2 | Fire Equipment | 42173 | FEQ | http://www.toronto.ca/TWONTO#00350
138834 | THR-SES-FEQ-0053S | Fire Extinguisher, New Maintenance Bldg. | THR-SES-FEQ-RSPSS | Fire Extinguisher Location, RSPS | Fire Prevention,Extinguisher,CO2 | Fire Equipment | 42173 | FEQ | http://www.toronto.ca/TWONTO#00350
138835 | THR-SES-FEQ-0062S | Fire Extinguisher, STB Ground Floor | THR-S-E | SUSPENDED ENTITY | Fire Prevention,Extinguisher,CO2 | Fire Equipment | 42176 | FEQ | http://www.toronto.ca/TWONTO#00350
138836 | THR-SES-FEQ-0062S | Fire Extinguisher, STB Ground Floor | THR-SES-FEQ-STBS | Fire Extinguisher Location, STB | Fire Prevention,Extinguisher,CO2 | Fire Equipment | 42176 | FEQ | http://www.toronto.ca/TWONTO#00350
138837 | THR-SES-FEQ-0063S | Fire Extinguisher, STB Ground Floor, | THR-SES-FEQ-STBS | Fire Extinguisher Location, STB | Fire Prevention,Extinguisher,CO2 | Fire Equipment | 42177 | FEQ | http://www.toronto.ca/TWONTO#00350
138838 | THR-SES-FEQ-0067S | Fire Extinguisher, STB Ground Floor | THR-S-E | SUSPENDED ENTITY | Fire Prevention,Extinguisher,CO2 | Fire Equipment | 42178 | FEQ | http://www.toronto.ca/TWONTO#00350
138839 | THR-SES-FEQ-0067S | Fire Extinguisher, STB Ground Floor | THR-SES-FEQ-STBS | Fire Extinguisher Location, STB | Fire Prevention,Extinguisher,CO2 | Fire Equipment | 42178 | FEQ | http://www.toronto.ca/TWONTO#00350
138840 | THR-SES-FEQ-0068S | Fire Extinguisher, RSPS Control Room | THR-S-E | SUSPENDED ENTITY | Fire Prevention,Extinguisher,CO2 | Fire Equipment | 42179 | FEQ | http://www.toronto.ca/TWONTO#00350
138841 | THR-SES-FEQ-0068S | Fire Extinguisher, RSPS Control Room | THR-SES-FEQ-RSPSS | Fire Extinguisher Location, RSPS | Fire Prevention,Extinguisher,CO2 | Fire Equipment | 42179 | FEQ | http://www.toronto.ca/TWONTO#00350
138842 | THR-SES-FEQ-0069S | Fire Extinguisher, RSPS Control Room | THR-S-E | SUSPENDED ENTITY | Fire Prevention,Extinguisher,CO2 | Fire Equipment | 42180 | FEQ | http://www.toronto.ca/TWONTO#00350
138843 | THR-SES-FEQ-0070S | Fire Extinguisher, STB | THR-S-E | SUSPENDED ENTITY | Fire Prevention,Extinguisher,CO2 | Fire Equipment | 42181 | FEQ | http://www.toronto.ca/TWONTO#00350
138844 | THR-SES-FEQ-0070S | Fire Extinguisher, STB | THR-SES-FEQ-STBS | Fire Extinguisher Location, STB | Fire Prevention,Extinguisher,CO2 | Fire Equipment | 42181 | FEQ | http://www.toronto.ca/TWONTO#00350
138845 | THR-SES-FEQ-0072S | Fire Extinguisher, STB Basement | THR-SES-FEQ-STBS | Fire Extinguisher Location, STB | Fire Prevention,Extinguisher,CO2 | Fire Equipment | 42182 | FEQ | http://www.toronto.ca/TWONTO#00350
138846 | THR-SES-FEQ-0073S | Fire Extinguisher, Gallery T-18 | THR-S-E | SUSPENDED ENTITY | Fire Prevention,Extinguisher,CO2 | Fire Equipment | 42183 | FEQ | http://www.toronto.ca/TWONTO#00350
138847 | THR-SES-FEQ-0074S | Fire Extinguisher, Gallery T-18 | THR-S-E | SUSPENDED ENTITY | Fire Prevention,Extinguisher,CO2 | Fire Equipment | 42184 | FEQ | http://www.toronto.ca/TWONTO#00350
138848 | THR-SES-FEQ-0075S | Fire Extinguisher, Gallery T-15 | THR-S-E | SUSPENDED ENTITY | Fire Prevention,Extinguisher,CO2 | Fire Equipment | 42185 | FEQ | http://www.toronto.ca/TWONTO#00350
138849 | THR-SES-FEQ-0076S | Fire Extinguisher Gallery T-23 | THR-S-E | SUSPENDED ENTITY | Fire Prevention,Extinguisher,CO2 | Fire Equipment | 42291 | FEQ | http://www.toronto.ca/TWONTO#00350
138850 | THR-SES-FEQ-0077S | Fire Extinguisher, Gallery T-23 | THR-SES-FEQ-T&GS | Fire Extinguisher Location, Tunnels & Galleries | Fire Prevention,Extinguisher,CO2 | Fire Equipment | 42292 | FEQ | http://www.toronto.ca/TWONTO#00350
138851 | THR-SES-FEQ-0078S | Fire Extinguisher, Gallery T-23 | THR-S-E | SUSPENDED ENTITY | Fire Prevention,Extinguisher,CO2 | Fire Equipment | 42293 | FEQ | http://www.toronto.ca/TWONTO#00350
138852 | THR-SES-FEQ-0079S | Fire Extinguisher, Gallery T-21 | THR-S-E | SUSPENDED ENTITY | Fire Prevention,Extinguisher,CO2 | Fire Equipment | 42294 | FEQ | http://www.toronto.ca/TWONTO#00350
138853 | THR-SES-FEQ-0080S | Fire Extinguisher, Gallery T-21 | THR-SES-FEQ-T&GS | Fire Extinguisher Location, Tunnels & Galleries | Fire Prevention,Extinguisher,CO2 | Fire Equipment | 42295 | FEQ | http://www.toronto.ca/TWONTO#00350
138854 | THR-SES-FEQ-0081S | Fire Extinguisher, Gallery T-21 | THR-SES-FEQ-T&GS | Fire Extinguisher Location, Tunnels & Galleries | Fire Prevention,Extinguisher,CO2 | Fire Equipment | 42296 | FEQ | http://www.toronto.ca/TWONTO#00350
138855 | THR-SES-FEQ-0082S | Fire Extinguisher, Gallery T-21 | THR-SES-FEQ-T&GS | Fire Extinguisher Location, Tunnels & Galleries | Fire Prevention,Extinguisher,CO2 | Fire Equipment | 42297 | FEQ | http://www.toronto.ca/TWONTO#00350
138856 | THR-SES-FEQ-0083S | Fire Extinguisher, Gallery T-14 | THR-S-E | SUSPENDED ENTITY | Fire Prevention,Extinguisher,CO2 | Fire Equipment | 42298 | FEQ | http://www.toronto.ca/TWONTO#00350
138857 | THR-SES-FEQ-0084S | Fire Extinguisher, Return Sludge Pumping Station | THR-S-E | SUSPENDED ENTITY | Fire Prevention,Extinguisher,CO2 | Fire Equipment | 42299 | FEQ | http://www.toronto.ca/TWONTO#00350
138858 | THR-SES-FEQ-0084S | Fire Extinguisher, Return Sludge Pumping Station | THR-SES-FEQ-RSPSS | Fire Extinguisher Location, RSPS | Fire Prevention,Extinguisher,CO2 | Fire Equipment | 42299 | FEQ | http://www.toronto.ca/TWONTO#00350
138859 | THR-SES-FEQ-0085S | Fire Extinguisher, Return Sludge Pumping Station | THR-S-E | SUSPENDED ENTITY | Fire Prevention,Extinguisher,CO2 | Fire Equipment | 42300 | FEQ | http://www.toronto.ca/TWONTO#00350
138860 | THR-SES-FEQ-0085S | Fire Extinguisher, Return Sludge Pumping Station | THR-SES-FEQ-RSPSS | Fire Extinguisher Location, RSPS | Fire Prevention,Extinguisher,CO2 | Fire Equipment | 42300 | FEQ | http://www.toronto.ca/TWONTO#00350
138861 | THR-SES-FEQ-0086S | Fire Extinguisher, Return Sludge Pumping Station | THR-S-E | SUSPENDED ENTITY | Fire Prevention,Extinguisher,CO2 | Fire Equipment | 42301 | FEQ | http://www.toronto.ca/TWONTO#00350
138862 | THR-SES-FEQ-0086S | Fire Extinguisher, Return Sludge Pumping Station | THR-SES-FEQ-RSPSS | Fire Extinguisher Location, RSPS | Fire Prevention,Extinguisher,CO2 | Fire Equipment | 42301 | FEQ | http://www.toronto.ca/TWONTO#00350
138863 | THR-SES-FEQ-0088S | Fire Extinguisher, Odour Control Building | THR-S-E | SUSPENDED ENTITY | Fire Prevention,Extinguisher,CO2 | Fire Equipment | 42302 | FEQ | http://www.toronto.ca/TWONTO#00350
138864 | THR-SES-FEQ-0089S | Fire Extinguisher, Odour Control Building | THR-S-E | SUSPENDED ENTITY | Fire Prevention,Extinguisher,CO2 | Fire Equipment | 42303 | FEQ | http://www.toronto.ca/TWONTO#00350
138865 | THR-SES-FEQ-0090S | Fire Extinguisher, Odour Control Building | THR-S-E | SUSPENDED ENTITY | Fire Prevention,Extinguisher,CO2 | Fire Equipment | 42304 | FEQ | http://www.toronto.ca/TWONTO#00350
138866 | THR-SES-FEQ-0091S | Fire Extinguisher, , Odour Control Bldg | THR-SES-FEQ-OCB | Fire Extinguisher Location, Ozone and Odour Control- Susp | Fire Prevention,Extinguisher,CO2 | Fire Equipment | 42305 | FEQ | http://www.toronto.ca/TWONTO#00350
138870 | THR-SES-FEQ-0093S | Fire Extinguisher, East SubStn | THR-S-E | SUSPENDED ENTITY | Fire Prevention,Extinguisher,CO2 | Fire Equipment | 42307 | FEQ | http://www.toronto.ca/TWONTO#00350
138871 | THR-SES-FEQ-0096S | Fire Extinguisher, Grit Building | THR-SES-FEQ-GRITS | Fire Extinguisher Location, Grit Building. | Fire Prevention,Extinguisher,CO2 | Fire Equipment | 42309 | FEQ | http://www.toronto.ca/TWONTO#00350
138872 | THR-SES-FEQ-0098S | Fire Extinguisher, Gallery T-23 | THR-SES-FEQ-T&GS | Fire Extinguisher Location, Tunnels & Galleries | Fire Prevention,Extinguisher,CO2 | Fire Equipment | 42310 | FEQ | http://www.toronto.ca/TWONTO#00350
138873 | THR-SES-FEQ-0099S | Fire Extinguisher, Gallery T-23 | THR-SES-FEQ-T&GS | Fire Extinguisher Location, Tunnels & Galleries | Fire Prevention,Extinguisher,CO2 | Fire Equipment | 42311 | FEQ | http://www.toronto.ca/TWONTO#00350
138874 | THR-SES-FEQ-0100AS | Fire Extinguisher, East Maintenance Shop | THR-S-E | SUSPENDED ENTITY | Fire Prevention,Extinguisher,CO2 | Fire Equipment | 42313 | FEQ | http://www.toronto.ca/TWONTO#00350
138875 | THR-SES-FEQ-0101S | Fire Extinguisher, East Maintenance Shop | THR-S-E | SUSPENDED ENTITY | Fire Prevention,Extinguisher,CO2 | Fire Equipment | 42315 | FEQ | http://www.toronto.ca/TWONTO#00350
138876 | THR-SES-FEQ-0101S | Fire Extinguisher, East Maintenance Shop | THR-SES-FEQ-EMSS | Fire Extinguisher Location, East Maintenance Shop | Fire Prevention,Extinguisher,CO2 | Fire Equipment | 42315 | FEQ | http://www.toronto.ca/TWONTO#00350
138877 | THR-SES-FEQ-0102S | Fire Extinguisher, Air Compressor Building, South Wall | THR-S-E | SUSPENDED ENTITY | Fire Prevention,Extinguisher,CO2 | Fire Equipment | 42316 | FEQ | http://www.toronto.ca/TWONTO#00350
138878 | THR-SES-FEQ-0102S | Fire Extinguisher, Air Compressor Building, South Wall | THR-SES-FEQ-T&GS | Fire Extinguisher Location, Tunnels & Galleries | Fire Prevention,Extinguisher,CO2 | Fire Equipment | 42316 | FEQ | http://www.toronto.ca/TWONTO#00350
138879 | THR-SES-FEQ-0103S | Fire Extinguisher, Air Compressor Building, North Wall | THR-S-E | SUSPENDED ENTITY | Fire Prevention,Extinguisher,CO2 | Fire Equipment | 42358 | FEQ | http://www.toronto.ca/TWONTO#00350
138880 | THR-SES-FEQ-0103S | Fire Extinguisher, Air Compressor Building, North Wall | THR-SES-FEQ-T&GS | Fire Extinguisher Location, Tunnels & Galleries | Fire Prevention,Extinguisher,CO2 | Fire Equipment | 42358 | FEQ | http://www.toronto.ca/TWONTO#00350
138881 | THR-SES-FEQ-0104S | Fire Extinguisher, Engine Room Blowers Area | THR-SES-FEQ | Fire Equipment, Fire Extinguisher | Fire Prevention,Extinguisher,CO2 | Fire Equipment | 42359 | FEQ | http://www.toronto.ca/TWONTO#00350
138882 | THR-SES-FEQ-0104S | Fire Extinguisher, Engine Room Blowers Area | THR-SES-FEQ-ADMS | Fire Extinguisher Location, Administration Building | Fire Prevention,Extinguisher,CO2 | Fire Equipment | 42359 | FEQ | http://www.toronto.ca/TWONTO#00350
138883 | THR-SES-FEQ-0104S | Fire Extinguisher, Engine Room Blowers Area | THR-SES-FEQ-ERS | Fire Extinguisher Location, Engine Room | Fire Prevention,Extinguisher,CO2 | Fire Equipment | 42359 | FEQ | http://www.toronto.ca/TWONTO#00350
138884 | THR-SES-FEQ-0106S | Fire Extinguisher, Engine Room | THR-SES-FEQ-ADMS | Fire Extinguisher Location, Administration Building | Fire Prevention,Extinguisher,CO2 | Fire Equipment | 42317 | FEQ | http://www.toronto.ca/TWONTO#00350
138885 | THR-SES-FEQ-0106S | Fire Extinguisher, Engine Room | THR-SES-FEQ-ERS | Fire Extinguisher Location, Engine Room | Fire Prevention,Extinguisher,CO2 | Fire Equipment | 42317 | FEQ | http://www.toronto.ca/TWONTO#00350
138886 | THR-SES-FEQ-0107S | Fire Extinguisher, Engine Room | THR-S-E | SUSPENDED ENTITY | Fire Prevention,Extinguisher,CO2 | Fire Equipment | 42318 | FEQ | http://www.toronto.ca/TWONTO#00350
138887 | THR-SES-FEQ-0108S | Fire Extinguisher, Engine Room | THR-S-E | SUSPENDED ENTITY | Fire Prevention,Extinguisher,CO2 | Fire Equipment | 42319 | FEQ | http://www.toronto.ca/TWONTO#00350
138888 | THR-SES-FEQ-0109S | Fire Extinguisher, Engine Room | THR-S-E | SUSPENDED ENTITY | Fire Prevention,Extinguisher,CO2 | Fire Equipment | 42320 | FEQ | http://www.toronto.ca/TWONTO#00350
138889 | THR-SES-FEQ-0110S | Fire Extinguisher, East Maintemnance Shop | THR-S-E | SUSPENDED ENTITY | Fire Prevention,Extinguisher,CO2 | Fire Equipment | 42321 | FEQ | http://www.toronto.ca/TWONTO#00350
138890 | THR-SES-FEQ-0112S | Fire Extinguisher, Digester 7 & 8 | THR-S-E | SUSPENDED ENTITY | Fire Prevention,Extinguisher,CO2 | Fire Equipment | 42323 | FEQ | http://www.toronto.ca/TWONTO#00350
138891 | THR-SES-FEQ-0112S | Fire Extinguisher, Digester 7 & 8 | THR-SES-FEQ-DIGS | Fire Extinguisher Location, Digesters | Fire Prevention,Extinguisher,CO2 | Fire Equipment | 42323 | FEQ | http://www.toronto.ca/TWONTO#00350
138892 | THR-SES-FEQ-0114S | Fire Extinguisher, Digester 7 & 8 | THR-S-E | SUSPENDED ENTITY | Fire Prevention,Extinguisher,CO2 | Fire Equipment | 42325 | FEQ | http://www.toronto.ca/TWONTO#00350
138893 | THR-SES-FEQ-0114S | Fire Extinguisher, Digester 7 & 8 | THR-SES-FEQ-DIGS | Fire Extinguisher Location, Digesters | Fire Prevention,Extinguisher,CO2 | Fire Equipment | 42325 | FEQ | http://www.toronto.ca/TWONTO#00350
138894 | THR-SES-FEQ-0118S | Fire Extinguisher, Digester Gas Compressor Bldg | THR-SES-FEQ-DIGS | Fire Extinguisher Location, Digesters | Fire Prevention,Extinguisher,CO2 | Fire Equipment | 42329 | FEQ | http://www.toronto.ca/TWONTO#00350
138895 | THR-SES-FEQ-0119S | Fire Extinguisher, Digester Gas Compressor Bldg. | THR-SES-FEQ-DIGS | Fire Extinguisher Location, Digesters | Fire Prevention,Extinguisher,CO2 | Fire Equipment | 42330 | FEQ | http://www.toronto.ca/TWONTO#00350
138896 | THR-SES-FEQ-0120S | Fire Extinguisher, Digester Gas Compressor Bldg | THR-S-E | SUSPENDED ENTITY | Fire Prevention,Extinguisher,CO2 | Fire Equipment | 42331 | FEQ | http://www.toronto.ca/TWONTO#00350
138897 | THR-SES-FEQ-0141S | Fire Extinguisher, Digester Gas Compressor Bldg | THR-S-E | SUSPENDED ENTITY | Fire Prevention,Extinguisher,CO2 | Fire Equipment | 42332 | FEQ | http://www.toronto.ca/TWONTO#00350
138898 | THR-SES-FEQ-0142S | Fire Extinguisher, Digester Gas Compressor Bldg | THR-S-E | SUSPENDED ENTITY | Fire Prevention,Extinguisher,CO2 | Fire Equipment | 42333 | FEQ | http://www.toronto.ca/TWONTO#00350
138899 | THR-SES-FEQ-0143S | Fire Extinguisher, Digester Gas Compressor Bldg | THR-SES-FEQ-DIGS | Fire Extinguisher Location, Digesters | Fire Prevention,Extinguisher,CO2 | Fire Equipment | 42334 | FEQ | http://www.toronto.ca/TWONTO#00350
138900 | THR-SES-FEQ-0144S | Fire Extinguisher, Digester Gas Compressor Bldg | THR-SES-FEQ-DIGS | Fire Extinguisher Location, Digesters | Fire Prevention,Extinguisher,CO2 | Fire Equipment | 42335 | FEQ | http://www.toronto.ca/TWONTO#00350
138901 | THR-SES-FEQ-0147S | Fire Extinguisher,Digester Gas Compressor Bldg | THR-SES-FEQ-DIGS | Fire Extinguisher Location, Digesters | Fire Prevention,Extinguisher,CO2 | Fire Equipment | 42361 | FEQ | http://www.toronto.ca/TWONTO#00350
138902 | THR-SES-FEQ-0154S | Fire Extinguisher, West Maint. Shop | THR-SES-FEQ | Fire Equipment, Fire Extinguisher | Fire Prevention,Extinguisher,CO2 | Fire Equipment | 42336 | FEQ | http://www.toronto.ca/TWONTO#00350
138903 | THR-SES-FEQ-0154S | Fire Extinguisher, West Maint. Shop | THR-SES-FEQ-ADMS | Fire Extinguisher Location, Administration Building | Fire Prevention,Extinguisher,CO2 | Fire Equipment | 42336 | FEQ | http://www.toronto.ca/TWONTO#00350
138904 | THR-SES-FEQ-0156S | Fire Extinguisher, Admin. Bldg. | THR-SES-FEQ | Fire Equipment, Fire Extinguisher | Fire Prevention,Extinguisher,CO2 | Fire Equipment | 42337 | FEQ | http://www.toronto.ca/TWONTO#00350
138905 | THR-SES-FEQ-0156S | Fire Extinguisher, Admin. Bldg. | THR-SES-FEQ-ADMS | Fire Extinguisher Location, Administration Building | Fire Prevention,Extinguisher,CO2 | Fire Equipment | 42337 | FEQ | http://www.toronto.ca/TWONTO#00350
138906 | THR-SES-FEQ-0157S | Fire Extinguisher, Admin. Bldg. | THR-S-E | SUSPENDED ENTITY | Fire Prevention,Extinguisher,CO2 | Fire Equipment | 42362 | FEQ | http://www.toronto.ca/TWONTO#00350
138907 | THR-SES-FEQ-0158S | Fire Extinguisher, Machine Shop | THR-SES-FEQ-ADMS | Fire Extinguisher Location, Administration Building | Fire Prevention,Extinguisher,CO2 | Fire Equipment | 42363 | FEQ | http://www.toronto.ca/TWONTO#00350
138908 | THR-SES-FEQ-0159S | Fire Extinguisher, Admin Bldg. | THR-S-E | SUSPENDED ENTITY | Fire Prevention,Extinguisher,CO2 | Fire Equipment | 42364 | FEQ | http://www.toronto.ca/TWONTO#00350
138909 | THR-SES-FEQ-0159S | Fire Extinguisher, Admin Bldg. | THR-SES-FEQ-ADMS | Fire Extinguisher Location, Administration Building | Fire Prevention,Extinguisher,CO2 | Fire Equipment | 42364 | FEQ | http://www.toronto.ca/TWONTO#00350
138910 | THR-SES-FEQ-0161S | Fire Extinguisher, Machine Shop | THR-S-E | SUSPENDED ENTITY | Fire Prevention,Extinguisher,CO2 | Fire Equipment | 42339 | FEQ | http://www.toronto.ca/TWONTO#00350
138911 | THR-SES-FEQ-0161S | Fire Extinguisher, Machine Shop | THR-SES-FEQ-ADMS | Fire Extinguisher Location, Administration Building | Fire Prevention,Extinguisher,CO2 | Fire Equipment | 42339 | FEQ | http://www.toronto.ca/TWONTO#00350
138912 | THR-SES-FEQ-0162S | Fire Extinguisher, Machine Shop | THR-S-E | SUSPENDED ENTITY | Fire Prevention,Extinguisher,CO2 | Fire Equipment | 42340 | FEQ | http://www.toronto.ca/TWONTO#00350
138913 | THR-SES-FEQ-0162S | Fire Extinguisher, Machine Shop | THR-SES-FEQ-ADMS | Fire Extinguisher Location, Administration Building | Fire Prevention,Extinguisher,CO2 | Fire Equipment | 42340 | FEQ | http://www.toronto.ca/TWONTO#00350
138914 | THR-SES-FEQ-0163S | Fire Extinguisher, Machine Shop | THR-SES-FEQ-ADMS | Fire Extinguisher Location, Administration Building | Fire Prevention,Extinguisher,CO2 | Fire Equipment | 42341 | FEQ | http://www.toronto.ca/TWONTO#00350
138915 | THR-SES-FEQ-0164S | Fire Extinguisher, Admin Bldg (Temp. suspended due Construction) | THR-SES-FEQ-ADMS | Fire Extinguisher Location, Administration Building | Fire Prevention,Extinguisher,CO2 | Fire Equipment | 42342 | FEQ | http://www.toronto.ca/TWONTO#00350
138916 | THR-SES-FEQ-0165S | Fire Extinguisher, Admin Bldg (Temp. suspended due Construction) | THR-SES-FEQ | Fire Equipment, Fire Extinguisher | Fire Prevention,Extinguisher,CO2 | Fire Equipment | 42343 | FEQ | http://www.toronto.ca/TWONTO#00350
138917 | THR-SES-FEQ-0165S | Fire Extinguisher, Admin Bldg (Temp. suspended due Construction) | THR-SES-FEQ-ADMS | Fire Extinguisher Location, Administration Building | Fire Prevention,Extinguisher,CO2 | Fire Equipment | 42343 | FEQ | http://www.toronto.ca/TWONTO#00350
138918 | THR-SES-FEQ-0166S | Fire Extinguisher, Admin Bldg,(Temp. suspended due Construction) | THR-S-E | SUSPENDED ENTITY | Fire Prevention,Extinguisher,CO2 | Fire Equipment | 42344 | FEQ | http://www.toronto.ca/TWONTO#00350
138919 | THR-SES-FEQ-0166S | Fire Extinguisher, Admin Bldg,(Temp. suspended due Construction) | THR-SES-FEQ | Fire Equipment, Fire Extinguisher | Fire Prevention,Extinguisher,CO2 | Fire Equipment | 42344 | FEQ | http://www.toronto.ca/TWONTO#00350
138920 | THR-SES-FEQ-0167S | Fire Extinguisher, Admin Bldg. | THR-S-E | SUSPENDED ENTITY | Fire Prevention,Extinguisher,CO2 | Fire Equipment | 42345 | FEQ | http://www.toronto.ca/TWONTO#00350
138921 | THR-SES-FEQ-0167S | Fire Extinguisher, Admin Bldg. | THR-SES-FEQ-ADMS | Fire Extinguisher Location, Administration Building | Fire Prevention,Extinguisher,CO2 | Fire Equipment | 42345 | FEQ | http://www.toronto.ca/TWONTO#00350
138922 | THR-SES-FEQ-0168S | Fire Extinguisher, Admin. Bildg. | THR-S-E | SUSPENDED ENTITY | Fire Prevention,Extinguisher,CO2 | Fire Equipment | 42347 | FEQ | http://www.toronto.ca/TWONTO#00350
138923 | THR-SES-FEQ-0168S | Fire Extinguisher, Admin. Bildg. | THR-SES-FEQ | Fire Equipment, Fire Extinguisher | Fire Prevention,Extinguisher,CO2 | Fire Equipment | 42347 | FEQ | http://www.toronto.ca/TWONTO#00350
138924 | THR-SES-FEQ-0168S | Fire Extinguisher, Admin. Bildg. | THR-SES-FEQ-HPBBS | Fire Extinguisher Location, Blower Buliding | Fire Prevention,Extinguisher,CO2 | Fire Equipment | 42347 | FEQ | http://www.toronto.ca/TWONTO#00350
138925 | THR-SES-FEQ-0169S | Fire Extinguisher, Admin. Bldg. | THR-S-E | SUSPENDED ENTITY | Fire Prevention,Extinguisher,CO2 | Fire Equipment | 42348 | FEQ | http://www.toronto.ca/TWONTO#00350
138926 | THR-SES-FEQ-0170S | Fire Extinguisher, Admin. Bldg. | THR-SES-FEQ | Fire Equipment, Fire Extinguisher | Fire Prevention,Extinguisher,CO2 | Fire Equipment | 42349 | FEQ | http://www.toronto.ca/TWONTO#00350
138927 | THR-SES-FEQ-0170S | Fire Extinguisher, Admin. Bldg. | THR-SES-FEQ-ADMS | Fire Extinguisher Location, Administration Building | Fire Prevention,Extinguisher,CO2 | Fire Equipment | 42349 | FEQ | http://www.toronto.ca/TWONTO#00350
138928 | THR-SES-FEQ-0171S | Fire Extinguisher, Admin. Bldg. | THR-SES-FEQ | Fire Equipment, Fire Extinguisher | Fire Prevention,Extinguisher,CO2 | Fire Equipment | 42350 | FEQ | http://www.toronto.ca/TWONTO#00350
138929 | THR-SES-FEQ-0171S | Fire Extinguisher, Admin. Bldg. | THR-SES-FEQ-ADMS | Fire Extinguisher Location, Administration Building | Fire Prevention,Extinguisher,CO2 | Fire Equipment | 42350 | FEQ | http://www.toronto.ca/TWONTO#00350
138930 | THR-SES-FEQ-0172S | Fire Extinguisher, Admin. Bldg. | THR-SES-FEQ | Fire Equipment, Fire Extinguisher | Fire Prevention,Extinguisher,CO2 | Fire Equipment | 42351 | FEQ | http://www.toronto.ca/TWONTO#00350
138931 | THR-SES-FEQ-0172S | Fire Extinguisher, Admin. Bldg. | THR-SES-FEQ-ADMS | Fire Extinguisher Location, Administration Building | Fire Prevention,Extinguisher,CO2 | Fire Equipment | 42351 | FEQ | http://www.toronto.ca/TWONTO#00350
138932 | THR-SES-FEQ-0172S | Fire Extinguisher, Admin. Bldg. | THR-SES-FEQ-HPBBS | Fire Extinguisher Location, Blower Buliding | Fire Prevention,Extinguisher,CO2 | Fire Equipment | 42351 | FEQ | http://www.toronto.ca/TWONTO#00350
138933 | THR-SES-FEQ-0173S | Fire Extinguisher, Admin. Bldg. | THR-S-E | SUSPENDED ENTITY | Fire Prevention,Extinguisher,CO2 | Fire Equipment | 42352 | FEQ | http://www.toronto.ca/TWONTO#00350
138934 | THR-SES-FEQ-0174S | Fire Extinguisher, West Substation | THR-S-E | SUSPENDED ENTITY | Fire Prevention,Extinguisher,CO2 | Fire Equipment | 42353 | FEQ | http://www.toronto.ca/TWONTO#00350
138935 | THR-SES-FEQ-0174S | Fire Extinguisher, West Substation | THR-SES-FEQ-EPSS | Fire Extinguisher Location, Effluent Pumping & Substations | Fire Prevention,Extinguisher,CO2 | Fire Equipment | 42353 | FEQ | http://www.toronto.ca/TWONTO#00350
138936 | THR-SES-FEQ-0175S | Fire Extinguisher, West Substation | THR-S-E | SUSPENDED ENTITY | Fire Prevention,Extinguisher,CO2 | Fire Equipment | 42354 | FEQ | http://www.toronto.ca/TWONTO#00350
138937 | THR-SES-FEQ-0176S | Fire Extinguisher, Engine Room | THR-SES-FEQ-ADMS | Fire Extinguisher Location, Administration Building | Fire Prevention,Extinguisher,CO2 | Fire Equipment | 42355 | FEQ | http://www.toronto.ca/TWONTO#00350
138938 | THR-SES-FEQ-0176S | Fire Extinguisher, Engine Room | THR-SES-FEQ-ERS | Fire Extinguisher Location, Engine Room | Fire Prevention,Extinguisher,CO2 | Fire Equipment | 42355 | FEQ | http://www.toronto.ca/TWONTO#00350
138939 | THR-SES-FEQ-0177S | Fire Extinguisher, Digester Gas Compressor Bldg. | THR-SES-FEQ-DIGS | Fire Extinguisher Location, Digesters | Fire Prevention,Extinguisher,CO2 | Fire Equipment | 42357 | FEQ | http://www.toronto.ca/TWONTO#00350
138940 | THR-SES-FEQ-0178S | Fire Extinguisher, Digester Gas Compressor Bldg | THR-SES-FEQ-DIGS | Fire Extinguisher Location, Digesters | Fire Prevention,Extinguisher,CO2 | Fire Equipment | 42365 | FEQ | http://www.toronto.ca/TWONTO#00350
138941 | THR-SES-FEQ-0179S | Fire Extinguisher, Digester Gas Compressor Bldg | THR-SES-FEQ-DIGS | Fire Extinguisher Location, Digesters | Fire Prevention,Extinguisher,CO2 | Fire Equipment | 42366 | FEQ | http://www.toronto.ca/TWONTO#00350
138942 | THR-SES-FEQ-0180S | Fire Extinguisher, Ferrous Chloride Bldg. | THR-SES-FEQ-FCBS | Fire Extinguisher Location, Ferrous Chloride Bldg. | Fire Prevention,Extinguisher,CO2 | Fire Equipment | 42367 | FEQ | http://www.toronto.ca/TWONTO#00350
138943 | THR-SES-FEQ-0181S | Fire Extinguisher, Ferrous Chloride Bldg. | THR-SES-FEQ-FCBS | Fire Extinguisher Location, Ferrous Chloride Bldg. | Fire Prevention,Extinguisher,CO2 | Fire Equipment | 42368 | FEQ | http://www.toronto.ca/TWONTO#00350
138944 | THR-SES-FEQ-0182S | Fire Extinguisher, Ferrous Chloride Bldg. | THR-S-E | SUSPENDED ENTITY | Fire Prevention,Extinguisher,CO2 | Fire Equipment | 42369 | FEQ | http://www.toronto.ca/TWONTO#00350
138945 | THR-SES-FEQ-0183S | Fire Extinguisher, Ferrous Chloride Bldg. | THR-S-E | SUSPENDED ENTITY | Fire Prevention,Extinguisher,CO2 | Fire Equipment | 42370 | FEQ | http://www.toronto.ca/TWONTO#00350
138946 | THR-SES-FEQ-0184S | Fire Extinguisher, Admin. Bldg.(Temp. suspended due Construction) | THR-S-E | SUSPENDED ENTITY | Fire Prevention,Extinguisher,CO2 | Fire Equipment | 42371 | FEQ | http://www.toronto.ca/TWONTO#00350
138947 | THR-SES-FEQ-0184S | Fire Extinguisher, Admin. Bldg.(Temp. suspended due Construction) | THR-SES-FEQ-ADMS | Fire Extinguisher Location, Administration Building | Fire Prevention,Extinguisher,CO2 | Fire Equipment | 42371 | FEQ | http://www.toronto.ca/TWONTO#00350
138948 | THR-SES-FEQ-0185S | Fire Extinguisher, Admin. Bldg. | THR-S-E | SUSPENDED ENTITY | Fire Prevention,Extinguisher,CO2 | Fire Equipment | 42372 | FEQ | http://www.toronto.ca/TWONTO#00350
138949 | THR-SES-FEQ-0186S | Fire Extinguisher, Admin. Bldg.(Temp. suspended due Construction) | THR-SES-FEQ | Fire Equipment, Fire Extinguisher | Fire Prevention,Extinguisher,CO2 | Fire Equipment | 42373 | FEQ | http://www.toronto.ca/TWONTO#00350
138950 | THR-SES-FEQ-0186S | Fire Extinguisher, Admin. Bldg.(Temp. suspended due Construction) | THR-SES-FEQ-ADMS | Fire Extinguisher Location, Administration Building | Fire Prevention,Extinguisher,CO2 | Fire Equipment | 42373 | FEQ | http://www.toronto.ca/TWONTO#00350
138951 | THR-SES-FEQ-0189S | Fire Extinguisher, East Maintenance, | THR-S-E | SUSPENDED ENTITY | Fire Prevention,Extinguisher,CO2 | Fire Equipment | 42374 | FEQ | http://www.toronto.ca/TWONTO#00350
138952 | THR-SES-FEQ-0190S | Fire Extinguisher, Admin Bldg. | THR-SES-FEQ-HPBBS | Fire Extinguisher Location, Blower Buliding | Fire Prevention,Extinguisher,CO2 | Fire Equipment | 42375 | FEQ | http://www.toronto.ca/TWONTO#00350
138953 | THR-SES-FEQ-0192S | Fire Extinguisher, Engine Room | THR-SES-FEQ-ADMS | Fire Extinguisher Location, Administration Building | Fire Prevention,Extinguisher,CO2 | Fire Equipment | 42376 | FEQ | http://www.toronto.ca/TWONTO#00350
138954 | THR-SES-FEQ-0192S | Fire Extinguisher, Engine Room | THR-SES-FEQ-ERS | Fire Extinguisher Location, Engine Room | Fire Prevention,Extinguisher,CO2 | Fire Equipment | 42376 | FEQ | http://www.toronto.ca/TWONTO#00350
138955 | THR-SES-FEQ-0198 | Fire Extinguisher, Consultant Trailer- SUSPENDED | THR-SES-FEQ-VEH | Fire Extinguisher Location, In Vehicles | Fire Prevention,Extinguisher,CO2 | Fire Equipment | 35641 | FEQ | http://www.toronto.ca/TWONTO#00350
138956 | THR-SES-FEQ-0199S | Fire Extinguisher, Effluent Pumping Station | THR-SES-FEQ-EPSS | Fire Extinguisher Location, Effluent Pumping & Substations | Fire Prevention,Extinguisher,CO2 | Fire Equipment | 42379 | FEQ | http://www.toronto.ca/TWONTO#00350
138957 | THR-SES-FEQ-0200S | Fire Extinguisher, Effluent Pumping Station | THR-S-E | SUSPENDED ENTITY | Fire Prevention,Extinguisher,CO2 | Fire Equipment | 42380 | FEQ | http://www.toronto.ca/TWONTO#00350
138958 | THR-SES-FEQ-0201S | Fire Extinguisher, Burner House | THR-S-E | SUSPENDED ENTITY | Fire Prevention,Extinguisher,CO2 | Fire Equipment | 42381 | FEQ | http://www.toronto.ca/TWONTO#00350
138959 | THR-SES-FEQ-0202 | Fire Extinguisher, Consultant Trailer- SUSPENDED | THR-SES-FEQ-VEH | Fire Extinguisher Location, In Vehicles | Fire Prevention,Extinguisher,CO2 | Fire Equipment | 35642 | FEQ | http://www.toronto.ca/TWONTO#00350
138960 | THR-SES-FEQ-0204S | Fire Extinguisher,Chlorine Bldg | THR-S-E | SUSPENDED ENTITY | Fire Prevention,Extinguisher,CO2 | Fire Equipment | 42382 | FEQ | http://www.toronto.ca/TWONTO#00350
138961 | THR-SES-FEQ-0204S | Fire Extinguisher,Chlorine Bldg | THR-SES-FEQ-DISS | Fire Extinguisher Location, Chlorine Buliding | Fire Prevention,Extinguisher,CO2 | Fire Equipment | 42382 | FEQ | http://www.toronto.ca/TWONTO#00350
138962 | THR-SES-FEQ-0205S | Fire Extinguisher,Chlorine Bldg | THR-S-E | SUSPENDED ENTITY | Fire Prevention,Extinguisher,CO2 | Fire Equipment | 42383 | FEQ | http://www.toronto.ca/TWONTO#00350
138963 | THR-SES-FEQ-0206S | Fire Extinguisher,Chlorine Bldg | THR-S-E | SUSPENDED ENTITY | Fire Prevention,Extinguisher,CO2 | Fire Equipment | 42384 | FEQ | http://www.toronto.ca/TWONTO#00350
138964 | THR-SES-FEQ-0208S | Fire Extinguisher,Chlorine Bldg | THR-S-E | SUSPENDED ENTITY | Fire Prevention,Extinguisher,CO2 | Fire Equipment | 42386 | FEQ | http://www.toronto.ca/TWONTO#00350
138965 | THR-SES-FEQ-0209S | Fire Extinguisher,Chlorine Bldg | THR-SES-FEQ-DISS | Fire Extinguisher Location, Chlorine Buliding | Fire Prevention,Extinguisher,CO2 | Fire Equipment | 42387 | FEQ | http://www.toronto.ca/TWONTO#00350
138966 | THR-SES-FEQ-0211S | Fire Extinguisher,Chlorine Bldg | THR-S-E | SUSPENDED ENTITY | Fire Prevention,Extinguisher,CO2 | Fire Equipment | 42389 | FEQ | http://www.toronto.ca/TWONTO#00350
138967 | THR-SES-FEQ-0211S | Fire Extinguisher,Chlorine Bldg | THR-SES-FEQ-DISS | Fire Extinguisher Location, Chlorine Buliding | Fire Prevention,Extinguisher,CO2 | Fire Equipment | 42389 | FEQ | http://www.toronto.ca/TWONTO#00350
138968 | THR-SES-FEQ-0215S | Fire Extinguisher,Palace Pier | THR-S-E | SUSPENDED ENTITY | Fire Prevention,Extinguisher,CO2 | Fire Equipment | 42393 | FEQ | http://www.toronto.ca/TWONTO#00350
138969 | THR-SES-FEQ-0215S | Fire Extinguisher,Palace Pier | THR-SES-FEQ-DISS | Fire Extinguisher Location, Chlorine Buliding | Fire Prevention,Extinguisher,CO2 | Fire Equipment | 42393 | FEQ | http://www.toronto.ca/TWONTO#00350
138970 | THR-SES-FEQ-0218S | Fire Extinguisher,Bar Screen Area | THR-SES-FEQ-HHS | Fire Extinguisher Location, Head House | Fire Prevention,Extinguisher,CO2 | Fire Equipment | 42396 | FEQ | http://www.toronto.ca/TWONTO#00350
138971 | THR-SES-FEQ-0219S | Fire Extinguisher, Headhouse | THR-S-E | SUSPENDED ENTITY | Fire Prevention,Extinguisher,CO2 | Fire Equipment | 42397 | FEQ | http://www.toronto.ca/TWONTO#00350
138972 | THR-SES-FEQ-0219S | Fire Extinguisher, Headhouse | THR-SES-FEQ-HHS | Fire Extinguisher Location, Head House | Fire Prevention,Extinguisher,CO2 | Fire Equipment | 42397 | FEQ | http://www.toronto.ca/TWONTO#00350
138973 | THR-SES-FEQ-0220S | Fire Extinguisher, Headhouse | THR-SES-FEQ-HHS | Fire Extinguisher Location, Head House | Fire Prevention,Extinguisher,CO2 | Fire Equipment | 42398 | FEQ | http://www.toronto.ca/TWONTO#00350
138974 | THR-SES-FEQ-0221S | Fire Extinguisher, Headhouse | THR-S-E | SUSPENDED ENTITY | Fire Prevention,Extinguisher,CO2 | Fire Equipment | 42399 | FEQ | http://www.toronto.ca/TWONTO#00350
138975 | THR-SES-FEQ-0222S | Fire Extinguisher, Headhouse | THR-SES-FEQ-HHS | Fire Extinguisher Location, Head House | Fire Prevention,Extinguisher,CO2 | Fire Equipment | 42400 | FEQ | http://www.toronto.ca/TWONTO#00350
138976 | THR-SES-FEQ-0223S | Fire Extinguisher, Headhouse | THR-SES-FEQ-HHS | Fire Extinguisher Location, Head House | Fire Prevention,Extinguisher,CO2 | Fire Equipment | 42401 | FEQ | http://www.toronto.ca/TWONTO#00350
138977 | THR-SES-FEQ-0224S | Fire Extinguisher, Headhouse | THR-S-E | SUSPENDED ENTITY | Fire Prevention,Extinguisher,CO2 | Fire Equipment | 42420 | FEQ | http://www.toronto.ca/TWONTO#00350
138978 | THR-SES-FEQ-0225S | Fire Extinguisher, Headhouse | THR-S-E | SUSPENDED ENTITY | Fire Prevention,Extinguisher,CO2 | Fire Equipment | 42402 | FEQ | http://www.toronto.ca/TWONTO#00350
138979 | THR-SES-FEQ-0226S | Fire Extinguisher, Headhouse | THR-S-E | SUSPENDED ENTITY | Fire Prevention,Extinguisher,CO2 | Fire Equipment | 42403 | FEQ | http://www.toronto.ca/TWONTO#00350
138980 | THR-SES-FEQ-0228S | Fire Extinguisher, Ozone Building | THR-S-E | SUSPENDED ENTITY | Fire Prevention,Extinguisher,CO2 | Fire Equipment | 42405 | FEQ | http://www.toronto.ca/TWONTO#00350
138981 | THR-SES-FEQ-0229S | Fire Extinguisher, Ozone Building | THR-S-E | SUSPENDED ENTITY | Fire Prevention,Extinguisher,CO2 | Fire Equipment | 42406 | FEQ | http://www.toronto.ca/TWONTO#00350
138982 | THR-SES-FEQ-0229S | Fire Extinguisher, Ozone Building | THR-SES-FEQ-OCB | Fire Extinguisher Location, Ozone and Odour Control- Susp | Fire Prevention,Extinguisher,CO2 | Fire Equipment | 42406 | FEQ | http://www.toronto.ca/TWONTO#00350
138983 | THR-SES-FEQ-0230S | Fire Extinguisher, Odour Control Building | THR-SES-FEQ-OCB | Fire Extinguisher Location, Ozone and Odour Control- Susp | Fire Prevention,Extinguisher,CO2 | Fire Equipment | 42407 | FEQ | http://www.toronto.ca/TWONTO#00350
138984 | THR-SES-FEQ-0231S | Fire Extinguisher, Primary Pumping Station 2 | THR-S-E | SUSPENDED ENTITY | Fire Prevention,Extinguisher,CO2 | Fire Equipment | 42408 | FEQ | http://www.toronto.ca/TWONTO#00350
138985 | THR-SES-FEQ-0231S | Fire Extinguisher, Primary Pumping Station 2 | THR-SES-FEQ-PRMS | Fire Extinguisher Location, Primary Pumping Stations | Fire Prevention,Extinguisher,CO2 | Fire Equipment | 42408 | FEQ | http://www.toronto.ca/TWONTO#00350
138986 | THR-SES-FEQ-0233S | Fire Extinguisher, Primary Pumping Station 1 | THR-S-E | SUSPENDED ENTITY | Fire Prevention,Extinguisher,CO2 | Fire Equipment | 42410 | FEQ | http://www.toronto.ca/TWONTO#00350
138987 | THR-SES-FEQ-0233S | Fire Extinguisher, Primary Pumping Station 1 | THR-SES-FEQ-PRMS | Fire Extinguisher Location, Primary Pumping Stations | Fire Prevention,Extinguisher,CO2 | Fire Equipment | 42410 | FEQ | http://www.toronto.ca/TWONTO#00350
138988 | THR-SES-FEQ-0250S | Fire Extinguisher, Digester Control Room | THR-S-E | SUSPENDED ENTITY | Fire Prevention,Extinguisher,CO2 | Fire Equipment | 42421 | FEQ | http://www.toronto.ca/TWONTO#00350
138989 | THR-SES-FEQ-0250S | Fire Extinguisher, Digester Control Room | THR-SES-FEQ-DIGS | Fire Extinguisher Location, Digesters | Fire Prevention,Extinguisher,CO2 | Fire Equipment | 42421 | FEQ | http://www.toronto.ca/TWONTO#00350
138990 | THR-SES-FEQ-0252S | Fire Extinguisher, Digester 9 & 10 | THR-SES-FEQ-DIGS | Fire Extinguisher Location, Digesters | Fire Prevention,Extinguisher,CO2 | Fire Equipment | 42473 | FEQ | http://www.toronto.ca/TWONTO#00350
138991 | THR-SES-FEQ-0253S | Fire Extinguisher, Digester 9 & 10 | THR-SES-FEQ-DIGS | Fire Extinguisher Location, Digesters | Fire Prevention,Extinguisher,CO2 | Fire Equipment | 42423 | FEQ | http://www.toronto.ca/TWONTO#00350
138992 | THR-SES-FEQ-0254S | Fire Extinguisher, Digester 9 & 10 | THR-SES-FEQ-DIGS | Fire Extinguisher Location, Digesters | Fire Prevention,Extinguisher,CO2 | Fire Equipment | 42424 | FEQ | http://www.toronto.ca/TWONTO#00350
138993 | THR-SES-FEQ-0255S | Fire Extinguisher, Digester 9 & 10 | THR-S-E | SUSPENDED ENTITY | Fire Prevention,Extinguisher,CO2 | Fire Equipment | 42425 | FEQ | http://www.toronto.ca/TWONTO#00350
138994 | THR-SES-FEQ-0256S | Fire Extinguisher, Digester 9 & 10 | THR-SES-FEQ-DIGS | Fire Extinguisher Location, Digesters | Fire Prevention,Extinguisher,CO2 | Fire Equipment | 42426 | FEQ | http://www.toronto.ca/TWONTO#00350
138995 | THR-SES-FEQ-0257S | Fire Extinguisher, Digester 9 & 10 | THR-S-E | SUSPENDED ENTITY | Fire Prevention,Extinguisher,CO2 | Fire Equipment | 42427 | FEQ | http://www.toronto.ca/TWONTO#00350
138996 | THR-SES-FEQ-0275S | Fire Extinguisher,East Maintenance Shop | THR-S-E | SUSPENDED ENTITY | Fire Prevention,Extinguisher,CO2 | Fire Equipment | 42474 | FEQ | http://www.toronto.ca/TWONTO#00350
138997 | THR-SES-FEQ-0275S | Fire Extinguisher,East Maintenance Shop | THR-SES-FEQ-EMSS | Fire Extinguisher Location, East Maintenance Shop | Fire Prevention,Extinguisher,CO2 | Fire Equipment | 42474 | FEQ | http://www.toronto.ca/TWONTO#00350
138998 | THR-SES-FEQ-0278S | Fire Extinguisher, Hyster Fork Lift ZP711 | THR-S-E | SUSPENDED ENTITY | Fire Prevention,Extinguisher,CO2 | Fire Equipment | 42430 | FEQ | http://www.toronto.ca/TWONTO#00350
138999 | THR-SES-FEQ-0282S | Fire Extinguisher, Chlorine Bldg | THR-SES-FEQ-DISS | Fire Extinguisher Location, Chlorine Buliding | Fire Prevention,Extinguisher,CO2 | Fire Equipment | 42432 | FEQ | http://www.toronto.ca/TWONTO#00350
139000 | THR-SES-FEQ-0284S | Fire Extinguisher, Filtered Plant Water Bldg. | THR-S-E | SUSPENDED ENTITY | Fire Prevention,Extinguisher,CO2 | Fire Equipment | 42434 | FEQ | http://www.toronto.ca/TWONTO#00350
139001 | THR-SES-FEQ-0284S | Fire Extinguisher, Filtered Plant Water Bldg. | THR-SES-FEQ-FCBS | Fire Extinguisher Location, Ferrous Chloride Bldg. | Fire Prevention,Extinguisher,CO2 | Fire Equipment | 42434 | FEQ | http://www.toronto.ca/TWONTO#00350
139002 | THR-SES-FEQ-0286S | Fire Extinguisher, Filtered Plant Water Bldg. | THR-S-E | SUSPENDED ENTITY | Fire Prevention,Extinguisher,CO2 | Fire Equipment | 42435 | FEQ | http://www.toronto.ca/TWONTO#00350
139003 | THR-SES-FEQ-0286S | Fire Extinguisher, Filtered Plant Water Bldg. | THR-SES-FEQ-FCBS | Fire Extinguisher Location, Ferrous Chloride Bldg. | Fire Prevention,Extinguisher,CO2 | Fire Equipment | 42435 | FEQ | http://www.toronto.ca/TWONTO#00350
139004 | THR-SES-FEQ-0287S | Fire Extinguisher, Filtered Plant Water Bldg. | THR-S-E | SUSPENDED ENTITY | Fire Prevention,Extinguisher,CO2 | Fire Equipment | 42436 | FEQ | http://www.toronto.ca/TWONTO#00350
139005 | THR-SES-FEQ-0287S | Fire Extinguisher, Filtered Plant Water Bldg. | THR-SES-FEQ-FCBS | Fire Extinguisher Location, Ferrous Chloride Bldg. | Fire Prevention,Extinguisher,CO2 | Fire Equipment | 42436 | FEQ | http://www.toronto.ca/TWONTO#00350
139006 | THR-SES-FEQ-0288S | Fire Extinguisher, Filtered Plant Water Bldg. | THR-SES-FEQ-FCBS | Fire Extinguisher Location, Ferrous Chloride Bldg. | Fire Prevention,Extinguisher,CO2 | Fire Equipment | 42437 | FEQ | http://www.toronto.ca/TWONTO#00350
139007 | THR-SES-FEQ-0289S | Fire Extinguisher, Filtered Plant Water Bldg. | THR-S-E | SUSPENDED ENTITY | Fire Prevention,Extinguisher,CO2 | Fire Equipment | 42438 | FEQ | http://www.toronto.ca/TWONTO#00350
139008 | THR-SES-FEQ-0289S | Fire Extinguisher, Filtered Plant Water Bldg. | THR-SES-FEQ-FCBS | Fire Extinguisher Location, Ferrous Chloride Bldg. | Fire Prevention,Extinguisher,CO2 | Fire Equipment | 42438 | FEQ | http://www.toronto.ca/TWONTO#00350
139009 | THR-SES-FEQ-0290S | Fire Extinguisher,East Maintenance Shop | THR-S-E | SUSPENDED ENTITY | Fire Prevention,Extinguisher,CO2 | Fire Equipment | 42439 | FEQ | http://www.toronto.ca/TWONTO#00350
139010 | THR-SES-FEQ-0290S | Fire Extinguisher,East Maintenance Shop | THR-SES-FEQ-EMSS | Fire Extinguisher Location, East Maintenance Shop | Fire Prevention,Extinguisher,CO2 | Fire Equipment | 42439 | FEQ | http://www.toronto.ca/TWONTO#00350
139011 | THR-SES-FEQ-0295S | Fire Extinguisher, North Substation | THR-S-E | SUSPENDED ENTITY | Fire Prevention,Extinguisher,CO2 | Fire Equipment | 42440 | FEQ | http://www.toronto.ca/TWONTO#00350
139012 | THR-SES-FEQ-0295S | Fire Extinguisher, North Substation | THR-SES-FEQ-HPBBS | Fire Extinguisher Location, Blower Buliding | Fire Prevention,Extinguisher,CO2 | Fire Equipment | 42440 | FEQ | http://www.toronto.ca/TWONTO#00350
139013 | THR-SES-FEQ-0296S | Fire Extinguisher, North Substation | THR-SES-FEQ | Fire Equipment, Fire Extinguisher | Fire Prevention,Extinguisher,CO2 | Fire Equipment | 42441 | FEQ | http://www.toronto.ca/TWONTO#00350
139014 | THR-SES-FEQ-0296S | Fire Extinguisher, North Substation | THR-SES-FEQ-HPBBS | Fire Extinguisher Location, Blower Buliding | Fire Prevention,Extinguisher,CO2 | Fire Equipment | 42441 | FEQ | http://www.toronto.ca/TWONTO#00350
139015 | THR-SES-FEQ-0297S | Fire Extinguisher, Digester Scrubber Room # 2 | THR-SES-FEQ-DIGS | Fire Extinguisher Location, Digesters | Fire Prevention,Extinguisher,CO2 | Fire Equipment | 42442 | FEQ | http://www.toronto.ca/TWONTO#00350
139016 | THR-SES-FEQ-0298S | Fire Extinguisher, Digester 1 & 2 | THR-S-E | SUSPENDED ENTITY | Fire Prevention,Extinguisher,CO2 | Fire Equipment | 42443 | FEQ | http://www.toronto.ca/TWONTO#00350
139017 | THR-SES-FEQ-0298S | Fire Extinguisher, Digester 1 & 2 | THR-SES-FEQ-DIGS | Fire Extinguisher Location, Digesters | Fire Prevention,Extinguisher,CO2 | Fire Equipment | 42443 | FEQ | http://www.toronto.ca/TWONTO#00350
139018 | THR-SES-FEQ-0300S | Fire Extinguisher, Digester 1 & 2, | THR-S-E | SUSPENDED ENTITY | Fire Prevention,Extinguisher,CO2 | Fire Equipment | 42444 | FEQ | http://www.toronto.ca/TWONTO#00350
139019 | THR-SES-FEQ-0300S | Fire Extinguisher, Digester 1 & 2, | THR-SES-FEQ-DIGS | Fire Extinguisher Location, Digesters | Fire Prevention,Extinguisher,CO2 | Fire Equipment | 42444 | FEQ | http://www.toronto.ca/TWONTO#00350
139020 | THR-SES-FEQ-0301S | Fire Extinguisher, Digester 1 & 2 | THR-SES-FEQ-DIGS | Fire Extinguisher Location, Digesters | Fire Prevention,Extinguisher,CO2 | Fire Equipment | 42445 | FEQ | http://www.toronto.ca/TWONTO#00350
139021 | THR-SES-FEQ-0302S | Fire Extinguisher, Digester 1 & 2 | THR-SES-FEQ-DIGS | Fire Extinguisher Location, Digesters | Fire Prevention,Extinguisher,CO2 | Fire Equipment | 42446 | FEQ | http://www.toronto.ca/TWONTO#00350
139022 | THR-SES-FEQ-0305S | Fire Extinguisher, Digester 5 & 6 | THR-S-E | SUSPENDED ENTITY | Fire Prevention,Extinguisher,CO2 | Fire Equipment | 42447 | FEQ | http://www.toronto.ca/TWONTO#00350
139023 | THR-SES-FEQ-0305S | Fire Extinguisher, Digester 5 & 6 | THR-SES-FEQ-DIGS | Fire Extinguisher Location, Digesters | Fire Prevention,Extinguisher,CO2 | Fire Equipment | 42447 | FEQ | http://www.toronto.ca/TWONTO#00350
139024 | THR-SES-FEQ-0306S | Fire Extinguisher, Digester 5 & 6 | THR-S-E | SUSPENDED ENTITY | Fire Prevention,Extinguisher,CO2 | Fire Equipment | 42448 | FEQ | http://www.toronto.ca/TWONTO#00350
139025 | THR-SES-FEQ-0306S | Fire Extinguisher, Digester 5 & 6 | THR-SES-FEQ-DIGS | Fire Extinguisher Location, Digesters | Fire Prevention,Extinguisher,CO2 | Fire Equipment | 42448 | FEQ | http://www.toronto.ca/TWONTO#00350
139026 | THR-SES-FEQ-0308S | Fire Extinguisher, Digester 5 & 6 | THR-S-E | SUSPENDED ENTITY | Fire Prevention,Extinguisher,CO2 | Fire Equipment | 42450 | FEQ | http://www.toronto.ca/TWONTO#00350
139027 | THR-SES-FEQ-0308S | Fire Extinguisher, Digester 5 & 6 | THR-SES-FEQ-DIGS | Fire Extinguisher Location, Digesters | Fire Prevention,Extinguisher,CO2 | Fire Equipment | 42450 | FEQ | http://www.toronto.ca/TWONTO#00350
139028 | THR-SES-FEQ-0310S | Fire Extinguisher, Digester Scrubber Room # 2 | THR-S-E | SUSPENDED ENTITY | Fire Prevention,Extinguisher,CO2 | Fire Equipment | 42452 | FEQ | http://www.toronto.ca/TWONTO#00350
139029 | THR-SES-FEQ-0311S | Fire Extinguisher, Digester,Scrubber Room # 3 | THR-S-E | SUSPENDED ENTITY | Fire Prevention,Extinguisher,CO2 | Fire Equipment | 42453 | FEQ | http://www.toronto.ca/TWONTO#00350
139030 | THR-SES-FEQ-0311S | Fire Extinguisher, Digester,Scrubber Room # 3 | THR-SES-FEQ-DIGS | Fire Extinguisher Location, Digesters | Fire Prevention,Extinguisher,CO2 | Fire Equipment | 42453 | FEQ | http://www.toronto.ca/TWONTO#00350
139031 | THR-SES-FEQ-0323S | Fire Extinguisher,STB Centrifuge Room | THR-S-E | SUSPENDED ENTITY | Fire Prevention,Extinguisher,CO2 | Fire Equipment | 42457 | FEQ | http://www.toronto.ca/TWONTO#00350
139032 | THR-SES-FEQ-0323S | Fire Extinguisher,STB Centrifuge Room | THR-SES-FEQ-STBS | Fire Extinguisher Location, STB | Fire Prevention,Extinguisher,CO2 | Fire Equipment | 42457 | FEQ | http://www.toronto.ca/TWONTO#00350
139033 | THR-SES-FEQ-0325S | Fire Extinguisher, West Maint. Shop,NW Exit | THR-S-E | SUSPENDED ENTITY | Fire Prevention,Extinguisher,CO2 | Fire Equipment | 42459 | FEQ | http://www.toronto.ca/TWONTO#00350
139034 | THR-SES-FEQ-0326S | Fire Extinguisher, West Maint. Shop,NE Pillar | THR-SES-FEQ-ADMS | Fire Extinguisher Location, Administration Building | Fire Prevention,Extinguisher,CO2 | Fire Equipment | 42460 | FEQ | http://www.toronto.ca/TWONTO#00350
139035 | THR-SES-FEQ-0327S | Fire Extinguisher, West Maint. Shop,SW Exit | THR-S-E | SUSPENDED ENTITY | Fire Prevention,Extinguisher,CO2 | Fire Equipment | 42461 | FEQ | http://www.toronto.ca/TWONTO#00350
139036 | THR-SES-FEQ-0328S | Fire Extinguisher, T12, Sub basement,East | THR-S-E | SUSPENDED ENTITY | Fire Prevention,Extinguisher,CO2 | Fire Equipment | 42462 | FEQ | http://www.toronto.ca/TWONTO#00350
139037 | THR-SES-FEQ-0329S | Fire Extinguisher, T12, Pumping Station2 | THR-SES-FEQ-PRMS | Fire Extinguisher Location, Primary Pumping Stations | Fire Prevention,Extinguisher,CO2 | Fire Equipment | 42463 | FEQ | http://www.toronto.ca/TWONTO#00350
139038 | THR-SES-FEQ-0330S | Fire Extinguisher, Bar Screen Mezzanine | THR-S-E | SUSPENDED ENTITY | Fire Prevention,Extinguisher,CO2 | Fire Equipment | 42464 | FEQ | http://www.toronto.ca/TWONTO#00350
139039 | THR-SES-FEQ-0331S | Fire Extinguisher,Head House NW Exit | THR-S-E | SUSPENDED ENTITY | Fire Prevention,Extinguisher,CO2 | Fire Equipment | 42465 | FEQ | http://www.toronto.ca/TWONTO#00350
139040 | THR-SES-FEQ-0333S | Fire Extinguisher, T12, Sub basement,West | THR-SES-FEQ-PRMS | Fire Extinguisher Location, Primary Pumping Stations | Fire Prevention,Extinguisher,CO2 | Fire Equipment | 42467 | FEQ | http://www.toronto.ca/TWONTO#00350
139041 | THR-SES-FEQ-0334S | Fire Extinguisher, T12, under Screening Trailer | THR-S-E | SUSPENDED ENTITY | Fire Prevention,Extinguisher,CO2 | Fire Equipment | 42468 | FEQ | http://www.toronto.ca/TWONTO#00350
139042 | THR-SES-FEQ-0334S | Fire Extinguisher, T12, under Screening Trailer | THR-SES-FEQ-PRMS | Fire Extinguisher Location, Primary Pumping Stations | Fire Prevention,Extinguisher,CO2 | Fire Equipment | 42468 | FEQ | http://www.toronto.ca/TWONTO#00350
139043 | THR-SES-FEQ-0335S | Fire Extinguisher,Primary Pumping Station 1, Storage Area East Wall | THR-SES-FEQ-PRMS | Fire Extinguisher Location, Primary Pumping Stations | Fire Prevention,Extinguisher,CO2 | Fire Equipment | 42469 | FEQ | http://www.toronto.ca/TWONTO#00350
139044 | THR-SES-FEQ-0336S | Fire Extinguisher, Temp .Admin Bldg.(Trailer) | THR-S-E | SUSPENDED ENTITY | Fire Prevention,Extinguisher,CO2 | Fire Equipment | 42470 | FEQ | http://www.toronto.ca/TWONTO#00350
139045 | THR-SES-FEQ-0336S | Fire Extinguisher, Temp .Admin Bldg.(Trailer) | THR-SES-FEQ-ADMS | Fire Extinguisher Location, Administration Building | Fire Prevention,Extinguisher,CO2 | Fire Equipment | 42470 | FEQ | http://www.toronto.ca/TWONTO#00350
139046 | THR-SES-FEQ-0337S | Fire Extinguisher, Temp .Admin Bldg.(Trailer) | THR-SES-FEQ-ADMS | Fire Extinguisher Location, Administration Building | Fire Prevention,Extinguisher,CO2 | Fire Equipment | 42471 | FEQ | http://www.toronto.ca/TWONTO#00350
139047 | THR-SES-FEQ-0500S | Fire Extinguisher, Halon System | THR-S-E | SUSPENDED ENTITY | Fire Prevention,Extinguisher,CO2 | Fire Equipment | 42475 | FEQ | http://www.toronto.ca/TWONTO#00350
139048 | THR-SES-FEQ-0500S | Fire Extinguisher, Halon System | THR-SES-FEQ | Fire Equipment, Fire Extinguisher | Fire Prevention,Extinguisher,CO2 | Fire Equipment | 42475 | FEQ | http://www.toronto.ca/TWONTO#00350
139049 | THR-SES-FEQ-378253 | Fire Extinguisher on vehicle 378253 | THR-SES-FEQ-VEH | Fire Extinguisher Location, In Vehicles | Fire Prevention,Extinguisher | Fire Equipment |  | FEQ | http://www.toronto.ca/TWONTO#00350
139050 | THR-SES-FEQ-378297 | Fire Extinguisher on Vehicle 378297 | THR-SES-FEQ-VEH | Fire Extinguisher Location, In Vehicles |  | Fire Equipment |  | FEQ | http://www.toronto.ca/TWONTO#00350
139051 | THR-SES-FEQ-378299 | Fire Extinguisher on Vehicle 378299 | THR-SES-FEQ-VEH | Fire Extinguisher Location, In Vehicles |  | Fire Equipment |  | FEQ | http://www.toronto.ca/TWONTO#00350
139052 | THR-SES-FEQ-9330S | Fire Extinguisher, Sprinkler System, Admin Bldg. | THR-SES-FEQ | Fire Equipment, Fire Extinguisher | Fire Prevention,Extinguisher,CO2 | Fire Equipment | 42476 | FEQ | http://www.toronto.ca/TWONTO#00350
139053 | THR-SES-FEQ-9330S | Fire Extinguisher, Sprinkler System, Admin Bldg. | THR-SES-FEQ-ADMS | Fire Extinguisher Location, Administration Building | Fire Prevention,Extinguisher,CO2 | Fire Equipment | 42476 | FEQ | http://www.toronto.ca/TWONTO#00350
139054 | THR-SES-FEQ-9335S | Fire Extinguisher, Sprinkler System, Chlorine Building | THR-SES-FEQ-EPSS | Fire Extinguisher Location, Effluent Pumping & Substations | Fire Prevention,Extinguisher,CO2 | Fire Equipment | 42477 | FEQ | http://www.toronto.ca/TWONTO#00350
139055 | THR-SES-FEQ-9340S | Fire Extinguisher, Sprinkler System,Main Sub Station | THR-S-E | SUSPENDED ENTITY | Fire Prevention,Extinguisher,CO2 | Fire Equipment | 42478 | FEQ | http://www.toronto.ca/TWONTO#00350
139056 | THR-SES-FEQ-9340S | Fire Extinguisher, Sprinkler System,Main Sub Station | THR-SES-FEQ-ADMS | Fire Extinguisher Location, Administration Building | Fire Prevention,Extinguisher,CO2 | Fire Equipment | 42478 | FEQ | http://www.toronto.ca/TWONTO#00350
139057 | THR-SES-FEQ-9341S | Fire Extinguisher, Sprinkler System, Engine Room Basement | THR-S-E | SUSPENDED ENTITY | Fire Prevention,Extinguisher,CO2 | Fire Equipment | 42479 | FEQ | http://www.toronto.ca/TWONTO#00350
139058 | THR-SES-FEQ-9341S | Fire Extinguisher, Sprinkler System, Engine Room Basement | THR-SES-FEQ-ADMS | Fire Extinguisher Location, Administration Building | Fire Prevention,Extinguisher,CO2 | Fire Equipment | 42479 | FEQ | http://www.toronto.ca/TWONTO#00350
139059 | THR-SES-FEQ-ADMS | Fire Extinguisher Location, Administration Building | THR-SES-WA2 | Safety & Environmental Services, WA2 | Fire Prevention,Extinguisher,CO2 | Fire Equipment | 42481 |  | http://www.toronto.ca/TWONTO#00350
139060 | THR-SES-FEQ-DIGS | Fire Extinguisher Location, Digesters | THR-JHSC-WA1 | Joint Health & Safety Committee WA1 | Fire Prevention,Extinguisher,CO2 | Fire Equipment | 42482 |  | http://www.toronto.ca/TWONTO#00350
139061 | THR-SES-FEQ-DIGS | Fire Extinguisher Location, Digesters | THR-S-E | SUSPENDED ENTITY | Fire Prevention,Extinguisher,CO2 | Fire Equipment | 42482 |  | http://www.toronto.ca/TWONTO#00350
139062 | THR-SES-FEQ-DIGS | Fire Extinguisher Location, Digesters | THR-SES-FEQ | Fire Equipment, Fire Extinguisher | Fire Prevention,Extinguisher,CO2 | Fire Equipment | 42482 |  | http://www.toronto.ca/TWONTO#00350
139063 | THR-SES-FEQ-DISS | Fire Extinguisher Location, Chlorine Buliding | THR-S-E | SUSPENDED ENTITY | Fire Prevention,Extinguisher,CO2 | Fire Equipment | 42483 |  | http://www.toronto.ca/TWONTO#00350
139064 | THR-SES-FEQ-EMSS | Fire Extinguisher Location, East Maintenance Shop | THR-JHSC-WA4 | Joint Health & Safety Committee WA4 | Fire Prevention,Extinguisher,CO2 | Fire Equipment | 42494 |  | http://www.toronto.ca/TWONTO#00350
139065 | THR-SES-FEQ-EMSS | Fire Extinguisher Location, East Maintenance Shop | THR-S-E | SUSPENDED ENTITY | Fire Prevention,Extinguisher,CO2 | Fire Equipment | 42494 |  | http://www.toronto.ca/TWONTO#00350
139066 | THR-SES-FEQ-EPSS | Fire Extinguisher Location, Effluent Pumping & Substations | THR-JHSC-WA4 | Joint Health & Safety Committee WA4 | Fire Prevention,Extinguisher,CO2 | Fire Equipment | 42484 |  | http://www.toronto.ca/TWONTO#00350
139067 | THR-SES-FEQ-EPSS | Fire Extinguisher Location, Effluent Pumping & Substations | THR-SES-WA4 | Safety & Environmental Services | Fire Prevention,Extinguisher,CO2 | Fire Equipment | 42484 |  | http://www.toronto.ca/TWONTO#00350
139068 | THR-SES-FEQ-ERS | Fire Extinguisher Location, Engine Room | THR-S-E | SUSPENDED ENTITY | Fire Prevention,Extinguisher,CO2 | Fire Equipment | 42485 |  | http://www.toronto.ca/TWONTO#00350
139069 | THR-SES-FEQ-FCBS | Fire Extinguisher Location, Ferrous Chloride Bldg. | THR-JHSC-WA4 | Joint Health & Safety Committee WA4 | Fire Prevention,Extinguisher,CO2 | Fire Equipment | 42486 |  | http://www.toronto.ca/TWONTO#00350
139070 | THR-SES-FEQ-FCBS | Fire Extinguisher Location, Ferrous Chloride Bldg. | THR-S-E | SUSPENDED ENTITY | Fire Prevention,Extinguisher,CO2 | Fire Equipment | 42486 |  | http://www.toronto.ca/TWONTO#00350
139071 | THR-SES-FEQ-FPWS | Fire Extinguisher Location, Filtered Plant Water Bldg. | THR-S-E | SUSPENDED ENTITY | Fire Prevention,Extinguisher,CO2 | Fire Equipment | 42487 |  | http://www.toronto.ca/TWONTO#00350
139072 | THR-SES-FEQ-FPWS | Fire Extinguisher Location, Filtered Plant Water Bldg. | THR-SES-FEQ | Fire Equipment, Fire Extinguisher | Fire Prevention,Extinguisher,CO2 | Fire Equipment | 42487 |  | http://www.toronto.ca/TWONTO#00350
139073 | THR-SES-FEQ-GRITS | Fire Extinguisher Location, Grit Building. | THR-S-E | SUSPENDED ENTITY | Fire Prevention,Extinguisher,CO2 | Fire Equipment | 42488 |  | http://www.toronto.ca/TWONTO#00350
139074 | THR-SES-FEQ-GRITS | Fire Extinguisher Location, Grit Building. | THR-SES-WA2 | Safety & Environmental Services, WA2 | Fire Prevention,Extinguisher,CO2 | Fire Equipment | 42488 |  | http://www.toronto.ca/TWONTO#00350
139075 | THR-SES-FEQ-HHS | Fire Extinguisher Location, Head House | THR-SES-FEQ | Fire Equipment, Fire Extinguisher | Fire Prevention,Extinguisher,CO2 | Fire Equipment | 42489 |  | http://www.toronto.ca/TWONTO#00350
139076 | THR-SES-FEQ-HPBBS | Fire Extinguisher Location, Blower Buliding | THR-S-E | SUSPENDED ENTITY | Fire Prevention,Extinguisher,CO2 | Fire Equipment | 42490 |  | http://www.toronto.ca/TWONTO#00350
139077 | THR-SES-FEQ-MAINSUBS | Fire Extinguisher Location, Main Sub Station | THR-S-E | SUSPENDED ENTITY | Fire Prevention,Extinguisher,CO2 | Fire Equipment | 42491 |  | http://www.toronto.ca/TWONTO#00350
139078 | THR-SES-FEQ-MAINSUBS | Fire Extinguisher Location, Main Sub Station | THR-SES-FEQ | Fire Equipment, Fire Extinguisher | Fire Prevention,Extinguisher,CO2 | Fire Equipment | 42491 |  | http://www.toronto.ca/TWONTO#00350
139079 | THR-SES-FEQ-OCB | Fire Extinguisher Location, Ozone and Odour Control- Susp | THR-JHSC-WA1 | Joint Health & Safety Committee WA1 | Fire Prevention,Extinguisher,CO2 | Fire Equipment | 35992 |  | http://www.toronto.ca/TWONTO#00350
139080 | THR-SES-FEQ-OCB | Fire Extinguisher Location, Ozone and Odour Control- Susp | THR-SES-FEQ | Fire Equipment, Fire Extinguisher | Fire Prevention,Extinguisher,CO2 | Fire Equipment | 35992 |  | http://www.toronto.ca/TWONTO#00350
139081 | THR-SES-FEQ-OCB | Fire Extinguisher Location, Ozone and Odour Control- Susp | THR-SES-WA1 | Safety & Environmental Services | Fire Prevention,Extinguisher,CO2 | Fire Equipment | 35992 |  | http://www.toronto.ca/TWONTO#00350
139082 | THR-SES-FEQ-OCB | Fire Extinguisher Location, Ozone and Odour Control- Susp | THR-SES-WA4 | Safety & Environmental Services | Fire Prevention,Extinguisher,CO2 | Fire Equipment | 35992 |  | http://www.toronto.ca/TWONTO#00350
139083 | THR-SES-FEQ-PRMS | Fire Extinguisher Location, Primary Pumping Stations | THR-SES-FEQ | Fire Equipment, Fire Extinguisher | Fire Prevention,Extinguisher,CO2 | Fire Equipment | 42492 |  | http://www.toronto.ca/TWONTO#00350
139084 | THR-SES-FEQ-RSPSS | Fire Extinguisher Location, RSPS | THR-S-E | SUSPENDED ENTITY | Fire Prevention,Extinguisher,CO2 | Fire Equipment | 42493 |  | http://www.toronto.ca/TWONTO#00350
139085 | THR-SES-FEQ-STBS | Fire Extinguisher Location, STB | THR-JHSC-WA1 | Joint Health & Safety Committee WA1 | Fire Prevention,Extinguisher,CO2 | Fire Equipment | 42495 |  | http://www.toronto.ca/TWONTO#00350
139086 | THR-SES-FEQ-STBS | Fire Extinguisher Location, STB | THR-SES-FEQ | Fire Equipment, Fire Extinguisher | Fire Prevention,Extinguisher,CO2 | Fire Equipment | 42495 |  | http://www.toronto.ca/TWONTO#00350
139087 | THR-SES-FEQ-STBS | Fire Extinguisher Location, STB | THR-SES-WA1 | Safety & Environmental Services | Fire Prevention,Extinguisher,CO2 | Fire Equipment | 42495 |  | http://www.toronto.ca/TWONTO#00350
139088 | THR-SES-FEQ-T&GS | Fire Extinguisher Location, Tunnels & Galleries | THR-JHSC-WA4 | Joint Health & Safety Committee WA4 | Fire Prevention,Extinguisher,CO2 | Fire Equipment | 42496 |  | http://www.toronto.ca/TWONTO#00350
139089 | THR-SES-FEQ-T&GS | Fire Extinguisher Location, Tunnels & Galleries | THR-SES-WA4 | Safety & Environmental Services | Fire Prevention,Extinguisher,CO2 | Fire Equipment | 42496 |  | http://www.toronto.ca/TWONTO#00350
139090 | THR-SES-FEQ-VEH | Fire Extinguisher Location, In Vehicles | THR-SES-WA2 | Safety & Environmental Services, WA2 | Fire Prevention,Extinguisher,CO2 | Fire Equipment |  |  | http://www.toronto.ca/TWONTO#00350
139526 | THR-THK-P-0100 | Pump, Sprinkler Jockey, Sprinkler System, STB | THR-SES-FEQ-9335S | Fire Extinguisher, Sprinkler System, Chlorine Building | Fire Prevention,Sprinkler,Dry | Fire Equipment |  | P | http://www.toronto.ca/TWONTO#00626
139607 | THR-THK-PSL-0101 | Switch, Low, Pressure, Sprinkler System, STB | THR-SES-FEQ-9350S | Fire Extinguisher, Sprinkler System, STB | Fire Prevention,Sprinkler,Dry | Fire Equipment |  | PSL | http://www.toronto.ca/TWONTO#00604
139669 | THR-THK-V-0102 | Valve, Isolation, FSL-0102, Water Supply Sprinkler System, STB | THR-SES-FEQ-9350S | Fire Extinguisher, Sprinkler System, STB | Fire Prevention,Sprinkler,Dry | Fire Equipment |  | V | http://www.toronto.ca/TWONTO#00781
139670 | THR-THK-V-0106 | Valve, Supply Water to Sprinkler System Zone 3 | THR-SES-FEQ-9350S | Fire Extinguisher, Sprinkler System, STB | Fire Prevention,Sprinkler,Dry | Fire Equipment |  | V | http://www.toronto.ca/TWONTO#00781
139671 | THR-THK-V-0109 | Valve, Supply Water to Sprinkler System Pipe End | THR-SES-FEQ-9350S | Fire Extinguisher, Sprinkler System, STB | Fire Prevention,Sprinkler,Dry | Fire Equipment |  | V | http://www.toronto.ca/TWONTO#00781
139672 | THR-THK-V-0114 | Valve, Isolation, FSL-0114, Sprinkler System Zone 4 | THR-SES-FEQ-9350S | Fire Extinguisher, Sprinkler System, STB | Fire Prevention,Sprinkler,Dry | Fire Equipment |  | V | http://www.toronto.ca/TWONTO#00781
139673 | THR-THK-V-0116 | Valve, Isolation, FSL-0116, Sprinkler System Zone 6 | THR-SES-FEQ-9350S | Fire Extinguisher, Sprinkler System, STB | Fire Prevention,Sprinkler,Dry | Fire Equipment |  | V | http://www.toronto.ca/TWONTO#00781
140119 | TNT-ACC-FEQ-0001 | Fire Extinguishers | TNT-SES-FEQ | Fire Extinguishers | Fire Prevention,Extinguisher | Fire Equipment | 41263 | FEQ | http://www.toronto.ca/TWONTO#00350
140325 | TNT-AER-FEQ-0002S | Fire Extinguishers | TNT-SES-FEQ | Fire Extinguishers | Fire Prevention,Extinguisher | Fire Equipment | 45541 | FEQ | http://www.toronto.ca/TWONTO#00350
140326 | TNT-AER-FEQ-0004S | Fire Extinguishers | TNT-SES-FEQ | Fire Extinguishers | Fire Prevention,Extinguisher | Fire Equipment | 45543 | FEQ | http://www.toronto.ca/TWONTO#00350
140658 | TNT-CW-V-0024 | Fire Hydrant ,Valve | TNT-CW-FEQ | Fire Hydrants | Fire Prevention,Hydrant | Fire Equipment |  | V | http://www.toronto.ca/TWONTO#00781
140711 | TNT-DIG-FEQ-0001S | Fire Extinguishers | TAB-SUSPENDED ENTITY | Suspended entities | Fire Prevention,Extinguisher | Fire Equipment | 45545 | FEQ | http://www.toronto.ca/TWONTO#00350
140712 | TNT-DIG-FEQ-0003S | Fire Extinguisher | TAB-SUSPENDED ENTITY | Suspended entities | Fire Prevention,Extinguisher | Fire Equipment | 45547 | FEQ | http://www.toronto.ca/TWONTO#00350
140713 | TNT-DIG-FEQ-0004S | Fire Extinguisher | TAB-SUSPENDED ENTITY | Suspended entities | Fire Prevention,Extinguisher | Fire Equipment | 45548 | FEQ | http://www.toronto.ca/TWONTO#00350
140714 | TNT-DIG-FEQ-0005S | Fire Extinguisher | TNT-SES-FEQ | Fire Extinguishers | Fire Prevention,Extinguisher | Fire Equipment | 45549 | FEQ | http://www.toronto.ca/TWONTO#00350
140715 | TNT-DIG-FEQ-0006S | Fire Extinguisher | TNT-SES-FEQ | Fire Extinguishers | Fire Prevention,Extinguisher | Fire Equipment | 45550 | FEQ | http://www.toronto.ca/TWONTO#00350
141003 | TNT-FT-FEQ-0001S | Fire Extinguishers | TAB-SUSPENDED ENTITY | Suspended entities | Fire Prevention,Extinguisher | Fire Equipment | 45552 | FEQ | http://www.toronto.ca/TWONTO#00350
141004 | TNT-FT-FEQ-0001S | Fire Extinguishers | TNT-SES-FEQ | Fire Extinguishers | Fire Prevention,Extinguisher | Fire Equipment | 45552 | FEQ | http://www.toronto.ca/TWONTO#00350
141005 | TNT-FT-FEQ-0002S | Fire Extinguishers | TAB-SUSPENDED ENTITY | Suspended entities | Fire Prevention,Extinguisher | Fire Equipment | 45553 | FEQ | http://www.toronto.ca/TWONTO#00350
141006 | TNT-FT-FEQ-0002S | Fire Extinguishers | TNT-SES-FEQ | Fire Extinguishers | Fire Prevention,Extinguisher | Fire Equipment | 45553 | FEQ | http://www.toronto.ca/TWONTO#00350
141007 | TNT-FT-FEQ-0003S | Fire Extinguishers | TAB-SUSPENDED ENTITY | Suspended entities | Fire Prevention,Extinguisher | Fire Equipment | 45554 | FEQ | http://www.toronto.ca/TWONTO#00350
141008 | TNT-FT-FEQ-0003S | Fire Extinguishers | TNT-SES-FEQ | Fire Extinguishers | Fire Prevention,Extinguisher | Fire Equipment | 45554 | FEQ | http://www.toronto.ca/TWONTO#00350
141009 | TNT-FT-FEQ-0004S | Fire Extinguishers | TAB-SUSPENDED ENTITY | Suspended entities | Fire Prevention,Extinguisher | Fire Equipment | 45555 | FEQ | http://www.toronto.ca/TWONTO#00350
141010 | TNT-FT-FEQ-0004S | Fire Extinguishers | TNT-SES-FEQ | Fire Extinguishers | Fire Prevention,Extinguisher | Fire Equipment | 45555 | FEQ | http://www.toronto.ca/TWONTO#00350
141011 | TNT-FT-FEQ-0005S | Fire Extinguishers | TNT-SES-FEQ | Fire Extinguishers | Fire Prevention,Extinguisher | Fire Equipment | 45556 | FEQ | http://www.toronto.ca/TWONTO#00350
141064 | TNT-MCS-FEQ-0003S | Fire Extinguishers | TNT-SES-FEQ | Fire Extinguishers | Fire Prevention,Extinguisher | Fire Equipment | 45557 | FEQ | http://www.toronto.ca/TWONTO#00350
141065 | TNT-MCS-FEQ-0004S | Fire Extinguishers | TAB-SUSPENDED ENTITY | Suspended entities | Fire Prevention,Extinguisher | Fire Equipment | 45558 | FEQ | http://www.toronto.ca/TWONTO#00350
141066 | TNT-MCS-FEQ-0004S | Fire Extinguishers | TNT-SES-FEQ | Fire Extinguishers | Fire Prevention,Extinguisher | Fire Equipment | 45558 | FEQ | http://www.toronto.ca/TWONTO#00350
141067 | TNT-MCS-FEQ-0011S | Fire Extinguishers | TAB-SUSPENDED ENTITY | Suspended entities | Fire Prevention,Extinguisher | Fire Equipment | 45559 | FEQ | http://www.toronto.ca/TWONTO#00350
141068 | TNT-MCS-FEQ-0015S | Fire Extinguishers | TAB-SUSPENDED ENTITY | Suspended entities | Fire Prevention,Extinguisher | Fire Equipment | 45560 | FEQ | http://www.toronto.ca/TWONTO#00350
141124 | TNT-PLT-FEQ-0001S | Fire Extinguishers | TAB-SUSPENDED ENTITY | Suspended entities | Fire Prevention,Extinguisher | Fire Equipment | 45561 | FEQ | http://www.toronto.ca/TWONTO#00350
141141 | TNT-PRM-FEQ-0001S | Fire Extinguishers | TAB-SUSPENDED ENTITY | Suspended entities | Fire Prevention,Extinguisher | Fire Equipment | 45562 | FEQ | http://www.toronto.ca/TWONTO#00350
141142 | TNT-PRM-FEQ-0001S | Fire Extinguishers | TNT-SES-FEQ | Fire Extinguishers | Fire Prevention,Extinguisher | Fire Equipment | 45562 | FEQ | http://www.toronto.ca/TWONTO#00350
141232 | TNT-SES-FEQ-0001S | Fire Extinguishers | TAB-SUSPENDED ENTITY | Suspended entities | Fire Prevention,Extinguisher | Fire Equipment | 45565 | FEQ | http://www.toronto.ca/TWONTO#00350
141233 | TNT-SES-FEQ-0002S | Fire Extinguishers | TAB-SUSPENDED ENTITY | Suspended entities | Fire Prevention,Extinguisher | Fire Equipment | 45566 | FEQ | http://www.toronto.ca/TWONTO#00350
141234 | TNT-SES-FEQ-0003S | Fire Extinguishers | TNT-SES-FEQ | Fire Extinguishers | Fire Prevention,Extinguisher | Fire Equipment | 45567 | FEQ | http://www.toronto.ca/TWONTO#00350
141235 | TNT-SES-FEQ-0004S | Fire Extinguishers | TNT-SES-FEQ | Fire Extinguishers | Fire Prevention,Extinguisher | Fire Equipment | 45568 | FEQ | http://www.toronto.ca/TWONTO#00350
141236 | TNT-SES-FEQ-0005S | Fire Extinguishers | TAB-SUSPENDED ENTITY | Suspended entities | Fire Prevention,Extinguisher | Fire Equipment | 45569 | FEQ | http://www.toronto.ca/TWONTO#00350
141237 | TNT-SES-FEQ-0006S | Fire Extinguishers | TAB-SUSPENDED ENTITY | Suspended entities | Fire Prevention,Extinguisher | Fire Equipment | 45570 | FEQ | http://www.toronto.ca/TWONTO#00350
141238 | TNT-SES-FEQ-0014S | Fire Extinguishers | TNT-SES-FEQ | Fire Extinguishers | Fire Prevention,Extinguisher | Fire Equipment | 45573 | FEQ | http://www.toronto.ca/TWONTO#00350
141239 | TNT-SES-FEQ-0017S | Fire Extinguishers | TAB-SUSPENDED ENTITY | Suspended entities | Fire Prevention,Extinguisher | Fire Equipment | 45574 | FEQ | http://www.toronto.ca/TWONTO#00350
141240 | TNT-SES-FEQ-0018S | Fire Extinguishers | TNT-SES-FEQ | Fire Extinguishers | Fire Prevention,Extinguisher | Fire Equipment | 45575 | FEQ | http://www.toronto.ca/TWONTO#00350
141241 | TNT-SES-FEQ-0019S | Fire Extinguishers | TAB-SUSPENDED ENTITY | Suspended entities | Fire Prevention,Extinguisher | Fire Equipment | 45576 | FEQ | http://www.toronto.ca/TWONTO#00350
141242 | TNT-SES-FEQ-0019S | Fire Extinguishers | TNT-SES-FEQ | Fire Extinguishers | Fire Prevention,Extinguisher | Fire Equipment | 45576 | FEQ | http://www.toronto.ca/TWONTO#00350
141243 | TNT-SES-FEQ-0020S | Fire Extinguishers | TNT-SES-FEQ | Fire Extinguishers | Fire Prevention,Extinguisher | Fire Equipment | 45577 | FEQ | http://www.toronto.ca/TWONTO#00350
141244 | TNT-SES-FEQ-0021S | Fire Extinguishers | TAB-SUSPENDED ENTITY | Suspended entities | Fire Prevention,Extinguisher | Fire Equipment | 45578 | FEQ | http://www.toronto.ca/TWONTO#00350
141245 | TNT-SES-FEQ-0021S | Fire Extinguishers | TNT-SES-FEQ | Fire Extinguishers | Fire Prevention,Extinguisher | Fire Equipment | 45578 | FEQ | http://www.toronto.ca/TWONTO#00350
141246 | TNT-SES-FEQ-0022S | Fire Extinguishers | TNT-SES-FEQ | Fire Extinguishers | Fire Prevention,Extinguisher | Fire Equipment | 45579 | FEQ | http://www.toronto.ca/TWONTO#00350
141247 | TNT-SES-FEQ-0024S | Fire Extinguishers | TAB-SUSPENDED ENTITY | Suspended entities | Fire Prevention,Extinguisher | Fire Equipment | 45581 | FEQ | http://www.toronto.ca/TWONTO#00350
141248 | TNT-SES-FEQ-0025S | Fire Extinguishers | TAB-SUSPENDED ENTITY | Suspended entities | Fire Prevention,Extinguisher | Fire Equipment | 45582 | FEQ | http://www.toronto.ca/TWONTO#00350
141249 | TNT-SES-FEQ-0026S | Fire Extinguishers | TNT-SES-FEQ | Fire Extinguishers | Fire Prevention,Extinguisher | Fire Equipment | 45583 | FEQ | http://www.toronto.ca/TWONTO#00350
141250 | TNT-SES-FEQ-0029S | Fire Extinguishers- | TAB-SUSPENDED ENTITY | Suspended entities | Fire Prevention,Extinguisher | Fire Equipment | 45586 | FEQ | http://www.toronto.ca/TWONTO#00350
141251 | TNT-SES-FEQ-0029S | Fire Extinguishers- | TNT-SES-FEQ | Fire Extinguishers | Fire Prevention,Extinguisher | Fire Equipment | 45586 | FEQ | http://www.toronto.ca/TWONTO#00350
141252 | TNT-SES-FEQ-0030S | Fire Extinguisher | TAB-SUSPENDED ENTITY | Suspended entities | Fire Prevention,Extinguisher | Fire Equipment | 45587 | FEQ | http://www.toronto.ca/TWONTO#00350
141253 | TNT-SES-FEQ-0030S | Fire Extinguisher | TNT-SES-FEQ | Fire Extinguishers | Fire Prevention,Extinguisher | Fire Equipment | 45587 | FEQ | http://www.toronto.ca/TWONTO#00350
141254 | TNT-SES-FEQ-0031S | Fire Extinguisher | TNT-SES-FEQ | Fire Extinguishers | Fire Prevention,Extinguisher | Fire Equipment | 45588 | FEQ | http://www.toronto.ca/TWONTO#00350
141255 | TNT-SES-FEQ-0032S | Fire Extinguisher | TAB-SUSPENDED ENTITY | Suspended entities | Fire Prevention,Extinguisher | Fire Equipment | 45589 | FEQ | http://www.toronto.ca/TWONTO#00350
141256 | TNT-SES-FEQ-0033S | Fire Extinguisher | TNT-SES-FEQ | Fire Extinguishers | Fire Prevention,Extinguisher | Fire Equipment | 45590 | FEQ | http://www.toronto.ca/TWONTO#00350
141257 | TNT-SES-FEQ-0034S | Fire Extinguisher | TAB-SUSPENDED ENTITY | Suspended entities | Fire Prevention,Extinguisher | Fire Equipment | 45591 | FEQ | http://www.toronto.ca/TWONTO#00350
143527 | WTR-PAH-FEQ-0001-SUS | Fire Prevention, Extinguisher, Armour Heights Pumping Station, Pump Room East | WTR-SUSPENDED | Suspended Obsolete entity for storage purpose | Fire Prevention,Extinguisher | Fire Equipment | 44931 | FEQ | http://www.toronto.ca/TWONTO#00350
143528 | WTR-PAH-FEQ-0002-SUS | Fire Prevention, Extinguisher, Armour Heights Pumping Station, Electrical Room | WTR-PAH-FEQ-SUS | Fire Equipment, Armour Heights Pumping Station | Fire Prevention,Extinguisher | Fire Equipment | 44932 | FEQ | http://www.toronto.ca/TWONTO#00350
143529 | WTR-PAH-FEQ-0002-SUS | Fire Prevention, Extinguisher, Armour Heights Pumping Station, Electrical Room | WTR-SUSPENDED | Suspended Obsolete entity for storage purpose | Fire Prevention,Extinguisher | Fire Equipment | 44932 | FEQ | http://www.toronto.ca/TWONTO#00350
143530 | WTR-PAH-FEQ-0003-SUS | Fire Prevention, Extinguisher, Armour Heights Pumping Station, Pump Room Entrance | WTR-SUSPENDED | Suspended Obsolete entity for storage purpose | Fire Prevention,Extinguisher | Fire Equipment | 44933 | FEQ | http://www.toronto.ca/TWONTO#00350
143531 | WTR-PAH-FEQ-0004-SUS | Fire Prevention, Extinguisher, Armour Heights Pumping Station, Basement | WTR-PAH-FEQ-SUS | Fire Equipment, Armour Heights Pumping Station | Fire Prevention,Extinguisher | Fire Equipment | 44934 | FEQ | http://www.toronto.ca/TWONTO#00350
143532 | WTR-PAH-FEQ-0004-SUS | Fire Prevention, Extinguisher, Armour Heights Pumping Station, Basement | WTR-SUSPENDED | Suspended Obsolete entity for storage purpose | Fire Prevention,Extinguisher | Fire Equipment | 44934 | FEQ | http://www.toronto.ca/TWONTO#00350
143533 | WTR-PAH-FEQ-0005-SUS | Fire Prevention, Extinguisher, Armour Heights Pumping Station, Crew Room | WTR-SUSPENDED | Suspended Obsolete entity for storage purpose | Fire Prevention,Extinguisher | Fire Equipment | 44935 | FEQ | http://www.toronto.ca/TWONTO#00350
143534 | WTR-PAH-FEQ-SUS | Fire Equipment, Armour Heights Pumping Station | WTR-PAH | Armour Heights Pumping Station |  | Fire Equipment | 44930 |  | http://www.toronto.ca/TWONTO#00260
143535 | WTR-PAH-FEQ-SUS | Fire Equipment, Armour Heights Pumping Station | WTR-SUSPENDED | Suspended Obsolete entity for storage purpose |  | Fire Equipment | 44930 |  | http://www.toronto.ca/TWONTO#00260
143630 | WTR-PDS-FEQ-0001-SUS | Fire Prevention, Extinguisher, Dorset Pumping Station | WTR-SUSPENDED | Suspended Obsolete entity for storage purpose | Fire Prevention,Extinguisher | Fire Equipment | 44942 | FEQ | http://www.toronto.ca/TWONTO#00350
143731 | WTR-PEG-FEQ-0002-SUS | Fire Prevention, Extinguisher, Eglington Pumping Station, MCC Floor | WTR-PEG-FEQ-SUS | Fire Equipment, Eglington Pumping Station | Fire Prevention,Extinguisher | Fire Equipment | 44950 | FEQ | http://www.toronto.ca/TWONTO#00350
143732 | WTR-PEG-FEQ-0003-SUS | Fire Prevention, Extinguisher, Eglington Pumping Station, South Basement Wall | WTR-PEG-FEQ-SUS | Fire Equipment, Eglington Pumping Station | Fire Prevention,Extinguisher | Fire Equipment | 44951 | FEQ | http://www.toronto.ca/TWONTO#00350
143733 | WTR-PEG-FEQ-0004 | Fire Prevention, Extinguisher | WTR-PEG-FEQ-SUS | Fire Equipment, Eglington Pumping Station | Fire Prevention,Extinguisher | Fire Equipment | 35132 | FEQ | http://www.toronto.ca/TWONTO#00350
143962 | WTR-PEL-FEQ-0003-SUS | Fire Prevention, Extinguisher, Ellesmere Pumping Station, Pumps Room | WTR-PEL-FEQ-SUS | Fire Equipment, Ellesmere Pumping Station | Fire Prevention,Extinguisher | Fire Equipment | 44971 | FEQ | http://www.toronto.ca/TWONTO#00350
143963 | WTR-PEL-FEQ-0003-SUS | Fire Prevention, Extinguisher, Ellesmere Pumping Station, Pumps Room | WTR-SUSPENDED | Suspended Obsolete entity for storage purpose | Fire Prevention,Extinguisher | Fire Equipment | 44971 | FEQ | http://www.toronto.ca/TWONTO#00350
143964 | WTR-PEL-FEQ-0005-SUS | Fire Prevention, Extinguisher, Ellesmere Pumping Station, Capacitor Room | WTR-PEL-FEQ-SUS | Fire Equipment, Ellesmere Pumping Station | Fire Prevention,Extinguisher | Fire Equipment | 44973 | FEQ | http://www.toronto.ca/TWONTO#00350
143965 | WTR-PEL-FEQ-0005-SUS | Fire Prevention, Extinguisher, Ellesmere Pumping Station, Capacitor Room | WTR-SUSPENDED | Suspended Obsolete entity for storage purpose | Fire Prevention,Extinguisher | Fire Equipment | 44973 | FEQ | http://www.toronto.ca/TWONTO#00350
143966 | WTR-PEL-FEQ-0006-SUS | Fire Prevention, Extinguisher, Ellesmere Pumping Station, MCC Room | WTR-SUSPENDED | Suspended Obsolete entity for storage purpose | Fire Prevention,Extinguisher | Fire Equipment | 44974 | FEQ | http://www.toronto.ca/TWONTO#00350
144404 | WTR-PHL-FEQ-0001-SUS | Fire Prevention, Extinguisher, High Level Pumping Station, Basement South East Exit | WTR-SUSPENDED | Suspended Obsolete entity for storage purpose | Fire Prevention | Fire Equipment | 45019 | FEQ | http://www.toronto.ca/TWONTO#00350
144405 | WTR-PHL-FEQ-0002-SUS | Fire Prevention, Extinguisher, High Level Pumping Station, Basement, N. Stairs | WTR-PHL-FEQ-SUS | Fire Equipment, High Level Pumping Station | Fire Prevention | Fire Equipment | 45020 | FEQ | http://www.toronto.ca/TWONTO#00350
144406 | WTR-PHL-FEQ-0006-SUS | Fire Prevention, Extinguisher, High Level Pumping Station, North Pump Room, Beside Generator | WTR-PHL-FEQ-SUS | Fire Equipment, High Level Pumping Station | Fire Prevention | Fire Equipment | 45024 | FEQ | http://www.toronto.ca/TWONTO#00350
144407 | WTR-PHL-FEQ-0007-SUS | Fire Prevention, Extinguisher, High Level Pumping Station, Engine Room, West Wall | WTR-SUSPENDED | Suspended Obsolete entity for storage purpose | Fire Prevention | Fire Equipment | 45025 | FEQ | http://www.toronto.ca/TWONTO#00350
144408 | WTR-PHL-FEQ-0008-SUS | Fire Prevention, Extinguisher, High Level Pumping Station, Engine Room, Northeast Corner | WTR-PHL-FEQ-SUS | Fire Equipment, High Level Pumping Station | Fire Prevention | Fire Equipment | 45026 | FEQ | http://www.toronto.ca/TWONTO#00350
144409 | WTR-PHL-FEQ-0008-SUS | Fire Prevention, Extinguisher, High Level Pumping Station, Engine Room, Northeast Corner | WTR-SUSPENDED | Suspended Obsolete entity for storage purpose | Fire Prevention | Fire Equipment | 45026 | FEQ | http://www.toronto.ca/TWONTO#00350
144410 | WTR-PHL-FEQ-0009-SUS | Fire Prevention, Extinguisher, High Level Pumping Station, Engine Room, Behind RPU | WTR-PHL-FEQ-SUS | Fire Equipment, High Level Pumping Station | Fire Prevention | Fire Equipment | 45027 | FEQ | http://www.toronto.ca/TWONTO#00350
144411 | WTR-PHL-FEQ-0010-SUS | Fire Prevention, Extinguisher, High Level Pumping Station, South Pump Room, South Wall | WTR-PHL-FEQ-SUS | Fire Equipment, High Level Pumping Station | Fire Prevention | Fire Equipment | 45028 | FEQ | http://www.toronto.ca/TWONTO#00350
144412 | WTR-PHL-FEQ-0010-SUS | Fire Prevention, Extinguisher, High Level Pumping Station, South Pump Room, South Wall | WTR-SUSPENDED | Suspended Obsolete entity for storage purpose | Fire Prevention | Fire Equipment | 45028 | FEQ | http://www.toronto.ca/TWONTO#00350
144413 | WTR-PHL-FEQ-0011-SUS | Fire Prevention, Extinguisher, High Level Pumping Station, South Pump Room, Mezzanine, West Wall | WTR-SUSPENDED | Suspended Obsolete entity for storage purpose | Fire Prevention | Fire Equipment | 45029 | FEQ | http://www.toronto.ca/TWONTO#00350
144414 | WTR-PHL-FEQ-0012-SUS | Fire Prevention, Extinguisher, High Level Pumping Station, South Pump Room, North Wall | WTR-SUSPENDED | Suspended Obsolete entity for storage purpose | Fire Prevention | Fire Equipment | 45030 | FEQ | http://www.toronto.ca/TWONTO#00350
144415 | WTR-PHL-FEQ-0013-SUS | Fire Prevention, Extinguisher, High Level Pumping Station, PCO's Lunch Room | WTR-PHL-FEQ-SUS | Fire Equipment, High Level Pumping Station | Fire Prevention | Fire Equipment | 45031 | FEQ | http://www.toronto.ca/TWONTO#00350
144416 | WTR-PHL-FEQ-0014-SUS | Fire Prevention, Extinguisher, High Level Pumping Station, Crew Locker Area | WTR-SUSPENDED | Suspended Obsolete entity for storage purpose | Fire Prevention | Fire Equipment | 45032 | FEQ | http://www.toronto.ca/TWONTO#00350
144417 | WTR-PHL-FEQ-0015-SUS | Fire Prevention, Extinguisher, High Level Pumping Station, Ground Fl. Office Hallway, South door | WTR-SUSPENDED | Suspended Obsolete entity for storage purpose | Fire Prevention | Fire Equipment | 45033 | FEQ | http://www.toronto.ca/TWONTO#00350
144418 | WTR-PHL-FEQ-0016-SUS | Fire Prevention, Extinguisher, High Level Pumping Station, Main Control Room, South Exit | WTR-PHL-FEQ-SUS | Fire Equipment, High Level Pumping Station |  | Fire Equipment | 45034 | FEQ | http://www.toronto.ca/TWONTO#00350
144419 | WTR-PHL-FEQ-0017-SUS | Fire Prevention, Extinguisher, High Level Pumping Station, Server Room, East of Control Room | WTR-PHL-FEQ-SUS | Fire Equipment, High Level Pumping Station |  | Fire Equipment | 45035 | FEQ | http://www.toronto.ca/TWONTO#00350
144420 | WTR-PHL-FEQ-0017-SUS | Fire Prevention, Extinguisher, High Level Pumping Station, Server Room, East of Control Room | WTR-SUSPENDED | Suspended Obsolete entity for storage purpose |  | Fire Equipment | 45035 | FEQ | http://www.toronto.ca/TWONTO#00350
144421 | WTR-PHL-FEQ-0018-SUS | Fire Prevention, Extinguisher, High Level Pumping Station, Crew Room | WTR-PHL-FEQ-SUS | Fire Equipment, High Level Pumping Station |  | Fire Equipment | 45036 | FEQ | http://www.toronto.ca/TWONTO#00350
144422 | WTR-PHL-FEQ-0019-SUS | Fire Prevention, Extinguisher, High Level Pumping Station, Kitchen, Ground Floor, Supervisor Area | WTR-PHL-FEQ-SUS | Fire Equipment, High Level Pumping Station |  | Fire Equipment | 45037 | FEQ | http://www.toronto.ca/TWONTO#00350
144423 | WTR-PHL-FEQ-0019-SUS | Fire Prevention, Extinguisher, High Level Pumping Station, Kitchen, Ground Floor, Supervisor Area | WTR-SUSPENDED | Suspended Obsolete entity for storage purpose |  | Fire Equipment | 45037 | FEQ | http://www.toronto.ca/TWONTO#00350
144424 | WTR-PHL-FEQ-0020-SUS | Fire Prevention, Extinguisher, High Level Pumping Station, 2nd Floor Offices, Entrance | WTR-PHL-FEQ-SUS | Fire Equipment, High Level Pumping Station |  | Fire Equipment | 45038 | FEQ | http://www.toronto.ca/TWONTO#00350
144425 | WTR-PHL-FEQ-0020-SUS | Fire Prevention, Extinguisher, High Level Pumping Station, 2nd Floor Offices, Entrance | WTR-SUSPENDED | Suspended Obsolete entity for storage purpose |  | Fire Equipment | 45038 | FEQ | http://www.toronto.ca/TWONTO#00350
144426 | WTR-PHL-FEQ-0021-SUS | Fire Prevention, Extinguisher, High Level Pumping Station, 2nd Floor Offices, North exit | WTR-PHL-FEQ-SUS | Fire Equipment, High Level Pumping Station |  | Fire Equipment | 45039 | FEQ | http://www.toronto.ca/TWONTO#00350
144427 | WTR-PHL-FEQ-0022-SUS | Fire Prevention, Extinguisher, High Level Pumping Station, 2nd Floor, Outside Training Room | WTR-SUSPENDED | Suspended Obsolete entity for storage purpose | Fire Prevention,Extinguisher | Fire Equipment | 45040 | FEQ | http://www.toronto.ca/TWONTO#00350
144428 | WTR-PHL-FEQ-0024-SUS | Fire Prevention, Extinguisher, High Level Pumping Station, Machine Shop | WTR-PHL-FEQ-SUS | Fire Equipment, High Level Pumping Station | Fire Prevention,Extinguisher | Fire Equipment | 45042 | FEQ | http://www.toronto.ca/TWONTO#00350
144429 | WTR-PHL-FEQ-0025-SUS | Fire Prevention, Extinguisher, High Level Pumping Station, Truck #080074 | WTR-CENTRAL-SES | Safety & Lifting Devices | Fire Prevention,Extinguisher | Fire Equipment | 45043 | FEQ | http://www.toronto.ca/TWONTO#00350
144430 | WTR-PHL-FEQ-0025-SUS | Fire Prevention, Extinguisher, High Level Pumping Station, Truck #080074 | WTR-SUSPENDED | Suspended Obsolete entity for storage purpose | Fire Prevention,Extinguisher | Fire Equipment | 45043 | FEQ | http://www.toronto.ca/TWONTO#00350
144431 | WTR-PHL-FEQ-0026-SUS | Fire Prevention, Extinguisher, High Level Pumping Station, Truck #080049 | WTR-CENTRAL-SES | Safety & Lifting Devices | Fire Prevention,Extinguisher | Fire Equipment | 45044 | FEQ | http://www.toronto.ca/TWONTO#00350
144432 | WTR-PHL-FEQ-0027-SUS | Fire Prevention, Extinguisher, High Level Pumping Station, Truck #065041 | WTR-SUSPENDED | Suspended Obsolete entity for storage purpose | Fire Prevention,Extinguisher | Fire Equipment | 45045 | FEQ | http://www.toronto.ca/TWONTO#00350
144433 | WTR-PHL-FEQ-0028-SUS | Fire Prevention, Extinguisher, High Level Pumping Station, Truck #145021 | WTR-SUSPENDED | Suspended Obsolete entity for storage purpose | Fire Prevention,Extinguisher | Fire Equipment | 45046 | FEQ | http://www.toronto.ca/TWONTO#00350
144434 | WTR-PHL-FEQ-0029-SUS | Fire Prevention, Extinguisher, High Level Pumping Station, Truck #145021 | WTR-CENTRAL-SES | Safety & Lifting Devices | Fire Prevention,Extinguisher | Fire Equipment | 45047 | FEQ | http://www.toronto.ca/TWONTO#00350
144435 | WTR-PHL-FEQ-0030-SUS | Fire Prevention, Extinguisher, High Level Pumping Station, Basement | WTR-CENTRAL-SES | Safety & Lifting Devices | Fire Prevention,Extinguisher | Fire Equipment | 45048 | FEQ | http://www.toronto.ca/TWONTO#00350
144436 | WTR-PHL-FEQ-0031 | Fire Prevention, Fire Hydrant (Hansen ID HY31050), High Level Pumping Station, 235 Cottingham St, East side of building | WTR-SUSPENDED | Suspended Obsolete entity for storage purpose | Fire Prevention,Hydrant | Fire Equipment |  | FEQ | http://www.toronto.ca/TWONTO#00432
144437 | WTR-PHL-FEQ-0032-SUS | Fire Prevention, Extinguisher, High Level Pumping Station, 40 Rathnelly, Upstairs | WTR-SUSPENDED | Suspended Obsolete entity for storage purpose | Fire Prevention | Fire Equipment | 45050 | FEQ | http://www.toronto.ca/TWONTO#00350
144438 | WTR-PHL-FEQ-0033-SUS | Fire Prevention, Extinguisher, High Level Pumping Station, 40 Rathnelly, MainFloor/Basement stairs | WTR-SUSPENDED | Suspended Obsolete entity for storage purpose | Fire Prevention | Fire Equipment | 45051 | FEQ | http://www.toronto.ca/TWONTO#00350
144439 | WTR-PHL-FEQ-0034-SUS | Fire Prevention, Extinguisher, High Level Pumping Station, 40 Rathnelly, Basement | WTR-PHL-ENGHOUSE | Engineers House, 40 Rathnelly | Fire Prevention | Fire Equipment | 45052 | FEQ | http://www.toronto.ca/TWONTO#00350
144440 | WTR-PHL-FEQ-0035 | Detector, Smoke/CO, High Level Pumping Station, 40 Rathnelly, Upstairs Hall Ceiling | WTR-PHL-ENGHOUSE | Engineers House, 40 Rathnelly | Fire Prevention | Fire Equipment |  | FEQ | http://www.toronto.ca/TWONTO#00362
144441 | WTR-PHL-FEQ-0036 | Detector, Smoke/CO, High Level Pumping Station, 40 Rathnelly, Upstairs Hall Wall | WTR-PHL-FEQ-SUS | Fire Equipment, High Level Pumping Station | Fire Prevention | Fire Equipment |  | FEQ | http://www.toronto.ca/TWONTO#00362
144442 | WTR-PHL-FEQ-0036 | Detector, Smoke/CO, High Level Pumping Station, 40 Rathnelly, Upstairs Hall Wall | WTR-SUSPENDED | Suspended Obsolete entity for storage purpose | Fire Prevention | Fire Equipment |  | FEQ | http://www.toronto.ca/TWONTO#00362
144443 | WTR-PHL-FEQ-0037 | Detector, Smoke/CO, High Level Pumping Station, 40 Rathnelly, Main Floor Ceiling | WTR-PHL-FEQ-SUS | Fire Equipment, High Level Pumping Station | Fire Prevention | Fire Equipment |  | FEQ | http://www.toronto.ca/TWONTO#00362
144444 | WTR-PHL-FEQ-0038 | Detector, Smoke/CO, High Level Pumping Station, 40 Rathnelly, Basement Ceiling | WTR-PHL-FEQ-SUS | Fire Equipment, High Level Pumping Station | Fire Prevention | Fire Equipment |  | FEQ | http://www.toronto.ca/TWONTO#00362
144445 | WTR-PHL-FEQ-0038 | Detector, Smoke/CO, High Level Pumping Station, 40 Rathnelly, Basement Ceiling | WTR-SUSPENDED | Suspended Obsolete entity for storage purpose | Fire Prevention | Fire Equipment |  | FEQ | http://www.toronto.ca/TWONTO#00362
144446 | WTR-PHL-FEQ-0039 | Detector, Smoke/CO, High Level Pumping Station, 40 Rathnelly, Basement | WTR-SUSPENDED | Suspended Obsolete entity for storage purpose | Fire Prevention | Fire Equipment |  | FEQ | http://www.toronto.ca/TWONTO#00362
144447 | WTR-PHL-FEQ-0040 | Detector, Smoke/CO, High Level Pumping Station, 40 Rathnelly, Main Floor | WTR-PHL-ENGHOUSE | Engineers House, 40 Rathnelly | Fire Prevention | Fire Equipment |  | FEQ | http://www.toronto.ca/TWONTO#00362
144448 | WTR-PHL-FEQ-0041 | Detector, Smoke/CO, High Level Pumping Station, 40 Rathnelly, Upstairs | WTR-PHL-FEQ-SUS | Fire Equipment, High Level Pumping Station | Fire Prevention | Fire Equipment |  | FEQ | http://www.toronto.ca/TWONTO#00362
144449 | WTR-PHL-FEQ-0041 | Detector, Smoke/CO, High Level Pumping Station, 40 Rathnelly, Upstairs | WTR-SUSPENDED | Suspended Obsolete entity for storage purpose | Fire Prevention | Fire Equipment |  | FEQ | http://www.toronto.ca/TWONTO#00362
144782 | WTR-PJO-FEQ-0001-SUS | Fire Prevention, Extinguisher, Wm. H. Johnston Pumping Station, Ground Floor Middle | WTR-PJO-FEQ-SUS | Fire Equipment, Wm. H. Johnston Pumping Station | Fire Prevention,Extinguisher | Fire Equipment | 45106 | FEQ | http://www.toronto.ca/TWONTO#00350
144783 | WTR-PJO-FEQ-0003-SUS | Fire Prevention, Extinguisher, Wm. H. Johnston Pumping Station, Electrical Room | WTR-PJO-FEQ-SUS | Fire Equipment, Wm. H. Johnston Pumping Station | Fire Prevention,Extinguisher | Fire Equipment | 45108 | FEQ | http://www.toronto.ca/TWONTO#00350
144784 | WTR-PJO-FEQ-0004-SUS | Fire Prevention, Extinguisher, Wm. H. Johnston Pumping Station, Basement | WTR-SUSPENDED | Suspended Obsolete entity for storage purpose | Fire Prevention,Extinguisher | Fire Equipment | 45109 | FEQ | http://www.toronto.ca/TWONTO#00350
144785 | WTR-PJO-FEQ-SUS | Fire Equipment, Wm. H. Johnston Pumping Station | WTR-PJO | Wm. H. Johnston Pumping Station |  | Fire Equipment | 45105 |  | http://www.toronto.ca/TWONTO#00260
144786 | WTR-PJO-FEQ-SUS | Fire Equipment, Wm. H. Johnston Pumping Station | WTR-SUSPENDED | Suspended Obsolete entity for storage purpose |  | Fire Equipment | 45105 |  | http://www.toronto.ca/TWONTO#00260
144905 | WTR-PJS-FEQ-0001-SUS | Fire Prevention, Extinguisher, John Street Pumping Station, Electrical Room | WTR-SUSPENDED | Suspended Obsolete entity for storage purpose | Fire Prevention,Extinguisher | Fire Equipment | 45119 | FEQ | http://www.toronto.ca/TWONTO#00350
144906 | WTR-PJS-FEQ-0002-SUS | Fire Prevention, Extinguisher, John Street Pumping Station, HVAC Room | WTR-PJS-FEQ-SUS | Fire Equipment, John Street Pumping Station | Fire Prevention,Extinguisher | Fire Equipment | 45120 | FEQ | http://www.toronto.ca/TWONTO#00350
144907 | WTR-PJS-FEQ-0002-SUS | Fire Prevention, Extinguisher, John Street Pumping Station, HVAC Room | WTR-SUSPENDED | Suspended Obsolete entity for storage purpose | Fire Prevention,Extinguisher | Fire Equipment | 45120 | FEQ | http://www.toronto.ca/TWONTO#00350
144908 | WTR-PJS-FEQ-0003-SUS | Fire Prevention, Extinguisher, John Street Pumping Station, HVAC Room | WTR-PJS-FEQ-SUS | Fire Equipment, John Street Pumping Station | Fire Prevention,Extinguisher | Fire Equipment | 45121 | FEQ | http://www.toronto.ca/TWONTO#00350
144909 | WTR-PJS-FEQ-0003-SUS | Fire Prevention, Extinguisher, John Street Pumping Station, HVAC Room | WTR-SUSPENDED | Suspended Obsolete entity for storage purpose | Fire Prevention,Extinguisher | Fire Equipment | 45121 | FEQ | http://www.toronto.ca/TWONTO#00350
144910 | WTR-PJS-FEQ-0004-SUS | Fire Prevention, Extinguisher, John Street Pumping Station, Lower North West Basement Level | WTR-PJS-FEQ-SUS | Fire Equipment, John Street Pumping Station | Fire Prevention,Extinguisher | Fire Equipment | 45122 | FEQ | http://www.toronto.ca/TWONTO#00350
144911 | WTR-PJS-FEQ-0007-SUS | Fire Prevention, Extinguisher, John Street Pumping Station, Lower South East Basement Level | WTR-SUSPENDED | Suspended Obsolete entity for storage purpose | Fire Prevention,Extinguisher | Fire Equipment | 45125 | FEQ | http://www.toronto.ca/TWONTO#00350
144912 | WTR-PJS-FEQ-0008-SUS | Fire Prevention, Extinguisher, John Street Pumping Station, Lower South Basement Level | WTR-PJS-FEQ-SUS | Fire Equipment, John Street Pumping Station | Fire Prevention,Extinguisher | Fire Equipment | 45126 | FEQ | http://www.toronto.ca/TWONTO#00350
144913 | WTR-PJS-FEQ-0009-SUS | Fire Prevention, Extinguisher, John Street Pumping Station, Lower North Basement Level | WTR-PJS-FEQ-SUS | Fire Equipment, John Street Pumping Station | Fire Prevention,Extinguisher | Fire Equipment | 45127 | FEQ | http://www.toronto.ca/TWONTO#00350
144914 | WTR-PJS-FEQ-0010-SUS | Fire Prevention, Extinguisher, John Street Pumping Station, Truck Loading Dock | WTR-PJS-FEQ-SUS | Fire Equipment, John Street Pumping Station | Fire Prevention,Extinguisher | Fire Equipment | 45128 | FEQ | http://www.toronto.ca/TWONTO#00350
144915 | WTR-PJS-FEQ-0011-SUS | Fire Prevention, Extinguisher, John Street Pumping Station, Storage Room | WTR-SUSPENDED | Suspended Obsolete entity for storage purpose | Fire Prevention,Extinguisher | Fire Equipment | 45129 | FEQ | http://www.toronto.ca/TWONTO#00350
144916 | WTR-PJS-FEQ-0012-SUS | Fire Prevention, Extinguisher, John Street Pumping Station, Storage Room | WTR-PJS-FEQ-SUS | Fire Equipment, John Street Pumping Station | Fire Prevention,Extinguisher | Fire Equipment | 45130 | FEQ | http://www.toronto.ca/TWONTO#00350
144917 | WTR-PJS-FEQ-0013-SUS | Fire Prevention, Extinguisher, John Street Pumping Station, RPU Room | WTR-PJS-FEQ-SUS | Fire Equipment, John Street Pumping Station | Fire Prevention,Extinguisher | Fire Equipment | 45131 | FEQ | http://www.toronto.ca/TWONTO#00350
144918 | WTR-PJS-FEQ-0014-SUS | Fire Prevention, Extinguisher, John Street Pumping Station, High Voltage Room | WTR-SUSPENDED | Suspended Obsolete entity for storage purpose | Fire Prevention,Extinguisher | Fire Equipment | 45132 | FEQ | http://www.toronto.ca/TWONTO#00350
144919 | WTR-PJS-FEQ-0016-SUS | Fire Prevention, Extinguisher, John Street Pumping Station, Surge Tank Room | WTR-PJS-FEQ-SUS | Fire Equipment, John Street Pumping Station | Fire Prevention,Extinguisher | Fire Equipment | 45134 | FEQ | http://www.toronto.ca/TWONTO#00350
144920 | WTR-PJS-FEQ-0016-SUS | Fire Prevention, Extinguisher, John Street Pumping Station, Surge Tank Room | WTR-SUSPENDED | Suspended Obsolete entity for storage purpose | Fire Prevention,Extinguisher | Fire Equipment | 45134 | FEQ | http://www.toronto.ca/TWONTO#00350
144921 | WTR-PJS-FEQ-0017-SUS | Fire Prevention, Extinguisher, John Street Pumping Station, HVAC Room | WTR-PJS-FEQ-SUS | Fire Equipment, John Street Pumping Station | Fire Prevention,Extinguisher | Fire Equipment | 45135 | FEQ | http://www.toronto.ca/TWONTO#00350
144922 | WTR-PJS-FEQ-0019-SUS | Fire Prevention, Extinguisher, John Street Pumping Station, Main Pump Room | WTR-SUSPENDED | Suspended Obsolete entity for storage purpose | Fire Prevention,Extinguisher | Fire Equipment | 45137 | FEQ | http://www.toronto.ca/TWONTO#00350
144923 | WTR-PJS-FEQ-0021-SUS | Fire Prevention, Extinguisher, John Street Pumping Station, Main Pump Room | WTR-SUSPENDED | Suspended Obsolete entity for storage purpose | Fire Prevention,Extinguisher | Fire Equipment | 45139 | FEQ | http://www.toronto.ca/TWONTO#00350
144924 | WTR-PJS-FEQ-0022-SUS | Fire Prevention, Extinguisher, John Street Pumping Station, Main Control Room | WTR-PJS-FEQ-SUS | Fire Equipment, John Street Pumping Station | Fire Prevention,Extinguisher | Fire Equipment | 45140 | FEQ | http://www.toronto.ca/TWONTO#00350
144925 | WTR-PJS-FEQ-0022-SUS | Fire Prevention, Extinguisher, John Street Pumping Station, Main Control Room | WTR-SUSPENDED | Suspended Obsolete entity for storage purpose | Fire Prevention,Extinguisher | Fire Equipment | 45140 | FEQ | http://www.toronto.ca/TWONTO#00350
144926 | WTR-PJS-FEQ-0023-SUS | Fire Prevention, Extinguisher, John Street Pumping Station, Truck Loading Dock | WTR-PJS-FEQ-SUS | Fire Equipment, John Street Pumping Station | Fire Prevention,Extinguisher | Fire Equipment | 45141 | FEQ | http://www.toronto.ca/TWONTO#00350
144927 | WTR-PJS-FEQ-0023-SUS | Fire Prevention, Extinguisher, John Street Pumping Station, Truck Loading Dock | WTR-SUSPENDED | Suspended Obsolete entity for storage purpose | Fire Prevention,Extinguisher | Fire Equipment | 45141 | FEQ | http://www.toronto.ca/TWONTO#00350
144928 | WTR-PJS-FEQ-0024-SUS | Fire Prevention, Extinguisher, John Street Pumping Station, Storage Room | WTR-SUSPENDED | Suspended Obsolete entity for storage purpose | Fire Prevention,Extinguisher | Fire Equipment | 45142 | FEQ | http://www.toronto.ca/TWONTO#00350
145291 | WTR-PKL-FEQ-0001-SUS | Fire Prevention, Extinguisher, Keele Pumping Station, Pump Room, South Wall | WTR-SUSPENDED | Suspended Obsolete entity for storage purpose | Fire Prevention,Extinguisher | Fire Equipment | 45180 | FEQ | http://www.toronto.ca/TWONTO#00350
145292 | WTR-PKL-FEQ-0002-SUS | Fire Prevention, Extinguisher, Keele Pumping Station, Entrance | WTR-PKL-FEQ-SUS | Fire Equipment, Keele Pumping Station | Fire Prevention,Extinguisher | Fire Equipment | 45181 | FEQ | http://www.toronto.ca/TWONTO#00350
145293 | WTR-PKL-FEQ-0003-SUS | Fire Prevention, Extinguisher, Keele Pumping Station, North Wall | WTR-PKL-FEQ-SUS | Fire Equipment, Keele Pumping Station | Fire Prevention,Extinguisher | Fire Equipment | 45182 | FEQ | http://www.toronto.ca/TWONTO#00350
145425 | WTR-PKN-FEQ-0001-SUS | Fire Prevention, Extinguisher, Kennedy Pumping Station, Pump Room | WTR-PKN-FEQ-SUS | Fire Equipment, Kennedy Pumping Station | Fire Prevention,Extinguisher | Fire Equipment | 45192 | FEQ | http://www.toronto.ca/TWONTO#00350
145426 | WTR-PKN-FEQ-0002-SUS | Fire Prevention, Extinguisher, Kennedy Pumping Station, Pump Room | WTR-PKN-FEQ-SUS | Fire Equipment, Kennedy Pumping Station | Fire Prevention,Extinguisher | Fire Equipment | 45193 | FEQ | http://www.toronto.ca/TWONTO#00350
145427 | WTR-PKN-FEQ-0002-SUS | Fire Prevention, Extinguisher, Kennedy Pumping Station, Pump Room | WTR-SUSPENDED | Suspended Obsolete entity for storage purpose | Fire Prevention,Extinguisher | Fire Equipment | 45193 | FEQ | http://www.toronto.ca/TWONTO#00350
145541 | WTR-PLW-FEQ-0002-SUS | Fire Prevention, Extinguisher, Lawrence Pumping Station, Pump Room, Near Pump #4 | WTR-PLW-FEQ-SUS | Fire Equipment, Lawrence Pumping Station | Fire Prevention | Fire Equipment | 45201 | FEQ | http://www.toronto.ca/TWONTO#00350
145542 | WTR-PLW-FEQ-0002-SUS | Fire Prevention, Extinguisher, Lawrence Pumping Station, Pump Room, Near Pump #4 | WTR-SUSPENDED | Suspended Obsolete entity for storage purpose | Fire Prevention | Fire Equipment | 45201 | FEQ | http://www.toronto.ca/TWONTO#00350
145543 | WTR-PLW-FEQ-0003-SUS | Fire Prevention, Extinguisher, Lawrence Pumping Station, Pump Room, West Wall | WTR-PLW-FEQ-SUS | Fire Equipment, Lawrence Pumping Station | Fire Prevention | Fire Equipment | 45203 | FEQ | http://www.toronto.ca/TWONTO#00350
145544 | WTR-PLW-FEQ-0003-SUS | Fire Prevention, Extinguisher, Lawrence Pumping Station, Pump Room, West Wall | WTR-SUSPENDED | Suspended Obsolete entity for storage purpose | Fire Prevention | Fire Equipment | 45203 | FEQ | http://www.toronto.ca/TWONTO#00350
145545 | WTR-PLW-FEQ-0004-SUS | Fire Prevention, Extinguisher, Lawrence Pumping Station, Battery Room | WTR-PLW-FEQ-SUS | Fire Equipment, Lawrence Pumping Station | Fire Prevention | Fire Equipment | 45204 | FEQ | http://www.toronto.ca/TWONTO#00350
145546 | WTR-PLW-FEQ-0004-SUS | Fire Prevention, Extinguisher, Lawrence Pumping Station, Battery Room | WTR-SUSPENDED | Suspended Obsolete entity for storage purpose | Fire Prevention | Fire Equipment | 45204 | FEQ | http://www.toronto.ca/TWONTO#00350
145547 | WTR-PLW-FEQ-0005-SUS | Fire Prevention, Extinguisher, Lawrence Pumping Station, Crew Room | WTR-SUSPENDED | Suspended Obsolete entity for storage purpose | Fire Prevention | Fire Equipment | 45205 | FEQ | http://www.toronto.ca/TWONTO#00350
145548 | WTR-PLW-FEQ-0007-SUS | Fire Prevention, Extinguisher, Lawrence Pumping Station, South Office | WTR-SUSPENDED | Suspended Obsolete entity for storage purpose | Fire Prevention | Fire Equipment | 45207 | FEQ | http://www.toronto.ca/TWONTO#00350
145549 | WTR-PLW-FEQ-0008-SUS | Fire Prevention, Extinguisher, Lawrence Pumping Station, Lunch Room | WTR-PLW-FEQ-SUS | Fire Equipment, Lawrence Pumping Station | Fire Prevention | Fire Equipment | 45208 | FEQ | http://www.toronto.ca/TWONTO#00350
145550 | WTR-PLW-FEQ-0009-SUS | Fire Prevention, Extinguisher, Lawrence Pumping Station, Electrical Room | WTR-PLW-FEQ-SUS | Fire Equipment, Lawrence Pumping Station | Fire Prevention | Fire Equipment | 45209 | FEQ | http://www.toronto.ca/TWONTO#00350
145551 | WTR-PLW-FEQ-0009-SUS | Fire Prevention, Extinguisher, Lawrence Pumping Station, Electrical Room | WTR-SUSPENDED | Suspended Obsolete entity for storage purpose | Fire Prevention | Fire Equipment | 45209 | FEQ | http://www.toronto.ca/TWONTO#00350
145552 | WTR-PLW-FEQ-0010-SUS | Fire Prevention, Extinguisher, Lawrence Pumping Station, East Entrance | WTR-SUSPENDED | Suspended Obsolete entity for storage purpose | Fire Prevention | Fire Equipment | 45210 | FEQ | http://www.toronto.ca/TWONTO#00350
145553 | WTR-PLW-FEQ-0011-SUS | Fire Prevention, Extinguisher, Lawrence Pumping Station, Electrical Room | WTR-PLW-FEQ-SUS | Fire Equipment, Lawrence Pumping Station | Fire Prevention | Fire Equipment | 45211 | FEQ | http://www.toronto.ca/TWONTO#00350
145712 | WTR-PMI-CP-0007-SUS | Control Panel, Fire System, Milliken Pumping Station, Main entrance door | WTR-PMI-FEQ-SUS | Fire Equipment, Milliken Pumping Station | Control Panel,Operator | Fire Equipment | 45218 | CP | http://www.toronto.ca/TWONTO#00154
145757 | WTR-PMI-FEQ-0001-SUS | Fire Prevention, Extinguisher, Milliken Pumping Station, East Pump Room, West Wall, South | WTR-PMI-FEQ-SUS | Fire Equipment, Milliken Pumping Station | Fire Prevention,Extinguisher | Fire Equipment | 45220 | FEQ | http://www.toronto.ca/TWONTO#00350
145758 | WTR-PMI-FEQ-0001-SUS | Fire Prevention, Extinguisher, Milliken Pumping Station, East Pump Room, West Wall, South | WTR-SUSPENDED | Suspended Obsolete entity for storage purpose | Fire Prevention,Extinguisher | Fire Equipment | 45220 | FEQ | http://www.toronto.ca/TWONTO#00350
145759 | WTR-PMI-FEQ-0005-SUS | Fire Prevention, Extinguisher, Milliken Pumping Station East Pump Room, MCC | WTR-PMI-FEQ-SUS | Fire Equipment, Milliken Pumping Station | Fire Prevention,Extinguisher | Fire Equipment | 45224 | FEQ | http://www.toronto.ca/TWONTO#00350
145760 | WTR-PMI-FEQ-0007-SUS | Fire Prevention, Extinguisher, Milliken Pumping Station, West Pump Room, North Wall | WTR-PMI-FEQ-SUS | Fire Equipment, Milliken Pumping Station | Fire Prevention,Extinguisher | Fire Equipment | 45226 | FEQ | http://www.toronto.ca/TWONTO#00350
145761 | WTR-PMI-FEQ-0008-SUS | Fire Prevention, Extinguisher, Milliken Pumping Station, West Pump Room, West Wall, between Pumps 10 & 11 | WTR-PMI-FEQ-SUS | Fire Equipment, Milliken Pumping Station |  | Fire Equipment | 45227 | FEQ | http://www.toronto.ca/TWONTO#00350
145762 | WTR-PMI-FEQ-0008-SUS | Fire Prevention, Extinguisher, Milliken Pumping Station, West Pump Room, West Wall, between Pumps 10 & 11 | WTR-SUSPENDED | Suspended Obsolete entity for storage purpose |  | Fire Equipment | 45227 | FEQ | http://www.toronto.ca/TWONTO#00350
145763 | WTR-PMI-FEQ-0009-SUS | Fire Prevention, Extinguisher, Milliken Pumping Station, West Pump Room, West Wall near Pump 12 | WTR-PMI-FEQ-SUS | Fire Equipment, Milliken Pumping Station | Fire Prevention,Extinguisher | Fire Equipment | 45228 | FEQ | http://www.toronto.ca/TWONTO#00350
145764 | WTR-PMI-FEQ-0009-SUS | Fire Prevention, Extinguisher, Milliken Pumping Station, West Pump Room, West Wall near Pump 12 | WTR-SUSPENDED | Suspended Obsolete entity for storage purpose | Fire Prevention,Extinguisher | Fire Equipment | 45228 | FEQ | http://www.toronto.ca/TWONTO#00350
145765 | WTR-PMI-FEQ-0010-SUS | Fire Prevention, Extinguisher, Milliken Pumping Station, West Pump Room, East Wall between Pumps 6 & 7 | WTR-PMI-FEQ-SUS | Fire Equipment, Milliken Pumping Station |  | Fire Equipment | 45229 | FEQ | http://www.toronto.ca/TWONTO#00350
145766 | WTR-PMI-FEQ-0010-SUS | Fire Prevention, Extinguisher, Milliken Pumping Station, West Pump Room, East Wall between Pumps 6 & 7 | WTR-SUSPENDED | Suspended Obsolete entity for storage purpose |  | Fire Equipment | 45229 | FEQ | http://www.toronto.ca/TWONTO#00350
145767 | WTR-PMI-FEQ-0011-SUS | Fire Prevention, Extinguisher, Milliken Pumping Station, West Pump Room, East Wall near Pump 11 | WTR-SUSPENDED | Suspended Obsolete entity for storage purpose |  | Fire Equipment | 45230 | FEQ | http://www.toronto.ca/TWONTO#00350
145768 | WTR-PMI-FEQ-0012-SUS | Fire Prevention, Extinguisher, Milliken Pumping Station, West Pump Room, South Exit | WTR-SUSPENDED | Suspended Obsolete entity for storage purpose | Fire Prevention,Extinguisher | Fire Equipment | 45231 | FEQ | http://www.toronto.ca/TWONTO#00350
145769 | WTR-PMI-FEQ-0013-SUS | Fire Prevention, Extinguisher, Milliken Pumping Station, West Pump Room, Basement by entrance | WTR-SUSPENDED | Suspended Obsolete entity for storage purpose | Fire Prevention,Extinguisher | Fire Equipment | 45232 | FEQ | http://www.toronto.ca/TWONTO#00350
145770 | WTR-PMI-FEQ-0014-SUS | Fire Prevention, Extinguisher, Milliken Pumping Station, West Pump Room, Basement by PDIT-1001 | WTR-PMI-FEQ-SUS | Fire Equipment, Milliken Pumping Station | Fire Prevention,Extinguisher | Fire Equipment | 45233 | FEQ | http://www.toronto.ca/TWONTO#00350
145771 | WTR-PMI-FEQ-0015-SUS | Fire Prevention, Extinguisher, Milliken Pumping Station, West Pump Room, Basement by PDIT-0701 | WTR-PMI-FEQ-SUS | Fire Equipment, Milliken Pumping Station | Fire Prevention,Extinguisher | Fire Equipment | 45234 | FEQ | http://www.toronto.ca/TWONTO#00350
145772 | WTR-PMI-FEQ-0015-SUS | Fire Prevention, Extinguisher, Milliken Pumping Station, West Pump Room, Basement by PDIT-0701 | WTR-SUSPENDED | Suspended Obsolete entity for storage purpose | Fire Prevention,Extinguisher | Fire Equipment | 45234 | FEQ | http://www.toronto.ca/TWONTO#00350
145773 | WTR-PMI-FEQ-0016-SUS | Fire Prevention, Extinguisher, Milliken Pumping Station, West Pump Room, Basement by vacuum pumps | WTR-SUSPENDED | Suspended Obsolete entity for storage purpose | Fire Prevention,Extinguisher | Fire Equipment | 45235 | FEQ | http://www.toronto.ca/TWONTO#00350
145774 | WTR-PMI-FEQ-0018-SUS | Fire Prevention, Extinguisher, Milliken Pumping Station, MCC Room, East Wall | WTR-PMI-FEQ-SUS | Fire Equipment, Milliken Pumping Station | Fire Prevention,Extinguisher | Fire Equipment | 45237 | FEQ | http://www.toronto.ca/TWONTO#00350
145775 | WTR-PMI-FEQ-0018-SUS | Fire Prevention, Extinguisher, Milliken Pumping Station, MCC Room, East Wall | WTR-SUSPENDED | Suspended Obsolete entity for storage purpose | Fire Prevention,Extinguisher | Fire Equipment | 45237 | FEQ | http://www.toronto.ca/TWONTO#00350
145776 | WTR-PMI-FEQ-0019-SUS | Fire Prevention, Extinguisher, Milliken Pumping Station, MCC Room, South Wall | WTR-PMI-FEQ-SUS | Fire Equipment, Milliken Pumping Station | Fire Prevention,Extinguisher | Fire Equipment | 45238 | FEQ | http://www.toronto.ca/TWONTO#00350
145777 | WTR-PMI-FEQ-0020-SUS | Fire Prevention, Extinguisher, Milliken Pumping Station, MCC Room, West Wall | WTR-PMI-FEQ-SUS | Fire Equipment, Milliken Pumping Station | Fire Prevention,Extinguisher | Fire Equipment | 45239 | FEQ | http://www.toronto.ca/TWONTO#00350
145778 | WTR-PMI-FEQ-0021-SUS | Fire Prevention, Extinguisher, Milliken Pumping Station, Generator Room, Beside Genset #2 | WTR-PMI-FEQ-SUS | Fire Equipment, Milliken Pumping Station | Fire Prevention,Extinguisher | Fire Equipment | 45240 | FEQ | http://www.toronto.ca/TWONTO#00350
145779 | WTR-PMI-FEQ-0021-SUS | Fire Prevention, Extinguisher, Milliken Pumping Station, Generator Room, Beside Genset #2 | WTR-SUSPENDED | Suspended Obsolete entity for storage purpose | Fire Prevention,Extinguisher | Fire Equipment | 45240 | FEQ | http://www.toronto.ca/TWONTO#00350
145780 | WTR-PMI-FEQ-0024-SUS | Fire Prevention, Extinguisher, Milliken Pumping Station, Generator Room, West Wall | WTR-PMI-FEQ-SUS | Fire Equipment, Milliken Pumping Station | Fire Prevention,Extinguisher | Fire Equipment | 45243 | FEQ | http://www.toronto.ca/TWONTO#00350
145781 | WTR-PMI-FEQ-0025-SUS | Fire Prevention, Extinguisher, Milliken Pumping Station, Outside Chloronation Room | WTR-PMI-FEQ-SUS | Fire Equipment, Milliken Pumping Station | Fire Prevention,Extinguisher | Fire Equipment | 45244 | FEQ | http://www.toronto.ca/TWONTO#00350
145782 | WTR-PMI-FEQ-0026-SUS | Fire Prevention, Extinguisher, Milliken Pumping Station, Outside Chloronation Room | WTR-PMI-FEQ-SUS | Fire Equipment, Milliken Pumping Station | Fire Prevention,Extinguisher | Fire Equipment | 45245 | FEQ | http://www.toronto.ca/TWONTO#00350
145783 | WTR-PMI-FEQ-0026-SUS | Fire Prevention, Extinguisher, Milliken Pumping Station, Outside Chloronation Room | WTR-SUSPENDED | Suspended Obsolete entity for storage purpose | Fire Prevention,Extinguisher | Fire Equipment | 45245 | FEQ | http://www.toronto.ca/TWONTO#00350
145784 | WTR-PMI-FEQ-SUS | Fire Equipment, Milliken Pumping Station | WTR-SUSPENDED | Suspended Obsolete entity for storage purpose |  | Fire Equipment | 45219 |  | http://www.toronto.ca/TWONTO#00260
146126 | WTR-PPD-FEQ-0001-SUS | Fire Prevention, Extinguisher, Parkdale Pumping Station, Electrical Room | WTR-PPD-FEQ-SUS | Fire Equipment, Parkdale Pumping Station | Fire Prevention,Extinguisher | Fire Equipment | 45306 | FEQ | http://www.toronto.ca/TWONTO#00350
146127 | WTR-PPD-FEQ-0001-SUS | Fire Prevention, Extinguisher, Parkdale Pumping Station, Electrical Room | WTR-SUSPENDED | Suspended Obsolete entity for storage purpose | Fire Prevention,Extinguisher | Fire Equipment | 45306 | FEQ | http://www.toronto.ca/TWONTO#00350
146128 | WTR-PPD-FEQ-0002-SUS | Fire Prevention, Extinguisher, Parkdale Pumping Station, Pump Room, West Wall | WTR-PPD-FEQ-SUS | Fire Equipment, Parkdale Pumping Station | Fire Prevention | Fire Equipment | 45307 | FEQ | http://www.toronto.ca/TWONTO#00350
146129 | WTR-PPD-FEQ-0003-SUS | Fire Prevention, Extinguisher, Parkdale Pumping Station, Lunch Room | WTR-SUSPENDED | Suspended Obsolete entity for storage purpose | Fire Prevention | Fire Equipment | 45308 | FEQ | http://www.toronto.ca/TWONTO#00350
146130 | WTR-PPD-FEQ-0004-SUS | Fire Prevention, Extinguisher, Parkdale Pumping Station, Pump Room, East Wall | WTR-PPD-FEQ-SUS | Fire Equipment, Parkdale Pumping Station | Fire Prevention | Fire Equipment | 45309 | FEQ | http://www.toronto.ca/TWONTO#00350
146131 | WTR-PPD-FEQ-0004-SUS | Fire Prevention, Extinguisher, Parkdale Pumping Station, Pump Room, East Wall | WTR-SUSPENDED | Suspended Obsolete entity for storage purpose | Fire Prevention | Fire Equipment | 45309 | FEQ | http://www.toronto.ca/TWONTO#00350
146132 | WTR-PPD-FEQ-0005-SUS | Fire Prevention, Extinguisher, Parkdale Pumping Station, Second Floor, Centre | WTR-PPD-FEQ-SUS | Fire Equipment, Parkdale Pumping Station | Fire Prevention | Fire Equipment | 45310 | FEQ | http://www.toronto.ca/TWONTO#00350
146133 | WTR-PPD-FEQ-SUS | Fire Equipment, Parkdale Pumping Station | WTR-SUSPENDED | Suspended Obsolete entity for storage purpose |  | Fire Equipment | 45305 |  | http://www.toronto.ca/TWONTO#00260
146290 | WTR-PRH-FEQ-0001-SUS | Fire Prevention, Extinguisher, Rosehill Pumping Station, Pump Room | WTR-SUSPENDED | Suspended Obsolete entity for storage purpose | Fire Prevention,Extinguisher | Fire Equipment | 45341 | FEQ | http://www.toronto.ca/TWONTO#00350
146291 | WTR-PRH-FEQ-0002-SUS | Fire Prevention, Extinguisher, Rosehill Pumping Station, Pump Room | WTR-PRH-FEQ-SUS | Fire Equipment, Rosehill Pumping Station | Fire Prevention,Extinguisher | Fire Equipment | 45342 | FEQ | http://www.toronto.ca/TWONTO#00350
146292 | WTR-PRH-FEQ-0004-SUS | Fire Prevention, Extinguisher, Rosehill Pumping Station, Basement | WTR-PRH-FEQ-SUS | Fire Equipment, Rosehill Pumping Station | Fire Prevention,Extinguisher | Fire Equipment | 45344 | FEQ | http://www.toronto.ca/TWONTO#00350
146293 | WTR-PRH-FEQ-0004-SUS | Fire Prevention, Extinguisher, Rosehill Pumping Station, Basement | WTR-SUSPENDED | Suspended Obsolete entity for storage purpose | Fire Prevention,Extinguisher | Fire Equipment | 45344 | FEQ | http://www.toronto.ca/TWONTO#00350
146294 | WTR-PRH-FEQ-SUS | Fire Equipment, Rosehill Pumping Station | WTR-SUSPENDED | Suspended Obsolete entity for storage purpose |  | Fire Equipment | 45340 |  | http://www.toronto.ca/TWONTO#00260
146479 | WTR-PRV-FEQ-0001-SUS | Fire Prevention, Extinguisher, Richview Pumping Station, Main Floor North End | WTR-SUSPENDED | Suspended Obsolete entity for storage purpose | Fire Prevention,Extinguisher | Fire Equipment | 45356 | FEQ | http://www.toronto.ca/TWONTO#00350
146480 | WTR-PRV-FEQ-0002-SUS | Fire Prevention, Extinguisher, Richview Pumping Station, Main Floor South End | WTR-PRV-FEQ-SUS | Fire Equipment, Richview Pumping Station | Fire Prevention,Extinguisher | Fire Equipment | 45357 | FEQ | http://www.toronto.ca/TWONTO#00350
146481 | WTR-PRV-FEQ-0003-SUS | Fire Prevention, Extinguisher, Richview Pumping Station, Lower Level North End | WTR-PRV-FEQ-SUS | Fire Equipment, Richview Pumping Station | Fire Prevention,Extinguisher | Fire Equipment | 45358 | FEQ | http://www.toronto.ca/TWONTO#00350
146482 | WTR-PRV-FEQ-0003-SUS | Fire Prevention, Extinguisher, Richview Pumping Station, Lower Level North End | WTR-SUSPENDED | Suspended Obsolete entity for storage purpose | Fire Prevention,Extinguisher | Fire Equipment | 45358 | FEQ | http://www.toronto.ca/TWONTO#00350
146483 | WTR-PRV-FEQ-0005-SUS | Fire Prevention, Extinguisher, Richview Pumping Station, Lower Level by Pump 0100 | WTR-PRV-FEQ-SUS | Fire Equipment, Richview Pumping Station |  | Fire Equipment | 45360 | FEQ | http://www.toronto.ca/TWONTO#00350
146484 | WTR-PRV-FEQ-0005-SUS | Fire Prevention, Extinguisher, Richview Pumping Station, Lower Level by Pump 0100 | WTR-SUSPENDED | Suspended Obsolete entity for storage purpose |  | Fire Equipment | 45360 | FEQ | http://www.toronto.ca/TWONTO#00350
146485 | WTR-PRV-FEQ-0007-SUS | Fire Prevention, Extinguisher, Richview Pumping Station, Main Floor, middle of building | WTR-PRV-FEQ-SUS | Fire Equipment, Richview Pumping Station |  | Fire Equipment | 45362 | FEQ | http://www.toronto.ca/TWONTO#00350
146626 | WTR-PSA-FEQ-0001-SUS | Fire Prevention, Extinguisher, St. Albans Pumping Station, Main Entrance, Front Door | WTR-SUSPENDED | Suspended Obsolete entity for storage purpose | Fire Prevention | Fire Equipment | 45376 | FEQ | http://www.toronto.ca/TWONTO#00350
146627 | WTR-PSA-FEQ-0002-SUS | Fire Prevention, Extinguisher, St. Albans Pumping Station, Electrical Room | WTR-PSA-FEQ-SUS | Fire Equipment, St. Albans Pumping Station | Fire Prevention | Fire Equipment | 45377 | FEQ | http://www.toronto.ca/TWONTO#00350
146628 | WTR-PSA-FEQ-0002-SUS | Fire Prevention, Extinguisher, St. Albans Pumping Station, Electrical Room | WTR-SUSPENDED | Suspended Obsolete entity for storage purpose | Fire Prevention | Fire Equipment | 45377 | FEQ | http://www.toronto.ca/TWONTO#00350
146629 | WTR-PSA-FEQ-0003-SUS | Fire Prevention, Extinguisher, St. Albans Pumping Station, Pump Room, North Exit | WTR-PSA-FEQ-SUS | Fire Equipment, St. Albans Pumping Station | Fire Prevention | Fire Equipment | 45378 | FEQ | http://www.toronto.ca/TWONTO#00350
146630 | WTR-PSA-FEQ-0003-SUS | Fire Prevention, Extinguisher, St. Albans Pumping Station, Pump Room, North Exit | WTR-SUSPENDED | Suspended Obsolete entity for storage purpose | Fire Prevention | Fire Equipment | 45378 | FEQ | http://www.toronto.ca/TWONTO#00350
146631 | WTR-PSA-FEQ-0004-SUS | Fire Prevention, Extinguisher, St. Albans Pumping Station, Basement | WTR-SUSPENDED | Suspended Obsolete entity for storage purpose | Fire Prevention | Fire Equipment | 45379 | FEQ | http://www.toronto.ca/TWONTO#00350
146784 | WTR-PSC-FEQ-0001-SUS | Fire Prevention, Extinguisher, Scarborough Pumping Station, Dist 4 Pump Room, South Wall | WTR-SUSPENDED | Suspended Obsolete entity for storage purpose | Fire Prevention,Extinguisher | Fire Equipment | 45397 | FEQ | http://www.toronto.ca/TWONTO#00350
146785 | WTR-PSC-FEQ-0002-SUS | Fire Prevention, Extinguisher, Scarborough Pumping Station, Dist 4 Pump Room, West Wall | WTR-PSC-FEQ-SUS | Fire Equipment, Scarborough Pumping Station | Fire Prevention,Extinguisher | Fire Equipment | 45398 | FEQ | http://www.toronto.ca/TWONTO#00350
146786 | WTR-PSC-FEQ-0002-SUS | Fire Prevention, Extinguisher, Scarborough Pumping Station, Dist 4 Pump Room, West Wall | WTR-SUSPENDED | Suspended Obsolete entity for storage purpose | Fire Prevention,Extinguisher | Fire Equipment | 45398 | FEQ | http://www.toronto.ca/TWONTO#00350
146787 | WTR-PSC-FEQ-0003-SUS | Fire Prevention, Extinguisher, Scarborough Pumping Station, Dist 3 Pump Room, Between Pumps 12 & 14 | WTR-PSC-FEQ-SUS | Fire Equipment, Scarborough Pumping Station | Fire Prevention,Extinguisher | Fire Equipment | 45399 | FEQ | http://www.toronto.ca/TWONTO#00350
146788 | WTR-PSC-FEQ-0003-SUS | Fire Prevention, Extinguisher, Scarborough Pumping Station, Dist 3 Pump Room, Between Pumps 12 & 14 | WTR-SUSPENDED | Suspended Obsolete entity for storage purpose | Fire Prevention,Extinguisher | Fire Equipment | 45399 | FEQ | http://www.toronto.ca/TWONTO#00350
146789 | WTR-PSC-FEQ-0004-SUS | Fire Prevention, Extinguisher, Scarborough Pumping Station, Dist 3 Pump Room, At Pump 11 | WTR-SUSPENDED | Suspended Obsolete entity for storage purpose | Fire Prevention,Extinguisher | Fire Equipment | 45400 | FEQ | http://www.toronto.ca/TWONTO#00350
146790 | WTR-PSC-FEQ-0005-SUS | Fire Prevention, Extinguisher, Scarborough Pumping Station, Outside RPU Room, North East Door | WTR-PSC-FEQ-SUS | Fire Equipment, Scarborough Pumping Station | Fire Prevention,Extinguisher | Fire Equipment | 45401 | FEQ | http://www.toronto.ca/TWONTO#00350
146791 | WTR-PSC-FEQ-0005-SUS | Fire Prevention, Extinguisher, Scarborough Pumping Station, Outside RPU Room, North East Door | WTR-SUSPENDED | Suspended Obsolete entity for storage purpose | Fire Prevention,Extinguisher | Fire Equipment | 45401 | FEQ | http://www.toronto.ca/TWONTO#00350
146792 | WTR-PSC-FEQ-0007-SUS | Fire Prevention, Extinguisher, Scarborough Pumping Station, Shop, Next to Entrance to Crew Room | WTR-SUSPENDED | Suspended Obsolete entity for storage purpose |  | Fire Equipment | 45403 | FEQ | http://www.toronto.ca/TWONTO#00350
146793 | WTR-PSC-FEQ-SUS | Fire Equipment, Scarborough Pumping Station | WTR-SUSPENDED | Suspended Obsolete entity for storage purpose |  | Fire Equipment | 45396 |  | http://www.toronto.ca/TWONTO#00260
146957 | WTR-PTH-FEQ-0001-SUS | Fire Prevention, Extinguisher, Thornhill Pumping Station, Pump Room | WTR-PTH-FEQ-SUS | Fire Equipment, Thornhill Pumping Station | Fire Prevention,Extinguisher | Fire Equipment | 45418 | FEQ | http://www.toronto.ca/TWONTO#00350
146958 | WTR-PTH-FEQ-0001-SUS | Fire Prevention, Extinguisher, Thornhill Pumping Station, Pump Room | WTR-SUSPENDED | Suspended Obsolete entity for storage purpose | Fire Prevention,Extinguisher | Fire Equipment | 45418 | FEQ | http://www.toronto.ca/TWONTO#00350
146959 | WTR-PTH-FEQ-0002-SUS | Fire Prevention, Extinguisher, Thornhill Pumping Station, HVAC Room | WTR-PTH-FEQ-SUS | Fire Equipment, Thornhill Pumping Station | Fire Prevention,Extinguisher | Fire Equipment | 45419 | FEQ | http://www.toronto.ca/TWONTO#00350
146960 | WTR-PTH-FEQ-0002-SUS | Fire Prevention, Extinguisher, Thornhill Pumping Station, HVAC Room | WTR-SUSPENDED | Suspended Obsolete entity for storage purpose | Fire Prevention,Extinguisher | Fire Equipment | 45419 | FEQ | http://www.toronto.ca/TWONTO#00350
146961 | WTR-PTH-FEQ-SUS | Fire Equipment, Thornhill Pumping Station | WTR-PTH | Thornhill Pumping Station |  | Fire Equipment | 45417 |  | http://www.toronto.ca/TWONTO#00260
147037 | WTR-PWT-FEQ-0002-SUS | Fire Prevention, Extinguisher, West Toronto Pumping Station, Pump Room East Wall | WTR-PWT-FEQ-SUS | Fire Equipment, West Toronto Pumping Station | Fire Prevention,Extinguisher | Fire Equipment | 45424 | FEQ | http://www.toronto.ca/TWONTO#00350
147038 | WTR-PWT-FEQ-0002-SUS | Fire Prevention, Extinguisher, West Toronto Pumping Station, Pump Room East Wall | WTR-SUSPENDED | Suspended Obsolete entity for storage purpose | Fire Prevention,Extinguisher | Fire Equipment | 45424 | FEQ | http://www.toronto.ca/TWONTO#00350
147039 | WTR-PWT-FEQ-0004-SUS | Fire Prevention, Extinguisher, West Toronto Pumping Station, Electrical Room | WTR-PWT-FEQ-SUS | Fire Equipment, West Toronto Pumping Station | Fire Prevention,Extinguisher | Fire Equipment | 45426 | FEQ | http://www.toronto.ca/TWONTO#00350
147040 | WTR-PWT-FEQ-0005-SUS | Fire Prevention, Extinguisher, West Toronto Pumping Station, Crew Room | WTR-PWT-FEQ-SUS | Fire Equipment, West Toronto Pumping Station | Fire Prevention,Extinguisher | Fire Equipment | 45427 | FEQ | http://www.toronto.ca/TWONTO#00350
147041 | WTR-PWT-FEQ-0005-SUS | Fire Prevention, Extinguisher, West Toronto Pumping Station, Crew Room | WTR-SUSPENDED | Suspended Obsolete entity for storage purpose | Fire Prevention,Extinguisher | Fire Equipment | 45427 | FEQ | http://www.toronto.ca/TWONTO#00350
147042 | WTR-PWT-FEQ-0006-SUS | Fire Prevention, Extinguisher, West Toronto Pumping Station, Outside Lunch Room | WTR-PWT-FEQ-SUS | Fire Equipment, West Toronto Pumping Station | Fire Prevention,Extinguisher | Fire Equipment | 45428 | FEQ | http://www.toronto.ca/TWONTO#00350
147146 | WTR-RBV-FEQ-SUS | Fire Equipment, Bayview Reservoir | WTR-SUSPENDED | Suspended Obsolete entity for storage purpose |  | Fire Equipment | 45440 |  | http://www.toronto.ca/TWONTO#00260
147199 | WTR-RDF-FEQ-0001-SUS | Fire Prevention, Extinguisher, Dufferin Reservoir, Upper Floor, North Valve House | WTR-SUSPENDED | Suspended Obsolete entity for storage purpose | Fire Prevention,Extinguisher | Fire Equipment | 44923 | FEQ | http://www.toronto.ca/TWONTO#00350
147200 | WTR-RDF-FEQ-0003-SUS | Fire Prevention, Extinguisher, Dufferin Reservoir, Lower Floor, North Valve House | WTR-RDF-FEQ-SUS | Fire Equipment, Dufferin Reservoir | Fire Prevention,Extinguisher | Fire Equipment | 44925 | FEQ | http://www.toronto.ca/TWONTO#00350
147201 | WTR-RDF-FEQ-0003-SUS | Fire Prevention, Extinguisher, Dufferin Reservoir, Lower Floor, North Valve House | WTR-SUSPENDED | Suspended Obsolete entity for storage purpose | Fire Prevention,Extinguisher | Fire Equipment | 44925 | FEQ | http://www.toronto.ca/TWONTO#00350
147202 | WTR-RDF-FEQ-0004-SUS | Fire Prevention, Extinguisher, Dufferin Reservoir, Main Valve Floor, North Valve House | WTR-RDF-FEQ-SUS | Fire Equipment, Dufferin Reservoir | Fire Prevention,Extinguisher | Fire Equipment | 44926 | FEQ | http://www.toronto.ca/TWONTO#00350
147311 | WTR-REG-FEQ-0001-SUS | Fire Prevention, Extinguisher, Eglinton Reservoir, Inside entrance to access house, 15lb CO2 | WTR-REG-FEQ-SUS | Fire Equipment, Eglinton Reservoir |  | Fire Equipment | 45445 | FEQ | http://www.toronto.ca/TWONTO#00350
147312 | WTR-REG-FEQ-SUS | Fire Equipment, Eglinton Reservoir | WTR-REG | Eglinton Reservoir |  | Fire Equipment | 45444 |  | http://www.toronto.ca/TWONTO#00260
147340 | WTR-REL-FEQ-SUS | Fire Equipment, Ellesmere Reservoir | WTR-SUSPENDED | Suspended Obsolete entity for storage purpose |  | Fire Equipment | 45446 |  | http://www.toronto.ca/TWONTO#00260
147368 | WTR-RKL-FEQ-0001-SUS | Fire Prevention, Extinguisher, Keele Reservoir, Main Floor | WTR-RKL-FEQ-SUS | Fire Equipment, Keele Reservoir | Fire Prevention,Extinguisher | Fire Equipment | 45449 | FEQ | http://www.toronto.ca/TWONTO#00350
147369 | WTR-RKL-FEQ-0001-SUS | Fire Prevention, Extinguisher, Keele Reservoir, Main Floor | WTR-SUSPENDED | Suspended Obsolete entity for storage purpose | Fire Prevention,Extinguisher | Fire Equipment | 45449 | FEQ | http://www.toronto.ca/TWONTO#00350
147370 | WTR-RKL-FEQ-SUS | Fire Equipment, Keele Reservoir | WTR-SUSPENDED | Suspended Obsolete entity for storage purpose |  | Fire Equipment | 45448 |  | http://www.toronto.ca/TWONTO#00260
147417 | WTR-RLL-FEQ-0001-SUS | Fire Prevention, Extinguisher, Leslie Tank | WTR-RLL-FEQ-SUS | Fire Equipment, Leslie Tank | Fire Prevention,Extinguisher | Fire Equipment | 45454 | FEQ | http://www.toronto.ca/TWONTO#00350
147437 | WTR-RLW-FEQ-SUS | Fire Equipment, Lawrence Reservoir | WTR-RLW | Lawrence Reservoir |  | Fire Equipment | 45456 |  | http://www.toronto.ca/TWONTO#00260
147501 | WTR-RMI-FEQ-0001-SUS | Fire Prevention, Extinguisher, Milliken Reservoir, East Valve House | WTR-RMI-FEQ-SUS | Fire Equipment, Milliken Reservoir | Fire Prevention,Extinguisher | Fire Equipment | 45463 | FEQ | http://www.toronto.ca/TWONTO#00350
147502 | WTR-RMI-FEQ-0003-SUS | Fire Prevention, Extinguisher, Milliken Reservoir, West Valve House | WTR-RMI-FEQ-SUS | Fire Equipment, Milliken Reservoir |  | Fire Equipment | 45465 | FEQ | http://www.toronto.ca/TWONTO#00350
147503 | WTR-RMI-FEQ-0003-SUS | Fire Prevention, Extinguisher, Milliken Reservoir, West Valve House | WTR-SUSPENDED | Suspended Obsolete entity for storage purpose |  | Fire Equipment | 45465 | FEQ | http://www.toronto.ca/TWONTO#00350
147504 | WTR-RMI-FEQ-0004-SUS | Fire Prevention, Extinguisher, Milliken Reservoir | WTR-RMI-FEQ-SUS | Fire Equipment, Milliken Reservoir |  | Fire Equipment | 45466 | FEQ | http://www.toronto.ca/TWONTO#00350
147505 | WTR-RMI-FEQ-0004-SUS | Fire Prevention, Extinguisher, Milliken Reservoir | WTR-SUSPENDED | Suspended Obsolete entity for storage purpose |  | Fire Equipment | 45466 | FEQ | http://www.toronto.ca/TWONTO#00350
147607 | WTR-RRG-FEQ-0001-SUS | Fire Prevention, Extinguisher, Rouge Tank | WTR-RRG-FEQ-SUS | Fire Equipment, Rouge Tank | Fire Prevention,Extinguisher | Fire Equipment | 45470 | FEQ | http://www.toronto.ca/TWONTO#00350
147608 | WTR-RRG-FEQ-0001-SUS | Fire Prevention, Extinguisher, Rouge Tank | WTR-SUSPENDED | Suspended Obsolete entity for storage purpose | Fire Prevention,Extinguisher | Fire Equipment | 45470 | FEQ | http://www.toronto.ca/TWONTO#00350
147609 | WTR-RRG-FEQ-SUS | Fire Equipment, Rouge Tank | WTR-RRG | Rouge Tank |  | Fire Equipment | 45469 |  | http://www.toronto.ca/TWONTO#00260
147649 | WTR-RRH-FEQ-0001-SUS | Fire Prevention, Extinguisher, Rosehill Reservoir, Electrical room | WTR-RRH-FEQ-SUS | Fire Equipment, Rosehill Reservoir | Fire Prevention,Extinguisher | Fire Equipment | 45476 | FEQ | http://www.toronto.ca/TWONTO#00350
147650 | WTR-RRH-FEQ-SUS | Fire Equipment, Rosehill Reservoir | WTR-SUSPENDED | Suspended Obsolete entity for storage purpose |  | Fire Equipment | 45475 |  | http://www.toronto.ca/TWONTO#00260
147758 | WTR-RRV-FEQ-0001-SUS | Fire Prevention, Extinguisher, Richview Reservoir, Lower Level | WTR-RRV-FEQ-SUS | Fire Equipment, Richview Reservoir | Fire Prevention,Extinguisher | Fire Equipment | 45481 | FEQ | http://www.toronto.ca/TWONTO#00350
147759 | WTR-RRV-FEQ-0003-SUS | Fire Prevention, Extinguisher, Richview Reservoir, Main Entrance | WTR-SUSPENDED | Suspended Obsolete entity for storage purpose | Fire Prevention,Extinguisher | Fire Equipment | 45482 | FEQ | http://www.toronto.ca/TWONTO#00350
147760 | WTR-RRV-FEQ-0004-SUS | Fire Prevention, Extinguisher, Richview Reservoir, Upper Level Exit Door | WTR-SUSPENDED | Suspended Obsolete entity for storage purpose | Fire Prevention,Extinguisher | Fire Equipment | 45483 | FEQ | http://www.toronto.ca/TWONTO#00350
147805 | WTR-RST-FEQ-0001-SUS | Fire Prevention, Extinguisher, St. Clair Reservoir, Lower Level | WTR-RST-AUX | Auxiliary Equipment (Building Facilities) | Fire Prevention,Extinguisher | Fire Equipment | 45491 | FEQ | http://www.toronto.ca/TWONTO#00350
147806 | WTR-RST-FEQ-0001-SUS | Fire Prevention, Extinguisher, St. Clair Reservoir, Lower Level | WTR-SUSPENDED | Suspended Obsolete entity for storage purpose | Fire Prevention,Extinguisher | Fire Equipment | 45491 | FEQ | http://www.toronto.ca/TWONTO#00350
147807 | WTR-RST-FEQ-0002-SUS | Fire Prevention, Extinguisher, St. Clair Reservoir, Upper Level | WTR-RST-AUX | Auxiliary Equipment (Building Facilities) | Fire Prevention,Extinguisher | Fire Equipment | 45492 | FEQ | http://www.toronto.ca/TWONTO#00350
147808 | WTR-RST-FEQ-SUS | Fire Equipment, St. Clair Reservoir | WTR-RST | St.Clair Reservoir |  | Fire Equipment | 45490 |  | http://www.toronto.ca/TWONTO#00260
147809 | WTR-RST-FEQ-SUS | Fire Equipment, St. Clair Reservoir | WTR-SUSPENDED | Suspended Obsolete entity for storage purpose |  | Fire Equipment | 45490 |  | http://www.toronto.ca/TWONTO#00260
147848 | WTR-RWA-FEQ-SUS | Fire Equipment, Warden Tank | WTR-SUSPENDED | Suspended Obsolete entity for storage purpose |  | Fire Equipment | 45494 |  | http://www.toronto.ca/TWONTO#00260
147867 | WTR-RWL-FEQ-0001-SUS | Fire Prevention, Extinguisher, Whitlam Tank, Door Entrance | WTR-RWL-FEQ-SUS | Fire Equipment, Whitlam Tank | Fire Prevention,Extinguisher | Fire Equipment | 45498 | FEQ | http://www.toronto.ca/TWONTO#00350
147983 | YCM-SES-FA-0001 | Fire Prevention, Alarm, Centre Utility Room, Mircom, FX-2000 | FAC-YCM-SES | SAFETY & ENVIRONMENTAL SERVICES | Fire Prevention,Alarm | Fire Equipment | 42815 | FA | http://www.toronto.ca/TWONTO#00154
147984 | YCM-SES-FA-0001 | Fire Prevention, Alarm, Centre Utility Room, Mircom, FX-2000 | FAC-YCM-SES-FA | Fire Alarm at YCM | Fire Prevention,Alarm | Fire Equipment | 42815 | FA | http://www.toronto.ca/TWONTO#00154
147985 | YCM-SES-FEQ-0001 | Fire Prevention, Fire Extinguishers, Stores at Entrance | FAC-YCM-SES-FEQ | Fire Extinguishers at YCM | Fire Prevention,Extinguisher | Fire Equipment | 42816 | FEQ | http://www.toronto.ca/TWONTO#00350
147986 | YCM-SES-FEQ-0006A | Fire Prevention, Fire Extinguishers, Stores Northwest Exit Door | FAC-YCM-SES-FEQ | Fire Extinguishers at YCM | Fire Prevention,Extinguisher | Fire Equipment | 42823 | FEQ | http://www.toronto.ca/TWONTO#00350
147987 | YCM-SES-FEQ-0007 | Fire Prevention, Fire Extinguishers, Stores Southwest Exit | FAC-YCM-SES-FEQ | Fire Extinguishers at YCM | Fire Prevention,Extinguisher | Fire Equipment | 42824 | FEQ | http://www.toronto.ca/TWONTO#00350
147988 | YCM-SES-FEQ-0008 | Fire Prevention, Fire Extinguishers, Stores South Hallway | FAC-YCM-SES-FEQ | Fire Extinguishers at YCM | Fire Prevention,Extinguisher | Fire Equipment | 42825 | FEQ | http://www.toronto.ca/TWONTO#00350
147989 | YCM-SES-FEQ-0009 | Fire Prevention, Fire Extinguishers, South Wall | FAC-YCM-SES-FEQ | Fire Extinguishers at YCM | Fire Prevention,Extinguisher | Fire Equipment | 42826 | FEQ | http://www.toronto.ca/TWONTO#00350
147990 | YCM-SES-FEQ-0013 | Fire Prevention, Fire Extinguishers, Southeast Hall at Lab | FAC-YCM-SES-FEQ | Fire Extinguishers at YCM | Fire Prevention,Extinguisher | Fire Equipment | 42831 | FEQ | http://www.toronto.ca/TWONTO#00350
147991 | YCM-SES-FEQ-0016A | Fire Prevention, Fire Extinguishers, Maintenance Mezzanine | FAC-YCM-SES-FEQ | Fire Extinguishers at YCM | Fire Prevention,Extinguisher | Fire Equipment | 42834 | FEQ | http://www.toronto.ca/TWONTO#00350
147992 | YCM-SES-FEQ-0017A | Fire Prevention, Fire Extinguishers, Maintenance Shop | FAC-YCM-SES-FEQ | Fire Extinguishers at YCM | Fire Prevention,Extinguisher | Fire Equipment | 42836 | FEQ | http://www.toronto.ca/TWONTO#00350
147993 | YCM-SES-FEQ-0018 | Fire Prevention, Fire Extinguishers, Maintenance Shop West | FAC-YCM-SES-FEQ | Fire Extinguishers at YCM | Fire Prevention,Extinguisher | Fire Equipment | 42837 | FEQ | http://www.toronto.ca/TWONTO#00350
147994 | YCM-SES-FEQ-0019 | Fire Prevention, Fire Extinguishers, at Washroom | FAC-YCM-SES-FEQ | Fire Extinguishers at YCM | Fire Prevention,Extinguisher | Fire Equipment | 42838 | FEQ | http://www.toronto.ca/TWONTO#00350
147995 | YCM-SES-FEQ-0020 | Fire Prevention, Fire Extinguishers, H2O TO GO Shop | FAC-YCM-SES-FEQ | Fire Extinguishers at YCM | Fire Prevention,Extinguisher | Fire Equipment | 42839 | FEQ | http://www.toronto.ca/TWONTO#00350
147996 | YCM-SES-FEQ-0021 | Fire Prevention, Fire Extinguishers, H2O TO GO Shop | FAC-YCM-SES-FEQ | Fire Extinguishers at YCM | Fire Prevention,Extinguisher | Fire Equipment | 42840 | FEQ | http://www.toronto.ca/TWONTO#00350
147997 | YCM-SES-FEQ-0022 | Fire Prevention, Fire Extinguishers, Centre Hallway | FAC-YCM-SES-FEQ | Fire Extinguishers at YCM | Fire Prevention,Extinguisher | Fire Equipment | 42841 | FEQ | http://www.toronto.ca/TWONTO#00350
147998 | YCM-SES-FEQ-0022A | Fire Prevention, Fire Extinguishers, West Electrical Room | FAC-YCM-SES-FEQ | Fire Extinguishers at YCM | Fire Prevention,Extinguisher | Fire Equipment | 42842 | FEQ | http://www.toronto.ca/TWONTO#00350
147999 | YCM-SES-FEQ-0023 | Fire Prevention, Fire Extinguishers, Inside Lunch Room | FAC-YCM-SES-FEQ | Fire Extinguishers at YCM | Fire Prevention,Extinguisher | Fire Equipment | 42843 | FEQ | http://www.toronto.ca/TWONTO#00350
148000 | YCM-SES-FEQ-0025 | Fire Prevention, Fire Extinguishers, East Training Office | FAC-YCM-SES-FEQ | Fire Extinguishers at YCM | Fire Prevention,Extinguisher | Fire Equipment | 42845 | FEQ | http://www.toronto.ca/TWONTO#00350
148001 | YCM-SES-FEQ-0028 | Fire Prevention, Fire Extinguishers, Inspection Office (Meters & Locates) | FAC-YCM-SES-FEQ | Fire Extinguishers at YCM | Fire Prevention,Extinguisher | Fire Equipment | 42848 | FEQ | http://www.toronto.ca/TWONTO#00350
148002 | YCM-SES-FEQ-0030 | Fire Prevention, Fire Extinguishers, Mens Locker Room | FAC-YCM-SES-FEQ | Fire Extinguishers at YCM | Fire Prevention,Extinguisher | Fire Equipment | 42850 | FEQ | http://www.toronto.ca/TWONTO#00350
148003 | YCM-SES-FEQ-0030A | Fire Prevention, Fire Extinguishers, Mens Locker Room West Exit | FAC-YCM-SES-FEQ | Fire Extinguishers at YCM | Fire Prevention,Extinguisher | Fire Equipment | 42851 | FEQ | http://www.toronto.ca/TWONTO#00350
148004 | YCM-SES-FEQ-0031 | Fire Prevention, Fire Extinguishers, West Office North | FAC-YCM-SES-FEQ | Fire Extinguishers at YCM | Fire Prevention,Extinguisher | Fire Equipment | 42852 | FEQ | http://www.toronto.ca/TWONTO#00350
148005 | YCM-SES-FEQ-0032 | Fire Prevention, Fire Extinguishers, Southwest Office | FAC-YCM-SES-FEQ | Fire Extinguishers at YCM | Fire Prevention,Extinguisher | Fire Equipment | 42853 | FEQ | http://www.toronto.ca/TWONTO#00350
148006 | YCM-SES-FEQ-0033 | Fire Prevention, Fire Extinguishers, Second Floor | FAC-YCM-SES-FEQ | Fire Extinguishers at YCM | Fire Prevention,Extinguisher | Fire Equipment | 42854 | FEQ | http://www.toronto.ca/TWONTO#00350
148007 | YCM-SES-FEQ-0034 | Fire Prevention, Fire Extinguishers, Lunch Room | FAC-YCM-SES-FEQ | Fire Extinguishers at YCM | Fire Prevention,Extinguisher | Fire Equipment | 42855 | FEQ | http://www.toronto.ca/TWONTO#00350
148008 | YCM-SES-FEQ-0036A | Fire Prevention, Fire Extinguishers, North Centre Wall | FAC-YCM-SES-FEQ | Fire Extinguishers at YCM | Fire Prevention,Extinguisher | Fire Equipment | 42857 | FEQ | http://www.toronto.ca/TWONTO#00350
148009 | YCM-SES-FEQ-0044 | Fire Prevention, Fire Extinguishers, Equipment Storage Building | FAC-YCM-SES-FEQ | Fire Extinguishers at YCM | Fire Prevention,Extinguisher | Fire Equipment | 42863 | FEQ | http://www.toronto.ca/TWONTO#00350
148010 | YCM-SES-FEQ-0047 | Fire Prevention, Fire Extinguishers, Gas Pump | FAC-YCM-SES-FEQ | Fire Extinguishers at YCM | Fire Prevention,Extinguisher | Fire Equipment | 42866 | FEQ | http://www.toronto.ca/TWONTO#00350
148011 | YCM-SES-FEQ-0053 | Fire Prevention, Fire Extinguishers, Spare | FAC-YCM-SES-FEQ | Fire Extinguishers at YCM | Fire Prevention,Extinguisher | Fire Equipment | 42871 | FEQ | http://www.toronto.ca/TWONTO#00350
148012 | YCM-SES-FEQ-0058 | Fire Prevention, Fire Extinguishers, Spare | FAC-YCM-SES-FEQ | Fire Extinguishers at YCM | Fire Prevention,Extinguisher | Fire Equipment | 42872 | FEQ | http://www.toronto.ca/TWONTO#00350
148013 | YCM-SES-FEQ-0059 | Fire Prevention, Fire Extinguishers, Spare | FAC-YCM-SES-FEQ | Fire Extinguishers at YCM | Fire Prevention,Extinguisher | Fire Equipment | 42873 | FEQ | http://www.toronto.ca/TWONTO#00350
148267 | YTF-SES-FEQ-0001 | Fire Prevention, RN150, North Wall, Fire Extinguishers | YTF-SES-FEQ | Fire Equipment | Fire Prevention | Fire Equipment |  | FEQ | http://www.toronto.ca/TWONTO#00350
148268 | YTF-SES-FEQ-0002 | Fire Prevention, RN150, East Wall, Fire Extinguishers | YTF-SES-FEQ | Fire Equipment | Fire Prevention | Fire Equipment |  | FEQ | http://www.toronto.ca/TWONTO#00350
148269 | YTF-SES-FEQ-0003 | Fire Prevention, RN150, North-West RN149 Door, Fire Extinguishers | YTF-SES-FEQ | Fire Equipment | Fire Prevention | Fire Equipment |  | FEQ | http://www.toronto.ca/TWONTO#00350
148270 | YTF-SES-FEQ-0005 | Fire Prevention, RN146A, Fire Extinguishers | YTF-SES-FEQ | Fire Equipment | Fire Prevention | Fire Equipment |  | FEQ | http://www.toronto.ca/TWONTO#00350
148271 | YTF-SES-FEQ-0007 | Fire Prevention, RN146, North Wall, Fire Extinguishers | YTF-SES-FEQ | Fire Equipment | Fire Prevention | Fire Equipment |  | FEQ | http://www.toronto.ca/TWONTO#00350
148272 | YTF-SES-FEQ-0008 | Fire Prevention, RN151, South-West Wall, Fire Extinguishers | YTF-SES-FEQ | Fire Equipment | Fire Prevention | Fire Equipment |  | FEQ | http://www.toronto.ca/TWONTO#00350
148273 | YTF-SES-FEQ-0010 | Fire Prevention, RN178, Fire Extinguishers | YTF-SES-FEQ | Fire Equipment | Fire Prevention | Fire Equipment |  | FEQ | http://www.toronto.ca/TWONTO#00350
148274 | YTF-SES-FEQ-0015 | Fire Prevention, RN170, East Entrance, Fire Extinguishers | YTF-SES-FEQ | Fire Equipment | Fire Prevention | Fire Equipment |  | FEQ | http://www.toronto.ca/TWONTO#00350
148275 | YTF-SES-FEQ-0018 | Fire Prevention, RN142, South Wall, Fire Extinguishers | YTF-SES-FEQ | Fire Equipment | Fire Prevention | Fire Equipment |  | FEQ | http://www.toronto.ca/TWONTO#00350
148276 | YTF-SES-FEQ-0021 | Fire Prevention, RN105, South Wall West Side, Fire Extinguishers | YTF-SES-FEQ | Fire Equipment | Fire Prevention | Fire Equipment |  | FEQ | http://www.toronto.ca/TWONTO#00350
148277 | YTF-SES-FEQ-0023 | Fire Prevention, RN105, South Wall East Side, Fire Extinguishers | YTF-SES-FEQ | Fire Equipment | Fire Prevention | Fire Equipment |  | FEQ | http://www.toronto.ca/TWONTO#00350
148278 | YTF-SES-FEQ-0025 | Fire Prevention, RN117, Fire Extinguishers | YTF-SES-FEQ | Fire Equipment | Fire Prevention | Fire Equipment |  | FEQ | http://www.toronto.ca/TWONTO#00350
148279 | YTF-SES-FEQ-0026 | Fire Prevention, RN116, Fire Extinguishers | YTF-SES-FEQ | Fire Equipment | Fire Prevention | Fire Equipment |  | FEQ | http://www.toronto.ca/TWONTO#00350
148280 | YTF-SES-FEQ-0028 | Fire Prevention, RN120, Fire Extinguishers | YTF-SES-FEQ | Fire Equipment | Fire Prevention | Fire Equipment |  | FEQ | http://www.toronto.ca/TWONTO#00350
148281 | YTF-SES-FEQ-0029 | Fire Prevention, RN121, Fire Extinguishers | YTF-SES-FEQ | Fire Equipment | Fire Prevention | Fire Equipment |  | FEQ | http://www.toronto.ca/TWONTO#00350
148282 | YTF-SES-FEQ-0030 | Fire Prevention, RN122, North Wall, Fire Extinguishers | YTF-SES-FEQ | Fire Equipment | Fire Prevention | Fire Equipment |  | FEQ | http://www.toronto.ca/TWONTO#00350
148283 | YTF-SES-FEQ-0032 | Fire Prevention, RN131, Fire Extinguishers | YTF-SES-FEQ | Fire Equipment | Fire Prevention | Fire Equipment |  | FEQ | http://www.toronto.ca/TWONTO#00350
148284 | YTF-SES-FEQ-0035 | Fire Prevention, A Building, Kitchen Area, Fire Extinguishers | YTF-SES-FEQ | Fire Equipment | Fire Prevention | Fire Equipment |  | FEQ | http://www.toronto.ca/TWONTO#00350
148285 | YTF-SES-FEQ-0036 | Fire Prevention, A Building, Sump Pump Room, Fire Extinguishers | YTF-SES-FEQ | Fire Equipment | Fire Prevention | Fire Equipment |  | FEQ | http://www.toronto.ca/TWONTO#00350
148286 | YTF-SES-FEQ-0037 | Fire Prevention, A Building, North Entrance Corridor, Fire Extinguishers | YTF-SES-FEQ | Fire Equipment | Fire Prevention | Fire Equipment |  | FEQ | http://www.toronto.ca/TWONTO#00350
148287 | YTF-SES-FEQ-2000 | Internal Fire Doors, Fire Prevention | YTF-SES-FEQ | Fire Equipment | Fire Prevention | Fire Equipment |  | FEQ | http://www.toronto.ca/TWONTO#00260

## Pump
Column1 | Entity_number | Description | Parent | Parent_Description | Category | Class | Suspended | Tag | Valid_Class
55550 | TAB-SLO-P-0420 | Biofilter Pump, Humidification Booster | TAB-SLO-BIO | Odour Control Facility-WA4 | Pump | Pump | 46243 | P
118654 | TAB-SLO-P-0420 | Biofilter Pump, Humidification Booster | TAB-SUSPENDED ENTITY | Suspended entities | Pump | Pump | 46243 | P
80206 | THR-THK-P-6011 | Centrate Transfer Pump | THR-THK | Sludge Thickening | Pump,Centrifugal | Pump |  | P
80207 | THR-THK-P-6011 | Centrate Transfer Pump | THR-THK-P-CENT | Centrate Transfer Pumps & Tanks | Pump,Centrifugal | Pump |  | P
80208 | THR-THK-P-6011 | Centrate Transfer Pump | THR-THK-T-6001 | Tank, Centrate from Centrifuges | Pump,Centrifugal | Pump |  | P
80209 | THR-THK-P-6012 | Centrate Transfer Pump | THR-THK-P-CENT | Centrate Transfer Pumps & Tanks | Pump,Centrifugal | Pump |  | P
80210 | THR-THK-P-6012 | Centrate Transfer Pump | THR-THK-T-6001 | Tank, Centrate from Centrifuges | Pump,Centrifugal | Pump |  | P
139550 | THR-THK-P-6012 | Centrate Transfer Pump | THR-THK | Sludge Thickening | Pump,Centrifugal | Pump |  | P
139551 | THR-THK-P-6013 | Centrate Transfer Pump | THR-THK | Sludge Thickening | Pump,Centrifugal | Pump |  | P
139552 | THR-THK-P-6013 | Centrate Transfer Pump | THR-THK-P-CENT | Centrate Transfer Pumps & Tanks | Pump,Centrifugal | Pump |  | P
139553 | THR-THK-P-6013 | Centrate Transfer Pump | THR-THK-T-6002 | Tank, Centrate from Centrifuges | Pump,Centrifugal | Pump |  | P
139554 | THR-THK-P-6014 | Centrate Transfer Pump | THR-THK | Sludge Thickening | Pump,Centrifugal | Pump |  | P
139555 | THR-THK-P-6014 | Centrate Transfer Pump | THR-THK-P-CENT | Centrate Transfer Pumps & Tanks | Pump,Centrifugal | Pump |  | P
139556 | THR-THK-P-6014 | Centrate Transfer Pump | THR-THK-T-6002 | Tank, Centrate from Centrifuges | Pump,Centrifugal | Pump |  | P
73200 | THR-DIG-P-6101 | Centrifugal Pump, Sampling, Tank 0100 | THR-DIG-PD-0100 | Tank, Primary Digester-1, Solids Treatment | Pump,Progressive Cavity | Pump |  | P
73203 | THR-DIG-P-6401 | Centrifugal Pump, Sampling, Tank 0400 | THR-DIG-SD-0400 | Tank, Secondary Digester-4, Solids Treatment | Pump,Progressive Cavity | Pump |  | P
73204 | THR-DIG-P-6501 | Centrifugal Pump, Sampling, Tank 0500 | THR-DIG-PD-0500 | Tank, Primary Digester-5, Solids Treatment | Pump,Progressive Cavity | Pump |  | P
133090 | THR-DIG-P-6601 | Centrifugal Pump, Sampling, Tank 0600 | THR-DIG-SD-0600 | Tank, Secondary Digester-6, Solids Treatment | Pump,Progressive Cavity | Pump |  | P
73177 | THR-DIG-P-3041 | Centrifugal Pump, Sludge Transfer to MTI Line 1 & 2, Tank 0400 | THR-DIG-P-MTI | Digester, Transfer Pump and Line to MTI | Pump,Centrifugal | Pump |  | P
133055 | THR-DIG-P-3042 | Centrifugal Pump, Sludge Transfer to MTI Line 1 & 2, Tank 0400 | THR-DIG-P-MTI | Digester, Transfer Pump and Line to MTI | Pump,Centrifugal | Pump |  | P
133056 | THR-DIG-P-3071 | Centrifugal Pump, Sludge Transfer to MTI Line 1 & 2, Tank 0600 | THR-DIG-P-MTI | Digester, Transfer Pump and Line to MTI | Pump,Centrifugal | Pump |  | P
133057 | THR-DIG-P-3072 | Centrifugal Pump, Sludge Transfer to MTI Line 1 & 2, Tank 0600 | THR-DIG-P-MTI | Digester, Transfer Pump and Line to MTI | Pump,Centrifugal | Pump |  | P
80189 | THR-THK-P-3010 | Centrifuge Feed Pump | THR-THK-CF-4011 | Centrifuge | Pump,Centrifugal | Pump |  | P
80190 | THR-THK-P-3010 | Centrifuge Feed Pump | THR-THK-P-CF | Centrifuge Feed Pumps | Pump,Centrifugal | Pump |  | P
80191 | THR-THK-P-3020 | Centrifuge Feed Pump | THR-THK-P-CF | Centrifuge Feed Pumps | Pump,Centrifugal | Pump |  | P
80192 | THR-THK-P-3030 | Centrifuge Feed Pump | THR-THK-CF-4031 | Centrifuge | Pump,Centrifugal | Pump |  | P
80193 | THR-THK-P-3030 | Centrifuge Feed Pump | THR-THK-P-CF | Centrifuge Feed Pumps | Pump,Centrifugal | Pump |  | P
80194 | THR-THK-P-3040 | Centrifuge Feed Pump | THR-THK-P-CF | Centrifuge Feed Pumps | Pump,Centrifugal | Pump |  | P
80195 | THR-THK-P-3050 | Centrifuge Feed Pump | THR-THK-CF-4021A | Control & Power Panel, Centrifuge - 4021 | Pump,Centrifugal | Pump |  | P
80196 | THR-THK-P-3070 | Centrifuge Feed Pump | THR-THK-CF-4041A | Control & Power Panel, Centrifuge - 4041 | Pump,Centrifugal | Pump |  | P
80197 | THR-THK-P-3070 | Centrifuge Feed Pump | THR-THK-P-CF | Centrifuge Feed Pumps | Pump,Centrifugal | Pump |  | P
139529 | THR-THK-P-3020 | Centrifuge Feed Pump | THR-THK-CF-4011A | Control & Power Panel, Centrifuge - 4011 | Pump,Centrifugal | Pump |  | P
139530 | THR-THK-P-3040 | Centrifuge Feed Pump | THR-THK-CF-4041 | Centrifuge | Pump,Centrifugal | Pump |  | P
139531 | THR-THK-P-3050 | Centrifuge Feed Pump | THR-THK-P-CF | Centrifuge Feed Pumps | Pump,Centrifugal | Pump |  | P
139532 | THR-THK-P-3060 | Centrifuge Feed Pump | THR-THK-CF-4031A | Control & Power Panel, Centrifuge - 4031 | Pump,Centrifugal | Pump |  | P
139533 | THR-THK-P-3060 | Centrifuge Feed Pump | THR-THK-P-CF | Centrifuge Feed Pumps | Pump,Centrifugal | Pump |  | P
73201 | THR-DIG-P-6201 | Centrifugul Pump, Sampling, Tank 0200 | THR-DIG-PD-0200 | Tank, Primary Digester-2, Solids Treatment | Pump,Progressive Cavity | Pump |  | P
88456 | FHO-ACC-P-0201 | Circulating pump, Scrubber water ,Ammonia | FHO-AM SCRUBBER-SU | Ammonia Scrubber System | Pump,Centrifugal | Pump |  | P
88457 | FHO-ACC-P-0201 | Circulating pump, Scrubber water ,Ammonia | FHO-AM-SB-0001 | Scrubber, Ammonia, Chemical Building, North Penthouse | Pump,Centrifugal | Pump |  | P
61390 | FCL-WWW-CLAR | Clarification | FCL-WWW | Residue Management | Pump,Centrifugal | Pump
129573 | THC-STW-CP-0011 | Control Panel, Storm Water System, Admin Building | THC-STW | Storm Water |  | Pump |  | CP
43213 | TAB-AUX-CP-5103 | Control Panel, Sump Pumps, Auxiliary Systems Building, Tunnel I | TAB-AUX-ELQ | Auxiliary Building - Electrical Equipment | Control Panel | Pump |  | CP
43216 | TAB-AUX-CP-8001 | Control Panel, Sump Pumps, Auxiliary Systems Building, Tunnel I | TAB-AUX-ELQ | Auxiliary Building - Electrical Equipment | Control Panel | Pump |  | CP
109237 | TAB-AUX-CP-8002 | Control Panel, Sump Pumps, Auxiliary Systems Building, Tunnel I | TAB-AUX-ELQ | Auxiliary Building - Electrical Equipment | Control Panel | Pump |  | CP
109238 | TAB-AUX-CP-8003 | Control Panel, Sump Pumps, Auxiliary Systems Building, Tunnel I | TAB-AUX-ELQ | Auxiliary Building - Electrical Equipment | Control Panel | Pump |  | CP
55476 | TAB-SLO-CV-0202B | Conveyor, Screw Feeder, Sludge Cake Transfer, Schwing | TAB-SLO-T-0202 | Storage Silo #2,Sludge Cake | Conveyor,Screw | Pump |  | CV
55477 | TAB-SLO-CV-0203B | Conveyor, Screw Feeder, Sludge Cake Transfer, Schwing | TAB-SLO-T-0203 | Storage,Silo #3 ,Sludge Cake | Conveyor | Pump |  | CV
55596 | TAB-SLO-SF-0201 | Cylinders, Hydraulic both side, Sliding Frame | TAB-SLO-T-0201 | Storage Silo #1,Sludge Cake |  | Pump |  | SF
55597 | TAB-SLO-SF-0202 | Cylinders, Hydraulic both side, Sliding Frame | TAB-SLO-T-0202 | Storage Silo #2,Sludge Cake |  | Pump |  | SF
55598 | TAB-SLO-SF-0203 | Cylinders, Hydraulic both side, Sliding Frame | TAB-SLO-T-0203 | Storage,Silo #3 ,Sludge Cake |  | Pump |  | SF
62851 | THC-DIS-PDM-0100 | Dampener, Pulsation, Pumps P-0100-P-0300, Sodium Hypochlorite, Chlorination Bldg | THC-DIS-P-0200 | Pump, Sodium Hypochlorite Dosing, Effluent Disinfection |  | Pump |  | PDM
62853 | THC-DIS-PDM-0400 | Dampener, Pulsation, Pumps P-0400, Sodium Hypochlorite, Chlorination Bldg | THC-DIS-P-0400 | Pump, Sodium Hypochlorite Dosing, RAS Chlorination |  | Pump |  | PDM
107545 | TAB-ACC-P-1832 | DHW Recirculation Pump, Level 1, 105, Blower Building | TAB-ACC-T-1801 | DHW Tank, Level 1, 105, Blower Building | Pump | Pump |  | P
73205 | THR-DIG-P-CL | Digester Compressor Lube Oil Pumps, Gas Mixing System | THR-DIG-T-AO | Tank, Reservoir, Auxiliary Oil, Gas Compressors Digester Mixing System | Pump,Centrifugal | Pump
73206 | THR-DIG-P-HW | Digester Hot Water Pumps | THR-DIG-PM | Digester, RCM PM Lead Task Entities | Compressor,Stationary,Sliding Vane | Pump
133091 | THR-DIG-P-HW | Digester Hot Water Pumps | THR-DIG-RPU | RPU, UPS, Digester | Compressor,Stationary,Sliding Vane | Pump
73208 | THR-DIG-P-SR | Digester Sludge Recirculation Pumps | THR-DIG-PM | Digester, RCM PM Lead Task Entities | Compressor,Stationary,Sliding Vane | Pump
133094 | THR-DIG-P-SR | Digester Sludge Recirculation Pumps | THR-DIG-RPU | RPU, UPS, Digester | Compressor,Stationary,Sliding Vane | Pump
73207 | THR-DIG-P-SP | Digester Sludge Sampling Pumps | THR-DIG-RPU | RPU, UPS, Digester | Compressor,Stationary,Sliding Vane | Pump
133093 | THR-DIG-P-SP | Digester Sludge Sampling Pumps | THR-DIG-PM | Digester, RCM PM Lead Task Entities | Compressor,Stationary,Sliding Vane | Pump
73209 | THR-DIG-P-ST | Digester Sludge Transfer Pumps | THR-DIG-RPU | RPU, UPS, Digester | Compressor,Stationary,Sliding Vane | Pump
133095 | THR-DIG-P-ST | Digester Sludge Transfer Pumps | THR-DIG-PM | Digester, RCM PM Lead Task Entities | Compressor,Stationary,Sliding Vane | Pump
90929 | ZXDATA-PILOT1 | DO NOT USE - City of Toronto Pump, RW Pump 18 |  |  | Pump,Centrifugal | Pump
141063 | TNT-MCS-DR-1701 | Door, Rollup, Filter Bldg. Maintenance shop | TNT-MCS | Miscellaneous, including Storm Water Tanks | Door | Pump |  | DR
31070 | FIS-WWW-INJ-0001 | Eductor, Jet Pump, Analyzer Priming System, Intake Building | FIS-WWW-AIT-0004 | Analyzer,Suspended Solid, Supernatant, Raw Water Intake Building | Pump | Pump |  | INJ
58911 | THC-ACC-P-0420 | Eliminated Role: Pump, Centrifugal, Make-up Glycol System, Existing Digester Control Building Basement | THC-ACC-HE-0401 | Heat Exchanger,Building UU,Hot Water Heating/Glycol Heating,Basement,Building U | Pump,Positive Displacement,Gear | Pump | 40475 | P
58912 | THC-ACC-P-0420 | Eliminated Role: Pump, Centrifugal, Make-up Glycol System, Existing Digester Control Building Basement | THC-SUS | THC records of assets and roles that are no longer in service or exists | Pump,Positive Displacement,Gear | Pump | 40475 | P
61885 | THC-DIG-P-5291 | Eliminated Role: Pump, Sump, Waste Gas Chamber | THC-GRK-SUMP PUMP | Sump Pumps, | Pump,Centrifugal | Pump | 40476 | P
124021 | THC-DIG-P-5291 | Eliminated Role: Pump, Sump, Waste Gas Chamber | THC-SUS | THC records of assets and roles that are no longer in service or exists | Pump,Centrifugal | Pump | 40476 | P
61875 | THC-DIG-P-5240 | Eliminated Role: Pump,Centrifugal,Sump,Lower Basement,Building U | THC-GRK-SUMP PUMP | Sump Pumps, | Pump,Centrifugal | Pump | 40477 | P
124014 | THC-DIG-P-5240 | Eliminated Role: Pump,Centrifugal,Sump,Lower Basement,Building U | THC-SUS | THC records of assets and roles that are no longer in service or exists | Pump,Centrifugal | Pump | 40477 | P
8573 | DX8103A | Feeder, Chemical Pot, Heat Exchanger Cleaning System, Digester Gas Control Building | TAB-DIG-P-CW | Digester Gas Control Building - Cooling Water System | Chemical Feeder | Pump
63803 | FHA-AUX-P-0401 | FHA-AUX-VP-0401 - Vacuum Pump 0401 for Priming | FHA-AUX-SA | Plant Air/Instrument Air/Vacuum System | Pump | Pump |  | P
15007 | FHA-AUX-P-0402 | FHA-AUX-VP-0402 - Vacuum Pump 0402 for Priming | FHA-AUX-SA | Plant Air/Instrument Air/Vacuum System | Pump | Pump |  | P
71562 | FHA-RSP-P-0001 | FHA-SAN-P-0001 - Pump, Submersible, Sanitary Dry Pit | FHA-AUX-DEW | Dewatering | Pump,Submersible | Pump |  | P
71563 | FHA-RSP-P-0002 | FHA-SAN-P-0002 - Pump, Submersible Sump | FHA-AUX-SAN | Sanitary Pumping System | Pump,Submersible | Pump |  | P
16776 | FHA-RSP-P-0003 | FHA-SAN-P-0003 - Pump, Submersible Sump | FHA-AUX-SAN | Sanitary Pumping System | Pump,Submersible | Pump |  | P
16778 | FHA-RSP-P-0201 | FHA-SAN-P-0201 - Pump, Sewage, Single Stage Vertical | FHA-AUX-SAN | Sanitary Pumping System | Pump | Pump |  | P
16779 | FHA-RSP-P-0301 | FHA-SAN-P-0301 - Pump, Sump, Service bldg washroom | FHA-AUX-SAN | Sanitary Pumping System | Pump,Centrifugal | Pump |  | P
49908 | TAB-FEQ-P-3611 | FIRE WATER PUMP, FLOW CONTROL, BASEMENT AUX BUILDING | TAB-ADM-STRC | Old Admin Building - General | Pump | Pump |  | P
119791 | TAB-THK-P-RECYCLE | Floatation - Recycling Pumps | TAB-THK | Floatation | Pump,Centrifugal | Pump
56997 | TAB-THK-P-TWAS | Floatation - Thickened Waste Activated Sludge Pumps | TAB-THK | Floatation | Pump | Pump
73048 | THR-DIG-GBP | Gas Booster Pump, Scrubber Gas System | THR-DIG-AIT | Transmitter, Gas Analyzer, Digester | Pump,Centrifugal | Pump
132957 | THR-DIG-GBP-5141 | Gas Booster, Tank 0400, Solids Treatment | THR-DIG-SB-2 | Scrubber Building 2, Digester 3 & 4 | Pump,Centrifugal | Pump |  | GBP
132958 | THR-DIG-GBP-5141 | Gas Booster, Tank 0400, Solids Treatment | THR-DIG-SD-0400 | Tank, Secondary Digester-4, Solids Treatment | Pump,Centrifugal | Pump |  | GBP
132959 | THR-DIG-GBP-5142 | Gas Booster, Tank 0400, Solids Treatment | THR-DIG-SB-2 | Scrubber Building 2, Digester 3 & 4 | Pump,Centrifugal | Pump |  | GBP
132960 | THR-DIG-GBP-5142 | Gas Booster, Tank 0400, Solids Treatment | THR-DIG-SD-0400 | Tank, Secondary Digester-4, Solids Treatment | Pump,Centrifugal | Pump |  | GBP
132961 | THR-DIG-GBP-5161 | Gas Booster, Tank 0600, Solids Treatment | THR-DIG-SB-3 | Scrubber Building 3, Digester 5 & 6 | Pump,Centrifugal | Pump |  | GBP
132962 | THR-DIG-GBP-5161 | Gas Booster, Tank 0600, Solids Treatment | THR-DIG-SD-0600 | Tank, Secondary Digester-6, Solids Treatment | Pump,Centrifugal | Pump |  | GBP
132963 | THR-DIG-GBP-5162 | Gas Booster, Tank 0600, Solids Treatment | THR-DIG-SB-3 | Scrubber Building 3, Digester 5 & 6 | Pump,Centrifugal | Pump |  | GBP
132964 | THR-DIG-GBP-5162 | Gas Booster, Tank 0600, Solids Treatment | THR-DIG-SD-0600 | Tank, Secondary Digester-6, Solids Treatment | Pump,Centrifugal | Pump |  | GBP
44130 | TAB-DEW-GDR-1001 | Grinder , Sludge Feed Pump 1011 | TAB-DEW-P-1011 | Pump, Sludge Feed 1011 | Grinder,Dual Shaft counterrotating | Pump |  | GDR
109949 | TAB-DEW-GDR-1101 | Grinder , Sludge Feed Pump 1111 | TAB-DEW-P-1111 | Pump, Sludge Feed 1111 | Grinder,Dual Shaft counterrotating | Pump |  | GDR
109950 | TAB-DEW-GDR-1201 | Grinder , Sludge Feed Pump 1211 | TAB-DEW-P-1211 | Pump, Sludge Feed 1211 | Grinder,Dual Shaft counterrotating | Pump |  | GDR
52440 | TAB-PRM-GDR-4300 | Grinder, Primary Sludge Line | TAB-PRM-V | D Building - Header Valves & Actuators, Primary Sludge Line 1, 2 & 3 | Grinder,Dual Shaft counterrotating | Pump |  | GDR
115923 | TAB-PRM-GDR-4300 | Grinder, Primary Sludge Line | TAB-SUSPENDED ENTITY | Suspended entities | Grinder,Dual Shaft counterrotating | Pump |  | GDR
52439 | TAB-PRM-GDR-2402 | Grinder, Sludge, Scum Pump P-2402 Suction | TAB-PRM-P-2402 | Pump, Positive Displacement , Primary Treatment, Scum Pumping, Primary Gallery | Grinder,Dual Shaft counterrotating | Pump |  | GDR
127666 | THC-PLT-P-5300 | Grit Pump 5300 | THC-PLT-GRIT REMOVE | Grit Removal | Pump,Positive Displacement,Rotary Vane | Pump | 40014 | P
127667 | THC-PLT-P-5320 | Grit Pump 5320 | THC-PLT-GRIT REMOVE | Grit Removal | Pump,Positive Displacement,Rotary Vane | Pump | 40015 | P
127668 | THC-PLT-P-5340 | Grit Pump 5340 | THC-PLT-GRIT REMOVE | Grit Removal | Pump,Positive Displacement,Rotary Vane | Pump | 40016 | P
70342 | THR-ACC-P-0018 | HVAC, Heat Pump, Entrance, Consultant Bldg. | THR-ACC-NR-515 | HVAC, Heating Unit, Entrance, Consultant Bldg. | Pump,Centrifugal | Pump |  | P
127601 | THC-PLT-HPU-6100 | Hydraulic Pack 1, Headhouse | THC-PLT-BAR SCREENS | Bar Screening | Pump,Positive Displacement,Piston | Pump |  | HPU
127602 | THC-PLT-HPU-6100 | Hydraulic Pack 1, Headhouse | THC-PLT-T-6100 | Reservoir, Oil, Hydraulic Pack 1, Bar Screens | Pump,Positive Displacement,Piston | Pump |  | HPU
127603 | THC-PLT-HPU-6200 | Hydraulic Pack 2, Headhouse | THC-PLT-T-6100 | Reservoir, Oil, Hydraulic Pack 1, Bar Screens | Pump,Positive Displacement,Piston | Pump |  | HPU
24572 | FHO-MCS-P-0400 | Jet Pump, Lobby Fountain External | FHO-MCS-FTN-EX | Lobby Fountain External | Pump,Centrifugal | Pump |  | P
24699 | FHO-MCS-P-0400 | Jet Pump, Lobby Fountain External | FHO-MCS-PWA | Service Water & Backflow Prevention | Pump,Centrifugal | Pump |  | P
24700 | FHO-MCS-P-0500 | Jet Pump, Lobby Fountain Internal | FHO-MCS-FTN-IN | Lobby Fountain Interior | Pump,Centrifugal | Pump |  | P
93783 | FHO-MCS-P-0500 | Jet Pump, Lobby Fountain Internal | FHO-MCS-PWA | Service Water & Backflow Prevention | Pump,Centrifugal | Pump |  | P
88930 | WTR-PSC-MEQ-0003 | Mechanical Equipment, Portable Sump Pumps | WTR-PSC-AUX | Auxiliary Equipment (Building Facilities) | Pump,Portable | Pump |  | MEQ
56996 | TAB-THK-P-MIXED POLY | Mixed Polymer Feed Pumps | TAB-THK-POL | Polymer System |  | Pump
80212 | THR-THK-P-7010 | MTI Transfer Pump | THR-THK | Sludge Thickening |  | Pump |  | P
80213 | THR-THK-P-7010 | MTI Transfer Pump | THR-THK-P-MTI | MTI Transfer Pumps & Sludge Holding Tanks |  | Pump |  | P
80214 | THR-THK-P-7020 | MTI Transfer Pump | THR-THK | Sludge Thickening |  | Pump |  | P
80215 | THR-THK-P-7020 | MTI Transfer Pump | THR-THK-P-MTI | MTI Transfer Pumps & Sludge Holding Tanks |  | Pump |  | P
139558 | THR-THK-P-7010 | MTI Transfer Pump | THR-THK-T-7001 | Tank, MTI Sludge Holding |  | Pump |  | P
139559 | THR-THK-P-7020 | MTI Transfer Pump | THR-THK-T-7001 | Tank, MTI Sludge Holding |  | Pump |  | P
129386 | THC-STR-P-1340 | New Spare Pump, Dewatering, Tank 1300, Secondary Clarifier, RAS/WAS, Tunnel T19 Phase IV Secondary | THC-STR-RAS/WAS-I-IV | RAS/WAS, Phase I-IV | Pump,Centrifugal | Pump |  | P
68591 | THC-STR-P-1440 | New Spare Pump, Dewatering, Tank 1400, Secondary Clarifier, RAS/WAS, Tunnel T19 Phase IV Secondary | THC-STR-RAS/WAS-I-IV | RAS/WAS, Phase I-IV | Pump,Centrifugal | Pump |  | P
68592 | THC-STR-P-1540 | New Spare Pump, Dewatering, Tank 1500, Secondary Clarifier, RAS/WAS, Tunnel T19 Phase IV Secondary | THC-STR-RAS/WAS-I-IV | RAS/WAS, Phase I-IV | Pump,Centrifugal | Pump |  | P
115190 | TAB-PLT-P-0001? | Oil Lubrication Pump,Bar Screens | TAB-PLT-SC-P | P Building - Bar Screens 1 - 6 | Screen,Bar | Pump | 34180 | P
115191 | TAB-PLT-P-0001? | Oil Lubrication Pump,Bar Screens | TAB-SUSPENDED ENTITY | Suspended entities | Screen,Bar | Pump | 34180 | P
117990 | TAB-SA-P-0102 | Oil Oump, Auxiliary, Air Compressor, Auxiliary Systems Building, Main Floor | TAB-SA-C-0100 | Air Compressor, Auxiliary Systems Building, Main Floor | Pump | Pump |  | P
54916 | TAB-SA-P-0302 | Oil Pump, Auxiliary, Air Compressor, Auxiliary Systems Building, Main Floor | TAB-SA-C-0300 | Air Compressor, Auxiliary Systems Building, Main Floor | Pump | Pump |  | P
54918 | TAB-SA-P-0402 | Oil Pump, Auxiliary, Air Compressor, Auxiliary Systems Building, Main Floor | TAB-SA-C-0400 | Air Compressor, Auxiliary Systems Building, Main Floor | Pump | Pump |  | P
117991 | TAB-SA-P-0202 | Oil Pump, Auxiliary, Air Compressor, Auxiliary Systems Building, Main Floor | TAB-SA-C-0200 | Air Compressor, Auxiliary Systems Building, Main Floor | Pump | Pump |  | P
54917 | TAB-SA-P-0401 | Oil Pump, Main, Air Compressor, Auxiliary Systems Building, Main Floor | TAB-SA-C-0400 | Air Compressor, Auxiliary Systems Building, Main Floor | Pump | Pump |  | P
54915 | TAB-SA-P-0201 | Oil Pump, Main, Air Compressor, Auxiliary Systems Building, Main Floor | TAB-SA-C-0200 | Air Compressor, Auxiliary Systems Building, Main Floor | Pump | Pump |  | P
117992 | TAB-SA-P-0301 | Oil Pump, Main, Air Compressor, Auxiliary Systems Building, Main Floor | TAB-SA-C-0300 | Air Compressor, Auxiliary Systems Building, Main Floor | Pump | Pump |  | P
117989 | TAB-SA-P-0101 | Oil Pumps, Main, Air Compressor, Auxiliary Systems Building, Main Floor | TAB-SA-C-0100 | Air Compressor, Auxiliary Systems Building, Main Floor | Pump | Pump |  | P
52516 | TAB-PRM-P-OPS | Old PS Building - Scum ,Sludge & Sump Pumps | TAB-PRM-OPS | Old PS - Primary Treatment |  | Pump
22639 | COL-PMM-P-0003 | Overflow Pump | COL-PMM | Mimico Pumping Station | Pump | Pump |  | P
22640 | COL-PMM-P-0003 | Overflow Pump | COL-PMM-MISC | Miscellaneous Equipment | Pump | Pump |  | P
52518 | TAB-PRM-P-SUMP | P Bldg & Old PS Buildings, Primary Treatment Sump and Unwatering Pumps | TAB-PRM-P-OPS | Old PS Building - Scum ,Sludge & Sump Pumps | Pump | Pump
74393 | THR-DIS-CP-0820 | Panel, Control Panel Pump 0820 Disinfection Building Main Floor south side | THR-DIS-P-0820 | Pump, Centrifugal, Disinfection Building Main Floor south side | Control Panel | Pump |  | CP
74394 | THR-DIS-CP-0820 | Panel, Control Panel Pump 0820 Disinfection Building Main Floor south side | THR-DIS-P-SUMP | Disinfection - Pump, Sump | Control Panel | Pump |  | CP
74395 | THR-DIS-CP-0820 | Panel, Control Panel Pump 0820 Disinfection Building Main Floor south side | THR-DIS-T-PP | Disinfection, Tank, Palace Pier | Control Panel | Pump |  | CP
134316 | THR-DIS-CP-0820 | Panel, Control Panel Pump 0820 Disinfection Building Main Floor south side | THR-DIS | Disinfection | Control Panel | Pump |  | CP
45902 | TAB-DIG-P-1373A | Panel,Transfer Pump P-1373, Control,Digester Basement | TAB-DIG-T-1300 | Digestion Tank 13 | Pump | Pump |  | P
122983 | THC-DCL-P-0001 | Pressure Wash System, Dechlorination Building | THC-DCL | Dechlorination Process | Pump | Pump |  | P
66177 | THC-PLT-P-0001 | Pressure Wash System, Head house | THC-PLT | Preliminary Treatment (Grit and Screenings) | Pump,Piston | Pump |  | P
64866 | THC-INC-P-0002 | Pressure Wash System, Incinerator and Dewatering area | THC-INC | Incineration Process | Pump,Piston | Pump |  | P
2721 | COL-MTI-P-2302D | Pumo-2, Hydraulic Power Unit, Simcoe Control Chamber No.2300D, MTI | COL-MTI-CH-2300D | Chamber,Simcoe Control Chamber No.2300D, MTI | Pump | Pump |  | P
3499 | COL-PEV-P-0001 | Pump | COL-PEV-MISC | Miscellaneous Equipment |  | Pump | 34120 | P
3500 | COL-PEV-P-0001 | Pump | COL-PSU-MISC | Miscellaneous Equipment |  | Pump | 34120 | P
3828 | COL-PHP-P-0001 | Pump | COL-PHP-MISC | Miscellaneous Equipment |  | Pump | 34121 | P
4315 | COL-PMD-P-0100 | Pump | COL-PMD | Midland Pumping Station | Pump | Pump |  | P
4980 | COL-POM-P-0001 | Pump | COL-POM-MISC | Miscellaneous Equipment | Pump | Pump | 34136 | P
5350 | COL-PSD-P-0001 | Pump | COL-PSD-MISC | Miscellaneous Equipment |  | Pump | 34158 | P
5351 | COL-PSD-P-0001 | Pump | COL-PVM-P-0200 | Pump, Discharge |  | Pump | 34158 | P
5352 | COL-PSD-P-0002 | Pump | COL-PSD-MISC | Miscellaneous Equipment |  | Pump | 34159 | P
5457 | COL-PSK-P-0001 | Pump | COL-PSK-MISC | Miscellaneous Equipment |  | Pump | 34156 | P
5458 | COL-PSK-P-0200 | Pump | COL-PSK | Skydome Sewage Pumping Station |  | Pump |  | P
5642 | COL-PSP-P-0001 | Pump | COL-PSP | Southport Sewage Pumping Station |  | Pump | 34157 | P
5706 | COL-PSS-P-0001 | Pump | COL-PSS | Scott Sewage Pumping Station |  | Pump | 34155 | P
5707 | COL-PSS-P-0001 | Pump | COL-PSS-MISC | Miscellaneous Equipment |  | Pump | 34155 | P
5708 | COL-PSS-P-0001 | Pump | COL-PVM-P-0100 | Pump, Discharge |  | Pump | 34155 | P
5709 | COL-PSS-P-0100 | Pump | COL-PSS | Scott Sewage Pumping Station |  | Pump |  | P
5800 | COL-PST-P-0001 | Pump | COL-PST | Strachan Pumping Station |  | Pump | 34160 | P
5801 | COL-PST-P-0001 | Pump | COL-PST-MISC | Miscellaneous Equipment |  | Pump | 34160 | P
5802 | COL-PST-P-0002 | Pump | COL-PST-MISC | Miscellaneous Equipment |  | Pump | 34161 | P
5972 | COL-PSU-P-0001 | Pump | COL-PSU | Sunnyside Pumping Station |  | Pump | 34162 | P
5973 | COL-PSU-P-0001 | Pump | COL-PSU-MISC | Miscellaneous Equipment |  | Pump | 34162 | P
6343 | COL-PVM-P-0001 | Pump | COL-PVM | Valleymede Sewage Pumping Station |  | Pump | 34165 | P
6402 | COL-PWC-P-0100 | Pump | COL-PWC | Wirral Court Sewage Pumping Station | Pump | Pump |  | P
6403 | COL-PWC-P-0200 | Pump | COL-PWC | Wirral Court Sewage Pumping Station | Pump | Pump |  | P
18419 | COL-PEV-P-0001 | Pump | COL-PEV | Ellis Sewage Pumping Station |  | Pump | 34120 | P
20066 | COL-PHP-P-0001 | Pump | COL-PHP | High Park Sewage Pumping Station |  | Pump | 34121 | P
20067 | COL-PHP-P-0001 | Pump | COL-PSU-MISC | Miscellaneous Equipment |  | Pump | 34121 | P
24667 | COL-PSD-P-0001 | Pump | COL-PSD | Spadina Sewage Pumping Station |  | Pump | 34158 | P
24668 | COL-PSD-P-0002 | Pump | COL-PSD | Spadina Sewage Pumping Station |  | Pump | 34159 | P
25112 | COL-PSK-P-0001 | Pump | COL-PSK | Skydome Sewage Pumping Station |  | Pump | 34156 | P
25113 | COL-PSK-P-0001 | Pump | COL-PSU-MISC | Miscellaneous Equipment |  | Pump | 34156 | P
25114 | COL-PSK-P-0100 | Pump | COL-PSK | Skydome Sewage Pumping Station |  | Pump |  | P
25115 | COL-PSK-P-0300 | Pump | COL-PSK | Skydome Sewage Pumping Station |  | Pump |  | P
26219 | COL-PSP-P-0001 | Pump | COL-PSP-MISC | Miscellaneous Equipment |  | Pump | 34157 | P
26220 | COL-PSP-P-0001 | Pump | COL-PVM-MISC | Miscellaneous Equipment |  | Pump | 34157 | P
26372 | COL-PST-P-0001 | Pump | COL-PVM-P-0200 | Pump, Discharge |  | Pump | 34160 | P
26373 | COL-PST-P-0002 | Pump | COL-PST | Strachan Pumping Station |  | Pump | 34161 | P
26495 | COL-PSU-P-0001 | Pump | COL-PVM-MISC | Miscellaneous Equipment |  | Pump | 34162 | P
27222 | COL-PVM-P-0001 | Pump | COL-PVM-MISC | Miscellaneous Equipment |  | Pump | 34165 | P
99014 | FPP-BW-P-0100 | Pump #1, Backwash Tank | FHA-FPP | Harris Filtration Pilot Plant | Pump | Pump |  | P
13856 | COL-CCC-P-0100 | Pump #1, Discharge | COL-CCC | Charles Caccia Park Storm Sanitary Combined Water Tank | Pump | Pump |  | P
15059 | COL-PBG-P-0100 | Pump #1, Discharge | COL-PBG | Brule Gardens Sewage Pumping Station |  | Pump |  | P
20425 | COL-PKP-P-0100 | Pump #1, Discharge | COL-PKP | Kennedy Park Sewage Pumping Station |  | Pump |  | P
41202 | TAB-ACC-P-0111 | Pump #1, Distribution, PM-1, Primary Loop, Z Bldg, 1st Flr (formerly KX6005A) | TAB-PWH | Primary Heating Loop | Pump,Centrifugal,single-Stage | Pump |  | P
31203 | FPP-BW-P-0200 | Pump #2, Backwash Tank | FHA-FPP | Harris Filtration Pilot Plant | Pump | Pump |  | P
2528 | COL-CCC-P-0200 | Pump #2, Discharge | COL-CCC | Charles Caccia Park Storm Sanitary Combined Water Tank | Pump | Pump |  | P
2981 | COL-PBG-P-0200 | Pump #2, Discharge | COL-PBG | Brule Gardens Sewage Pumping Station |  | Pump |  | P
20426 | COL-PKP-P-0200 | Pump #2, Discharge | COL-PKP | Kennedy Park Sewage Pumping Station |  | Pump |  | P
107516 | TAB-ACC-P-0121 | Pump #2, Distribution, PM-2, Primary Loop, Z Bldg, 1st Flr | TAB-PWH | Primary Heating Loop | Pump,Centrifugal | Pump |  | P
41203 | TAB-ACC-P-0131 | Pump #3, Distribution, PM-3, Primary Loop, Z Bldg, 1st Flr | TAB-PWH | Primary Heating Loop | Pump,Centrifugal,single-Stage | Pump |  | P
85864 | WTR-PEL-P-0100 | Pump (Future), Centrifugal, Water | WTR-OBSOLETE | WTR Suspended Entities | Pump,Centrifugal | Pump | 33205 | P
85865 | WTR-PEL-P-0100 | Pump (Future), Centrifugal, Water | WTR-SUSPENDED | Suspended Obsolete entity for storage purpose | Pump,Centrifugal | Pump | 33205 | P
144162 | WTR-PEL-P-0100 | Pump (Future), Centrifugal, Water | WTR-PEL-P | Pumping | Pump,Centrifugal | Pump | 33205 | P
58943 | THC-ACC-P-4103SPARE | Pump (Spare), Hot Water Circulating, Tunel T12 | THC-ACC-TUNNEL | Plant Tunnels, HVAC | Pump,Centrifugal | Pump |  | P
41262 | TAB-ACC-P-4450 | Pump , Circulating , Glycol water System | TAB-ACC-4400 | Space Heating, Auxillary Bldg | Pump,Centrifugal | Pump |  | P
107570 | TAB-ACC-P-4451 | Pump , Circulating , Glycol water System | TAB-ACC-4400 | Space Heating, Auxillary Bldg | Pump,Centrifugal | Pump |  | P
41261 | TAB-ACC-P-4410 | Pump , Circulating , Hot Water System | TAB-ACC-4400 | Space Heating, Auxillary Bldg | Pump,Centrifugal | Pump |  | P
107568 | TAB-ACC-P-4411 | Pump , Circulating , Hot Water System | TAB-ACC-4400 | Space Heating, Auxillary Bldg | Pump,Centrifugal | Pump |  | P
110094 | TAB-DEW-P-3504 | Pump , Decant # 4, New Wet Well | TAB-DEW-WEL | Centrate Wet Wells | Pump,Centrifugal | Pump |  | P
110056 | TAB-DEW-P-0121 | Pump , Lub Oil for Centrifuge #0121 | TAB-DEW-CF-0121 | Centrifuge # 1 | Pump | Pump |  | P
44220 | TAB-DEW-P-0221 | Pump , Lub Oil for Centrifuge #0221 | TAB-DEW-CF-0221 | Centrifuge # 2 | Pump | Pump |  | P
110060 | TAB-DEW-P-0321 | Pump , Lub Oil for Centrifuge #0321 | TAB-DEW-CF-0321 | Centrifuge # 3 | Pump | Pump |  | P
110063 | TAB-DEW-P-0421 | Pump , Lub Oil for Centrifuge #0421 | TAB-DEW-CF-0421 | Centrifuge # 4 | Pump | Pump |  | P
44227 | TAB-DEW-P-0521 | Pump , Lub Oil for Centrifuge #0521 | TAB-DEW-CF-0521 | Centrifuge # 5 | Pump | Pump |  | P
110064 | TAB-DEW-P-0621 | Pump , Lub Oil for Centrifuge #0621 | TAB-DEW-CF-0621 | Centrifuge # 6 | Pump | Pump |  | P
110067 | TAB-DEW-P-0721 | Pump , Lub Oil for Centrifuge #0721 | TAB-DEW-CF-0721 | Centrifuge # 7 | Pump | Pump |  | P
44234 | TAB-DEW-P-0821 | Pump , Lub Oil for Centrifuge #0821 | TAB-DEW-CF-0821 | Centrifuge # 8 | Pump | Pump |  | P
110071 | TAB-DEW-P-0921 | Pump , Lub Oil for Centrifuge #0921 | TAB-DEW-CF-0921 | Centrifuge # 9 | Pump | Pump |  | P
110073 | TAB-DEW-P-1021 | Pump , Lub Oil for Centrifuge #1021 | TAB-DEW-CF-1021 | Centrifuge # 10 | Pump | Pump |  | P
110074 | TAB-DEW-P-1121 | Pump , Lub Oil for Centrifuge #1121 | TAB-DEW-CF-1121 | Centrifuge # 11 | Pump | Pump |  | P
110075 | TAB-DEW-P-1221 | Pump , Lub Oil for Centrifuge #1121 | TAB-DEW-CF-1221 | Centrifuge # 12 | Pump | Pump |  | P
44251 | TAB-DEW-P-3320 | Pump , Polymer Solution Feed #2 | TAB-DEW POLYMER DIST | Polymer Solution Distribution System | Pump,Positive Displacement,Lobe | Pump |  | P
110083 | TAB-DEW-P-3340 | Pump , Polymer Solution Feed #4 | TAB-DEW POLYMER DIST | Polymer Solution Distribution System | Pump,Positive Displacement,Lobe | Pump |  | P
110084 | TAB-DEW-P-3350 | Pump , Polymer Solution Feed #5 | TAB-DEW POLYMER DIST | Polymer Solution Distribution System | Pump,Positive Displacement,Lobe | Pump |  | P
110055 | TAB-DEW-P-0111 | Pump , Sludge Feed 0111 | TAB-DEW SLUDGE FEED | Sludge Feed to Centrifuge System | Pump,Non Positive Displacement,Disc Type | Pump |  | P
56964 | TAB-THK-P-0002 | Pump ,For Analyzer | TAB-THK-V-TRANSF | Transfer Valves to Digester | Pump | Pump |  | P
141292 | TNT-STR-P-1401S | Pump ,Waste Activated Sludge # 4 | TAB-SUSPENDED ENTITY | Suspended entities | Pump,Centrifugal | Pump | 46844 | P
141293 | TNT-STR-P-1401S | Pump ,Waste Activated Sludge # 4 | TNT-STR | Secondary Treatment | Pump,Centrifugal | Pump | 46844 | P
87597 | WTR-PLW-P-0100 | Pump 0100 | WTR-PLW-P | Pumping | Pump | Pump |  | P
87598 | WTR-PLW-P-0200 | Pump 0200 | WTR-PLW-P | Pumping | Pump | Pump |  | P
87599 | WTR-PLW-P-0300 | Pump 0300 | WTR-PLW-P | Pumping | Pump | Pump |  | P
145609 | WTR-PLW-P-0400 | Pump 0400 | WTR-PLW-P | Pumping | Pump | Pump |  | P
87600 | WTR-PLW-P-0500 | Pump 0500 | WTR-PLW-P | Pumping | Pump | Pump |  | P
2718 | COL-MTI-P-2001C | Pump 1- Hydraulic Power Unit | COL-MTI-CH-2000C | Chamber,Scott Control Chamber No.20C, MTI | Switch | Pump |  | P
70384 | THR-ACC-P-0713 | Pump 1, Centrifugal, Hot Water Recirculation, Compressor Bldg Bsmnt | THR-ACC-HCP1 | Heating and Cooling Pumps,WA1 | Pump,Centrifugal | Pump |  | P
130800 | THR-ACC-P-0711 | Pump 1, Glycol Skid, Compressor Bldg Main Floor, Glycol System | THR-ACC-T-0711S | Tank, Glycol Heating Package, Digesters Gas Compressor Bldg. | Pump,Centrifugal | Pump |  | P
14221 | COL-MTI-P-0101 | Pump 1, Hydraulic, Gear, Hydraulic Power Unit, MTI Chamber CH-0100, Hiawatha | COL-MTI-CH-0100 | Chamber,Hiawatha Control Chamber No.1, MTI |  | Pump |  | P
14223 | COL-MTI-P-1401C | Pump 1, Rosedale Valley Control Chamber No.14C, MTI | COL-MTI-CH-1400C | Chamber,Rosedale Valley Control Chamber No.14C, MTI |  | Pump |  | P
45988 | TAB-DIG-P-7070 | Pump 1, Waste Water, Waste Gas Burner Station | TAB-DIG-BU | Waste Gas Burner | Pump | Pump |  | P
5710 | COL-PSS-P-0200 | Pump 2 | COL-PSS | Scott Sewage Pumping Station |  | Pump |  | P
22040 | COL-PMD-P-0200 | Pump 2 | COL-PMD | Midland Pumping Station | Pump | Pump |  | P
2720 | COL-MTI-P-2002C | Pump 2- Hydraulic Power Unit | COL-MTI-CH-2000C | Chamber,Scott Control Chamber No.20C, MTI | Switch | Pump |  | P
70385 | THR-ACC-P-0714 | Pump 2, Centrifugal, Hot Water Recirculation, Compressor Bldg Bsmnt | THR-ACC-HCP1 | Heating and Cooling Pumps,WA1 | Pump,Centrifugal | Pump |  | P
130801 | THR-ACC-P-0712 | Pump 2, Glycol Skid, Compressor Bldg Main Floor, Glycol System | THR-ACC-T-0711S | Tank, Glycol Heating Package, Digesters Gas Compressor Bldg. | Pump,Centrifugal | Pump |  | P
14222 | COL-MTI-P-0102 | Pump 2, Hydraulic, Gear, Hydraulic Power Unit, MTI Chamber CH-0100, Hiawatha | COL-MTI-CH-0100 | Chamber,Hiawatha Control Chamber No.1, MTI |  | Pump |  | P
14224 | COL-MTI-P-1402C | Pump 2, Rosedale Valley Control Chamber No.14C, MTI | COL-MTI-CH-1400C | Chamber,Rosedale Valley Control Chamber No.14C, MTI |  | Pump |  | P
45989 | TAB-DIG-P-7071 | Pump 2, Waste Water, Waste Gas Burner Station | TAB-DIG-BU | Waste Gas Burner | Pump | Pump |  | P
99160 | IX2086A | Pump A, Circulating , Chilled Water System, Air Compr. Aux.bldg. | TAB-ACC-CI | Chiller and Air Coolers | Pump,Centrifugal | Pump
99161 | IX2087A | Pump B, Circulating Pump, Chilled Water System | TAB-ACC-CI | Chiller and Air Coolers | Pump,Centrifugal | Pump
14416 | FCL-WWW-P-5101 | Pump Centifuge Feed, North | FCL-WWW-SLDG | Sludge Pumping | Pump,Positive Displacement,Progressive Cavity | Pump |  | P
12264 | FCL-RW-P-0101 | Pump Centrifugal, Raw Water | FCL-ELS-BUS-00B2-A | Switchgear,Indoor,Low Lift Bldg - Switchgear Room,4.16 kV Line 2A | Pump,Centrifugal | Pump |  | P
12265 | FCL-RW-P-0501 | Pump Centrifugal, Raw Water | FCL-RW | Raw Water | Pump,Centrifugal | Pump |  | P
53656 | FCL-RW-P-0101 | Pump Centrifugal, Raw Water | FCL-RW | Raw Water | Pump,Centrifugal | Pump |  | P
53657 | FCL-RW-P-0201 | Pump Centrifugal, Raw Water | FCL-ELS-BUS-00B1-A | Switchgear,Indoor,Low Lift Bldg - Switchgear Room,4.16 kV Line 1A | Pump,Centrifugal | Pump |  | P
53658 | FCL-RW-P-0201 | Pump Centrifugal, Raw Water | FCL-RW | Raw Water | Pump,Centrifugal | Pump |  | P
53659 | FCL-RW-P-0301 | Pump Centrifugal, Raw Water | FCL-ELS-BUS-00B1-A | Switchgear,Indoor,Low Lift Bldg - Switchgear Room,4.16 kV Line 1A | Pump,Centrifugal | Pump |  | P
53660 | FCL-RW-P-0301 | Pump Centrifugal, Raw Water | FCL-RW | Raw Water | Pump,Centrifugal | Pump |  | P
53661 | FCL-RW-P-0401 | Pump Centrifugal, Raw Water | FCL-ELS-BUS-00B2-A | Switchgear,Indoor,Low Lift Bldg - Switchgear Room,4.16 kV Line 2A | Pump,Centrifugal | Pump |  | P
53662 | FCL-RW-P-0401 | Pump Centrifugal, Raw Water | FCL-RW | Raw Water | Pump,Centrifugal | Pump |  | P
53663 | FCL-RW-P-0501 | Pump Centrifugal, Raw Water | FCL-ELS-BUS-00B2-A | Switchgear,Indoor,Low Lift Bldg - Switchgear Room,4.16 kV Line 2A | Pump,Centrifugal | Pump |  | P
53664 | FCL-RW-P-0601 | Pump Centrifugal, Raw Water | FCL-ELS-BUS-00B1-A | Switchgear,Indoor,Low Lift Bldg - Switchgear Room,4.16 kV Line 1A | Pump,Centrifugal | Pump |  | P
53665 | FCL-RW-P-0601 | Pump Centrifugal, Raw Water | FCL-RW | Raw Water | Pump,Centrifugal | Pump |  | P
15121 | FHA-BW-P-0601 | Pump Centrifugal, Wash Water to Filter Bldg. | FHA-BW | Backwash System |  | Pump |  | P
64375 | FHA-BW-P-0501 | Pump Centrifugal, Wash Water to Filter Bldg. | FHA-BW | Backwash System |  | Pump |  | P
64376 | FHA-BW-P-0701 | Pump Centrifugal, Wash Water to Filter Bldg. | FHA-BW | Backwash System |  | Pump |  | P
14419 | FCL-WWW-P-5301 | Pump Centrifuge Feed, South | FCL-WWW-P-1105 | Pump Sample Sedimentation Tanks Drain Turbidity | Pump,Positive Displacement,Progressive Cavity | Pump |  | P
14420 | FCL-WWW-P-5301 | Pump Centrifuge Feed, South | FCL-WWW-SLDG | Sludge Pumping | Pump,Positive Displacement,Progressive Cavity | Pump |  | P
14417 | FCL-WWW-P-5201 | Pump Centrifuge Feed, Standby | FCL-WWW-P-1104 | Pump Sample Clarifier T-1100 Outlet Turbidity | Pump,Positive Displacement,Progressive Cavity | Pump |  | P
14418 | FCL-WWW-P-5201 | Pump Centrifuge Feed, Standby | FCL-WWW-SLDG | Sludge Pumping | Pump,Positive Displacement,Progressive Cavity | Pump |  | P
61598 | FCL-WWW-P-1101 | Pump Dewatering, Clarifier T-1100 | FCL-WWW-T-1100 | Tank, Clarifier, North, RMF Clarification Facility | Pump,Non Positive Displacement,Submersible | Pump |  | P
14411 | FCL-WWW-P-1201 | Pump Dewatering, Clarifier T-1200 | FCL-WWW-T-1200 | Tank, Clarifier, South, RMF Clarification Facility | Pump | Pump |  | P
30564 | FIS-SES-P-0002 | Pump Location Caustic Soda | FIS-SM-SB | Scrubber |  | Pump |  | P
98480 | FIS-SES-P-0001 | Pump Location Caustic Soda | FIS-CL | Cl SBS & SO2 Gas Monitoring System |  | Pump |  | P
98481 | FIS-SES-P-0001 | Pump Location Caustic Soda | FIS-SM-SB | Scrubber |  | Pump |  | P
98482 | FIS-SES-P-0002 | Pump Location Caustic Soda | FIS-CL | Cl SBS & SO2 Gas Monitoring System |  | Pump |  | P
14424 | FCL-WWW-P-7014A | Pump Sample After SO2 Chlorine and Turbidity, RMF dechlorination | FCL-WWW-SAMP | Residue Management Sampling | Pump | Pump |  | P
14425 | FCL-WWW-P-7014B | Pump Sample After SO2 Chlorine and Turbidity, RMF dechlorination | FCL-WWW-SAMP | Residue Management Sampling | Pump | Pump |  | P
61599 | FCL-WWW-P-1104 | Pump Sample Clarifier T-1100 Outlet Turbidity | FCL-WWW-SAMP | Residue Management Sampling | Pump | Pump |  | P
14412 | FCL-WWW-P-1204 | Pump Sample Clarifier T-1200 Outlet Turbidity | FCL-WWW-SAMP | Residue Management Sampling | Pump | Pump |  | P
61601 | FCL-WWW-P-1202 | Pump Sample Filter Backwash to Clarifiers Turbidity | FCL-WWW-SAMP | Residue Management Sampling | Pump | Pump |  | P
14409 | FCL-WWW-P-1105 | Pump Sample Sedimentation Tanks Drain Turbidity | FCL-WWW-SAMP | Residue Management Sampling | Pump | Pump |  | P
61596 | FCL-WWW-P-0002 | Pump Sanitary Clarification Building, North | FCL-WWW-SAN | Sanitary pumping | Pump | Pump |  | P
61595 | FCL-WWW-P-0001 | Pump Sanitary Clarification Building, South | FCL-WWW-SAN | Sanitary pumping | Pump | Pump |  | P
111315 | TAB-DIG-P-2233 | Pump Sludge Recirculation, Digester Tank 22 | TAB-DIG-T-19-22 | Digester Tanks 19-22 | Pump,Centrifugal | Pump |  | P
14421 | FCL-WWW-P-5531 | Pump Submersible Centrifuge Process Drain | FCL-WWW-DEW | Sludge Dewatering RMF | Pump,Non Positive Displacement,Submersible | Pump |  | P
14422 | FCL-WWW-P-5532 | Pump Submersible Centrifuge Process Drain | FCL-WWW-DEW | Sludge Dewatering RMF | Pump,Non Positive Displacement,Submersible | Pump |  | P
61604 | FCL-WWW-P-3022 | Pump Submersible Drainage North, Process Drain Sump | FCL-WWW-T-3000 | Tank, Sludge Sump, RMF Clarification Facility | Pump,Non Positive Displacement,Submersible | Pump |  | P
61603 | FCL-WWW-P-3021 | Pump Submersible Drainage South, Process Drain Sump | FCL-WWW-T-3000 | Tank, Sludge Sump, RMF Clarification Facility | Pump,Non Positive Displacement,Submersible | Pump |  | P
14414 | FCL-WWW-P-3030 | Pump Submersible East, Pump Room | FCL-WWW-T-3000 | Tank, Sludge Sump, RMF Clarification Facility | Pump,Non Positive Displacement,Submersible | Pump |  | P
61605 | FCL-WWW-P-3050 | Pump Submersible FCL, Pump Room | FCL-WWW-T-3000 | Tank, Sludge Sump, RMF Clarification Facility | Pump,Non Positive Displacement,Submersible | Pump |  | P
14407 | FCL-WWW-P-0003 | Pump Submersible Low Lift Sanitary PS | FCL-WWW-SAN | Sanitary pumping | Pump,Non Positive Displacement,Submersible | Pump |  | P
14408 | FCL-WWW-P-0004 | Pump Submersible Low Lift Sanitary PS | FCL-WWW-SAN | Sanitary pumping | Pump,Non Positive Displacement,Submersible | Pump |  | P
14415 | FCL-WWW-P-3040 | Pump Submersible Standby, Pump Room | FCL-WWW-T-3000 | Tank, Sludge Sump, RMF Clarification Facility | Pump,Non Positive Displacement,Submersible | Pump |  | P
29645 | FIS-GRK-P-0003 | Pump Submersible, Portable, | FIS-DEW | Dewatering & Drainage | Pump,Submersible | Pump |  | P
29646 | FIS-GRK-P-0003 | Pump Submersible, Portable, | FIS-GRK | FIS Buildings & Grounds | Pump,Submersible | Pump |  | P
49921 | TAB-GRK-P-5114 | Pump Sump, Level 1, 101A, Blower Building | TAB-STR-SUMP | Blower Building - Sump Pumps | Pump,Submersible | Pump |  | P
113991 | TAB-GRK-P-5113 | Pump Sump, Level 1, 101A, Blower Building | TAB-STR-SUMP | Blower Building - Sump Pumps | Pump,Submersible | Pump |  | P
49922 | TAB-GRK-P-5115 | Pump Sump, Level 1, Blower Building | TAB-AER-BL | Blower Building | Pump,Submersible | Pump |  | P
49923 | TAB-GRK-P-5116 | Pump Sump, Level 1, Blower Building | TAB-AER-BL | Blower Building | Pump,Submersible | Pump |  | P
30806 | FIS-TRW-P-0200 | Pump Treated Water | FIS-TRW | Treated Water Production |  | Pump |  | P
30807 | FIS-TRW-P-0200 | Pump Treated Water | FIS-TRW-PUMPING | Treated Water Pumping |  | Pump |  | P
41284 | TAB-ACC-P-6011 | Pump, Circulating,Hot Water, Dig 13-16 Sludge Heating,P14-1, | TAB-ACC-6000 | (Item #14) Digester 13-16 Process Heating | Pump,Centrifugal | Pump |  | P
41210 | TAB-ACC-P-0312 | Pump, Circulating, City water, Admin. Domestic Hot Water, P21-2, | TAB-ACC-0300 | Domestic H.W. System 2, Admin Bldg, Item 21 | Pump,Centrifugal | Pump |  | P
107556 | TAB-ACC-P-2813 | Pump, Circulating, Glycol, Dewatering Space Heating,P7-3 | TAB-ACC-2800 | Centrifuge Bldg. Space Heating,(Item #7) | Pump,Centrifugal | Pump |  | P
41246 | TAB-ACC-P-3431 | Pump, Circulating, Glycol,Filter Bldg, S-6 & S-7,PG38-1, | TAB-ACC-3400 | Filter Bldg (Old Dewatering) S-6,S-7Space Heating,(Item #38) | Pump,Centrifugal | Pump |  | P
41247 | TAB-ACC-P-3432 | Pump, Circulating, Glycol,Filter Bldg, S-6 & S-7,PG38-2, | TAB-ACC-3400 | Filter Bldg (Old Dewatering) S-6,S-7Space Heating,(Item #38) | Pump,Centrifugal | Pump |  | P
41260 | TAB-ACC-P-4025 | Pump, Circulating, Glycol,Silo Bldg, | TAB-ACC-4000 | Space Heating, Silo Bldg Item #22) | Pump,Centrifugal | Pump |  | P
107567 | TAB-ACC-P-4024 | Pump, Circulating, Glycol,Silo Bldg, PG22-1 | TAB-ACC-4000 | Space Heating, Silo Bldg Item #22) | Pump,Centrifugal | Pump |  | P
107573 | TAB-ACC-P-4611 | Pump, Circulating, Hot Water, Dig 19-22 Space Heating,,P16-1, | TAB-ACC-4600 | Space Heating, Digester 19-22,Item 16 | Pump,Centrifugal | Pump |  | P
41209 | TAB-ACC-P-0311 | Pump, Circulating, Hot Water, Heat Exchanger | TAB-ACC-0300 | Domestic H.W. System 2, Admin Bldg, Item 21 | Pump | Pump |  | P
107561 | TAB-ACC-P-3411 | Pump, Circulating, Hot water,Filter Bldg, S-6 & S-7,P38-1, | TAB-ACC-3400 | Filter Bldg (Old Dewatering) S-6,S-7Space Heating,(Item #38) | Pump,Centrifugal | Pump |  | P
41243 | TAB-ACC-P-2814 | Pump, Circulating,Glycol , Dewatering Space Heating, P7-4 | TAB-ACC-2800 | Centrifuge Bldg. Space Heating,(Item #7) | Pump,Centrifugal | Pump |  | P
41273 | TAB-ACC-P-5011 | Pump, Circulating,Hot Water,P15-2, New Gas Control Building Basement, Mid Section | TAB-ACC-5000 | Space Heating,Dig.Gas Cntl Bldg,Item 15 | Pump,Centrifugal | Pump |  | P
107543 | TAB-ACC-P-1830 | Pump, Glycol Circulating, Blower Bldg,PG-28-1 | TAB-ACC-1800 | Heating ,Space ,Blower Bldg, | Pump,Centrifugal | Pump |  | P
107544 | TAB-ACC-P-1831 | Pump, Glycol Circulating, Blower Bldg,PG-28-2 | TAB-ACC-1800 | Heating ,Space ,Blower Bldg, | Pump,Centrifugal | Pump |  | P
41228 | TAB-ACC-P-1230 | Pump, Glycol Circulating, Floatation Bldg, PG 25-1 | TAB-ACC-1200 | Heating, Floatation Bldg -Item #25 | Pump,Centrifugal | Pump |  | P
107533 | TAB-ACC-P-1231 | Pump, Glycol Circulating, Floatation Bldg, PG 25-2 | TAB-ACC-1200 | Heating, Floatation Bldg -Item #25 | Pump,Centrifugal | Pump |  | P
41227 | TAB-ACC-P-1222 | Pump, Glycol Circulating,Make Up Line | TAB-ACC-HE-1220 | Heat Exchanger, Floatation Bldg, HE25-1 | Pump,Centrifugal | Pump |  | P
41235 | TAB-ACC-P-1822 | Pump, Glycol Circulating,Make Up Line | TAB-ACC-HE-1820 | Heat Exchanger, Hot Water/Glycol, Blower Bldg, Bsmt, HE28-1 | Pump,Centrifugal | Pump |  | P
41245 | TAB-ACC-P-3422 | Pump, Glycol Circulating,Make Up Line | TAB-ACC-HE-3421 | Heat Exchanger, Filter Bldg S-6,S-7 | Pump,Centrifugal | Pump |  | P
41256 | TAB-ACC-P-3872 | Pump, Glycol Circulating,Make Up Line | TAB-ACC-HE-3870 | Heat Exchanger, Filter Bldg,HE29/30/31-1 | Pump,Centrifugal | Pump |  | P
107547 | TAB-ACC-P-2042 | Pump, Glycol Circulating,Make Up Line | TAB-ACC-HE-2040 | Heat Exchanger, Hot Water/Glycol, Chemical Gallery-Aeration , HE37 | Pump,Centrifugal | Pump |  | P
107569 | TAB-ACC-P-4422 | Pump, Glycol Circulating,Make Up Line | TAB-ACC-HE-4420 | Heat Exchanger, Aux.Bldg Space heating | Pump,Centrifugal | Pump |  | P
107591 | TAB-ACC-P-6212 | Pump, Hot Water Circulating, Dig 5 - 12, Process & Space Heating, P1-2 | TAB-ACC-6200 | Digester 5-12 Process & Space Heating,(Item #1 | Pump,Centrifugal | Pump |  | P
41288 | TAB-ACC-P-6211 | Pump, Hot Water Circulating, , Dig 5 - 12 Process & Space Heating,P1-1 | TAB-ACC-6200 | Digester 5-12 Process & Space Heating,(Item #1 | Pump,Centrifugal | Pump |  | P
107592 | TAB-ACC-P-6213 | Pump, Hot Water Circulating, Dig 5 - 12 , Process & Space heating,P1-3 | TAB-ACC-6200 | Digester 5-12 Process & Space Heating,(Item #1 | Pump,Centrifugal | Pump |  | P
107538 | TAB-ACC-P-1711 | Pump, Hot Water Circulating, P19-1, Pri 1-6 & 7-9 Pro & Grit 1-8 Space Heat | TAB-ACC-1700 | Heating Process & Space ,(Item #19) O.P.S.Process | Pump,Centrifugal | Pump |  | P
107540 | TAB-ACC-P-1714 | Pump, Hot Water Circulating, P19-4, Pri 1-6 & 7-9 Pro & Grit 1-8 Space Heat | TAB-ACC-1700 | Heating Process & Space ,(Item #19) O.P.S.Process | Pump,Centrifugal | Pump |  | P
41234 | TAB-ACC-P-1715 | Pump, Hot Water Circulating, P19-5, Pri 1-6 & 7-9 Pro & Grit 1-8 Space Heat | TAB-ACC-1700 | Heating Process & Space ,(Item #19) O.P.S.Process | Pump,Centrifugal | Pump |  | P
107527 | TAB-ACC-P-0811 | Pump, Hot Water Circulating, Secondary Loop 2, Admin Radiant Heating, P2-1 | TAB-ACC-0800 | Heating, Admin Bldg, Item 2 | Pump,Centrifugal | Pump |  | P
107521 | TAB-ACC-P-0611 | Pump, Hot Water Circulating, Secondary Loop 3, Admin Reheat Coils-P3-1 | TAB-ACC-0600 | Heating, Admin Bldg, Item 3 | Pump,Centrifugal | Pump |  | P
41242 | TAB-ACC-P-2811 | Pump, Hot Water Circulating,Secondary Loop 7, Dewatering Space Heating, P7-2, | TAB-ACC-2800 | Centrifuge Bldg. Space Heating,(Item #7) | Pump,Centrifugal | Pump |  | P
41263 | TAB-ACC-P-4534A | Pump, Hydronic Heating, Glycol, Digester 1~4, PGXX-1 | TAB-ACC-4500 | Digester 1~4 Space & Process Heating, Item XX | Pump,Centrifugal | Pump |  | P
41264 | TAB-ACC-P-4534A | Pump, Hydronic Heating, Glycol, Digester 1~4, PGXX-1 | TAB-ACC-HE-0135 | Heat Exchanger, Secondary Loop XX, Digester 1~4, HEXX-1 | Pump,Centrifugal | Pump |  | P
41265 | TAB-ACC-P-4534B | Pump, Hydronic Heating, Glycol, Digester 1~4, PGXX-2 | TAB-ACC-4500 | Digester 1~4 Space & Process Heating, Item XX | Pump,Centrifugal | Pump |  | P
107571 | TAB-ACC-P-4534B | Pump, Hydronic Heating, Glycol, Digester 1~4, PGXX-2 | TAB-ACC-HE-0135 | Heat Exchanger, Secondary Loop XX, Digester 1~4, HEXX-1 | Pump,Centrifugal | Pump |  | P
31308 | FPP-RW-P-0101 | Pump, Raw Water Pilot Plant | FHA-FPP | Harris Filtration Pilot Plant | Pump,Centrifugal | Pump |  | P
114137 | TAB-INC-P-2057 | Pump, Sump, Inc Bldg | TAB-WA4-P-0001 | WA4 Sump Pumps | Pump | Pump |  | P
50193 | TAB-INC-P-2056 | Pump, Sump, Incinerator Bldg | TAB-WA4-P-0001 | WA4 Sump Pumps | Pump | Pump |  | P
50194 | TAB-INC-P-8046 | Pump, Sump, S/ W Corner Incenerator Basement | TAB-WA4-P-0001 | WA4 Sump Pumps | Pump | Pump |  | P
101696 | KX6030A | Pump, #1, Hot Water Re-Circulating, HWCP-5, Dig 13-16 Space Heating | TAB-ACC-5200 | Space Heating, Digester 13-16 | Pump | Pump
101697 | KX6031A | Pump, #2, Hot Water Re-Circulating, HWCP-6, Dig 13-16 Space Heating | TAB-ACC-5200 | Space Heating, Digester 13-16 | Pump | Pump
127331 | THC-OCS-P-0110 | Pump, #3, Humidification Chamber #1, Phase I/IV Odour Control | THC-OCS-HU-0100 | Integrated Humidification Chamber #1, Humidification Chamber #1, Phase I/IV Odour Control | Pump | Pump |  | P
127332 | THC-OCS-P-0120 | Pump, #4, Humidification Chamber #1, Phase I/IV Odour Control | THC-OCS-HU-0100 | Integrated Humidification Chamber #1, Humidification Chamber #1, Phase I/IV Odour Control | Pump | Pump |  | P
127336 | THC-OCS-P-0410 | Pump, #5, Humidification, Phase I/IV Odour Control | THC-OCS-HU-0400 | Integrated Humidification Chamber #2, Humidification Chamber #2, Phase I/IV Odour Control | Pump | Pump |  | P
65819 | THC-OCS-P-0420 | Pump, #6, Humidification, Phase I/IV Odour Control | THC-OCS-HU-0400 | Integrated Humidification Chamber #2, Humidification Chamber #2, Phase I/IV Odour Control | Pump | Pump |  | P
31314 | FPP-SUA-P-0200 | Pump, (Spare) | FHA-FPP | Harris Filtration Pilot Plant | Pump,Peristaltic | Pump |  | P
147157 | WTR-RBV-P-0401 | Pump, (Sump) | WTR-RBV-AUX | Auxiliary Equipment (Building Facilities) | Pump,Centrifugal | Pump |  | P
41223 | TAB-ACC-P-1015 | Pump, , Hot Water Circulating, P24-5, Pri Tank 10-12 & Grit Tank 13-16 Process and Space Heating | TAB-ACC-1000 | Heating, Primary 10-12 & Grit Tanks 13-16 Process ( D Bldg) (Item #24) | Pump,Centrifugal | Pump |  | P
52504 | TAB-PRM-P-3502 | Pump, , PRS from Primary Tank 0800, Primary Treatment, Sludge Pumping | TAB-PRM-T-0800 | P Building, Primary Tank 8 | Transmitter,Flow | Pump |  | P
115981 | TAB-PRM-P-3501 | Pump, , PRS from Primary Tank 0800, Primary Treatment, Sludge Pumping | TAB-PRM-P-P | P Building - Primary Sludge Pumping | Transmitter,Density | Pump |  | P
115982 | TAB-PRM-P-3501 | Pump, , PRS from Primary Tank 0800, Primary Treatment, Sludge Pumping | TAB-PRM-T-0800 | P Building, Primary Tank 8 | Transmitter,Density | Pump |  | P
115983 | TAB-PRM-P-3502 | Pump, , PRS from Primary Tank 0800, Primary Treatment, Sludge Pumping | TAB-PRM-P-P | P Building - Primary Sludge Pumping | Transmitter,Flow | Pump |  | P
65352 | FHA-CLB-P-0001A | Pump, After Post Chlorine Residual Water Sample Filter Building, Operators Lab | FHA-CLB-P-0001A-KQ | Pump Location,After Post CL2 Water Sample #1A | Pump,Centrifugal | Pump |  | P
65353 | FHA-CLB-P-0001A | Pump, After Post Chlorine Residual Water Sample Filter Building, Operators Lab | FHA-CLB-SAMP | After Post CL2 Sampling | Pump,Centrifugal | Pump |  | P
65354 | FHA-CLB-P-0001B | Pump, After Post Chlorine Residual Water Sample Filter Building, Operators Lab | FHA-CLB-P-0001B-KQ | Pump Location, After Post CL2 Water Sample #2A | Pump,Centrifugal | Pump |  | P
65355 | FHA-CLB-P-0001B | Pump, After Post Chlorine Residual Water Sample Filter Building, Operators Lab | FHA-CLB-SAMP | After Post CL2 Sampling | Pump,Centrifugal | Pump |  | P
20867 | FHO-DCL-P-0501A | Pump, After SO2 Sampling DCL-P-0501A, S2 TW Transfer Channel Gallery,S/E Wall | FHO AFTER SO2 | Sampling | Pump,Positive Displacement,Rotary Vane | Pump |  | P
20868 | FHO-DCL-P-0501A | Pump, After SO2 Sampling DCL-P-0501A, S2 TW Transfer Channel Gallery,S/E Wall | FHO-DCL-P-0501A-KQ | After SO2 Sampling Pump | Pump,Positive Displacement,Rotary Vane | Pump |  | P
20871 | FHO-DCL-P-0501B | Pump, After SO2 Sampling DCL-P-0501B, S2 TW Transfer Channel Gallery,S/E Wall | FHO AFTER SO2 | Sampling | Pump,Positive Displacement,Rotary Vane | Pump |  | P
91328 | FHO-DCL-P-0501B | Pump, After SO2 Sampling DCL-P-0501B, S2 TW Transfer Channel Gallery,S/E Wall | FHO-DCL-P-0501B-KQ | After SO2 Sampling Pump | Pump,Positive Displacement,Rotary Vane | Pump |  | P
15480 | FHA-DCL-P-0002B | Pump, After SO2 Water Sample, Filter Building, West Pipe Gallery | AFTER SO2 | After SO2 Sampling | Pump | Pump |  | P
66371 | FHA-DCL-P-0002A | Pump, After SO2 Water Sample, Filter Building, West Pipe Gallery | AFTER SO2 | After SO2 Sampling | Pump | Pump |  | P
66372 | FHA-DCL-P-0002A | Pump, After SO2 Water Sample, Filter Building, West Pipe Gallery | FHA-DCL-P-0002A-KQ | Pump Location, After SO2 Water Sample #2A | Pump | Pump |  | P
66373 | FHA-DCL-P-0002B | Pump, After SO2 Water Sample, Filter Building, West Pipe Gallery | FHA-DCL-P-0002B-KQ | Pump Location, After SO2 Water Sample #2B | Pump | Pump |  | P
132113 | THR-CG-P-1164 | Pump, Air Driven, Pre-Lube Oil Pump, Air Starting System, Engine-Gen 1101 | THR-CG-ENG-1101 | Engine, Generator 1101, Engine Room, Engine-Generator & Heat Recovery System |  | Pump |  | P
132118 | THR-CG-P-1264 | Pump, Air Driven, Pre-Lube Oil Pump, Air Starting System, Engine-Gen 1201 | THR-CG-ENG-1201 | Engine, Generator NT1788901, Engine Room, Engine-Generator & Heat Recovery System |  | Pump |  | P
133065 | THR-DIG-P-3850 | Pump, Air Operated Diaphragm, Gas Compressor Bldg Basement, Oil Water Separator System | THR-DIG-T-3850 | Tank, Seperator, Oil Water, Gas Compressor Bldg Bsmnt, Oil Water Separator System |  | Pump |  | P
19712 | FHO-ALM-P-0101 | Pump, Alum Skid 1, S4 Chemical Building, Alum Skid 1 | FHO-ALM | Alum System | Pump,Positive Displacement,Gear | Pump |  | P
89324 | FHO-ALM-P-0101 | Pump, Alum Skid 1, S4 Chemical Building, Alum Skid 1 | FHO-ALM-P-0101-KQ | Alum Skid 1 | Pump,Positive Displacement,Gear | Pump |  | P
19714 | FHO-ALM-P-0201 | Pump, Alum Skid 2, S4 Chemical Building, Alum Skid 2 | FHO-ALM | Alum System | Pump,Positive Displacement,Gear | Pump |  | P
19715 | FHO-ALM-P-0201 | Pump, Alum Skid 2, S4 Chemical Building, Alum Skid 2 | FHO-ALM-P-0201-KQ | Alum Skid 2 | Pump,Positive Displacement,Gear | Pump |  | P
19717 | FHO-ALM-P-0301 | Pump, Alum Skid 3, S4 Chemical Building, Alum Skid 3 | FHO-ALM | Alum System | Pump,Positive Displacement,Gear | Pump |  | P
89327 | FHO-ALM-P-0301 | Pump, Alum Skid 3, S4 Chemical Building, Alum Skid 3 | FHO-ALM-P-0301-KQ | Alum Skid 3 | Pump,Positive Displacement,Gear | Pump |  | P
19719 | FHO-ALM-P-0401 | Pump, Alum Skid 4, S4 Chemical Building, Alum Skid 4 | FHO-ALM | Alum System | Pump,Positive Displacement,Gear | Pump |  | P
19720 | FHO-ALM-P-0401 | Pump, Alum Skid 4, S4 Chemical Building, Alum Skid 4 | FHO-ALM-P-0401-KQ | Alum Skid 4 | Pump,Positive Displacement,Gear | Pump |  | P
89373 | FHO-ALM-P-0501 | Pump, Alum Skid 5, S4 Chemical Building, Alum Skid 5 | FHO-ALM | Alum System | Pump,Positive Displacement,Gear | Pump |  | P
89374 | FHO-ALM-P-0501 | Pump, Alum Skid 5, S4 Chemical Building, Alum Skid 5 | FHO-ALM-P-0501-KQ | Back-Up Skid 5 for Alum Trains | Pump,Positive Displacement,Gear | Pump |  | P
99004 | FPP-ALM-P-0100 | Pump, Alum, FLOC Tank 1 | FHA-FPP | Harris Filtration Pilot Plant | Pump,Peristaltic | Pump |  | P
99005 | FPP-ALM-P-0200 | Pump, Alum, FLOC Tank 2 | FHA-FPP | Harris Filtration Pilot Plant | Pump,Peristaltic | Pump |  | P
31197 | FPP-AM-P-0001 | Pump, Ammonia (Duty) | FHA-FPP | Harris Filtration Pilot Plant | Pump,Diaphragm | Pump |  | P
99006 | FPP-AM-P-0001 | Pump, Ammonia (Duty) | FPP-LPL-PIP-0001 | Lead Pipe Loop system | Pump,Diaphragm | Pump |  | P
99007 | FPP-AM-P-0002 | Pump, Ammonia (Duty) | FHA-FPP | Harris Filtration Pilot Plant | Pump,Diaphragm | Pump |  | P
99008 | FPP-AM-P-0002 | Pump, Ammonia (Duty) | FPP-LPL-PIP-0001 | Lead Pipe Loop system | Pump,Diaphragm | Pump |  | P
99009 | FPP-AM-P-0100 | Pump, Ammonia Dozing | FHA-FPP | Harris Filtration Pilot Plant | Pump,Peristaltic | Pump |  | P
89890 | FHO-AM-P-0003 | Pump, Ammonia Scrubber Water Recirrculation Pump, Chemical Building, North Penthouse | FHO-AM-SB-0001 | Scrubber, Ammonia, Chemical Building, North Penthouse |  | Pump |  | P
64873 | THC-INC-P-1053 | Pump, Ash Slurry, Incinerator 1000 | THC-INC-FU-1000 | Furnace, Incinerator 1000 | Pump,Centrifugal | Pump |  | P
126640 | THC-INC-P-1051 | Pump, Ash Slurry, Incinerator 1000 | THC-INC-FU-1000 | Furnace, Incinerator 1000 | Pump,Centrifugal | Pump |  | P
126641 | THC-INC-P-1052 | Pump, Ash Slurry, Incinerator 1000 | THC-INC-FU-1000 | Furnace, Incinerator 1000 | Pump,Centrifugal | Pump |  | P
64874 | THC-INC-P-2053 | Pump, Ash Slurry, Incinerator 2000 | THC-INC-FU-2000 | Furnace, Incinerator 2000 | Pump,Centrifugal | Pump |  | P
126642 | THC-INC-P-2051 | Pump, Ash Slurry, Incinerator 2000 | THC-INC-FU-2000 | Furnace, Incinerator 2000 | Pump,Centrifugal | Pump |  | P
126643 | THC-INC-P-2052 | Pump, Ash Slurry, Incinerator 2000 | THC-INC-FU-2000 | Furnace, Incinerator 2000 | Pump,Centrifugal | Pump |  | P
119248 | TAB-STR-P-4001R | Pump, Auxiliary Oil ,Blower BL4001 | TAB-STR-BL-4001 | Blower #4001 | Pump | Pump |  | P
119249 | TAB-STR-P-4002R | Pump, Auxiliary Oil ,Blower BL4002 | TAB-STR-BL-4002 | Blower #4002 | Pump,Positive Displacement | Pump |  | P
56255 | TAB-STR-P-4003R | Pump, Auxilliary Oil, Blower BL-4003 | TAB-STR-BL-4003 | Blower #4003 | Pump | Pump |  | P
20037 | FHO-BW-P-1301 | Pump, Backwash Pump 13, S2 Wash Water Pump Gallery | FHO-BW-P-1301-KQ | Backwash Pump 13 | Pump,Centrifugal | Pump |  | P
90784 | FHO-BW-P-1301 | Pump, Backwash Pump 13, S2 Wash Water Pump Gallery | FHO-BW | Backwash System | Pump,Centrifugal | Pump |  | P
20038 | FHO-BW-P-1401 | Pump, Backwash Pump 14, S2 Wash Water Pump Gallery | FHO-BW | Backwash System | Pump,Centrifugal | Pump |  | P
20039 | FHO-BW-P-1401 | Pump, Backwash Pump 14, S2 Wash Water Pump Gallery | FHO-BW-P-1401-KQ | Backwash Pump 14 | Pump,Centrifugal | Pump |  | P
90788 | FHO-BW-P-1501 | Pump, Backwash Pump 15, S2 Wash Water Pump Gallery | FHO-BW | Backwash System | Pump,Centrifugal | Pump |  | P
90789 | FHO-BW-P-1501 | Pump, Backwash Pump 15, S2 Wash Water Pump Gallery | FHO-BW-P-1501-KQ | Backwash Pump 15 | Pump,Centrifugal | Pump |  | P
20169 | FHO-BW-P-1601 | Pump, Backwash Pump 16, S2 Wash Water Pump Gallery | FHO-BW | Backwash System | Pump,Centrifugal | Pump |  | P
90791 | FHO-BW-P-1601 | Pump, Backwash Pump 16, S2 Wash Water Pump Gallery | FHO-BW-P-1601-KQ | Backwash Pump 16 | Pump,Centrifugal | Pump |  | P
54628 | TAB-RSP-P-1211A | Pump, Bearing Lubrication Oil, Raw Sewage Pump #1 | TAB-RSP-P-1210 | Pump,Raw Sewage Transfer #1 | Pump | Pump |  | P
117754 | TAB-RSP-P-1211A | Pump, Bearing Lubrication Oil, Raw Sewage Pump #1 | TAB-RSP-T-1211 | Tank, Oil, Raw Sewage Pump #1 Bearing Lubrication System | Pump | Pump |  | P
117755 | TAB-RSP-P-1211B | Pump, Bearing Lubrication Oil, Raw Sewage Pump #1 | TAB-RSP-P-1210 | Pump,Raw Sewage Transfer #1 | Pump | Pump |  | P
117756 | TAB-RSP-P-1211B | Pump, Bearing Lubrication Oil, Raw Sewage Pump #1 | TAB-RSP-T-1211 | Tank, Oil, Raw Sewage Pump #1 Bearing Lubrication System | Pump | Pump |  | P
54630 | TAB-RSP-P-1221B | Pump, Bearing Lubrication Oil, Raw Sewage Pump #2 | TAB-RSP-P-1220 | Pump,Raw Sewage Transfer #2 | Pump | Pump |  | P
117757 | TAB-RSP-P-1221A | Pump, Bearing Lubrication Oil, Raw Sewage Pump #2 | TAB-RSP-P-1220 | Pump,Raw Sewage Transfer #2 | Pump | Pump |  | P
117758 | TAB-RSP-P-1221A | Pump, Bearing Lubrication Oil, Raw Sewage Pump #2 | TAB-RSP-T-1221 | Tank, Oil, Raw Sewage Pump #2 Bearing Lubrication System | Pump | Pump |  | P
117759 | TAB-RSP-P-1221B | Pump, Bearing Lubrication Oil, Raw Sewage Pump #2 | TAB-RSP-T-1221 | Tank, Oil, Raw Sewage Pump #2 Bearing Lubrication System | Pump | Pump |  | P
54632 | TAB-RSP-P-1231B | Pump, Bearing Lubrication Oil, Raw Sewage Pump #3 | TAB-RSP-P-1230 | Pump,Raw Sewage Transfer #3 | Pump | Pump |  | P
54633 | TAB-RSP-P-1231B | Pump, Bearing Lubrication Oil, Raw Sewage Pump #3 | TAB-RSP-T-1231 | Tank, Oil, Raw Sewage Pump #3 Bearing Lubrication System | Pump | Pump |  | P
117760 | TAB-RSP-P-1231A | Pump, Bearing Lubrication Oil, Raw Sewage Pump #3 | TAB-RSP-P-1230 | Pump,Raw Sewage Transfer #3 | Pump | Pump |  | P
117761 | TAB-RSP-P-1231A | Pump, Bearing Lubrication Oil, Raw Sewage Pump #3 | TAB-RSP-T-1231 | Tank, Oil, Raw Sewage Pump #3 Bearing Lubrication System | Pump | Pump |  | P
54634 | TAB-RSP-P-1241A | Pump, Bearing Lubrication Oil, Raw Sewage Pump #4 | TAB-RSP-T-1241 | Tank, Oil, Raw Sewage Pump #4 Bearing Lubrication System | Pump | Pump |  | P
117763 | TAB-RSP-P-1241A | Pump, Bearing Lubrication Oil, Raw Sewage Pump #4 | TAB-RSP-P-1240 | Pump,Raw Sewage Transfer #4 | Pump | Pump |  | P
54635 | TAB-RSP-P-1241B | Pump, Bearing Lubrication Oil, Raw Sewage Transfer Pump #4 | TAB-RSP-T-1241 | Tank, Oil, Raw Sewage Pump #4 Bearing Lubrication System | Pump | Pump |  | P
117764 | TAB-RSP-P-1241B | Pump, Bearing Lubrication Oil, Raw Sewage Transfer Pump #4 | TAB-RSP-P-1240 | Pump,Raw Sewage Transfer #4 | Pump | Pump |  | P
117766 | TAB-RSP-P-1251A | Pump, Bearing Lubrication Oil, Raw Sewage Transfer Pump #5 | TAB-RSP-P-1250 | Pump,Raw Sewage Transfer #5 | Pump | Pump |  | P
117767 | TAB-RSP-P-1251A | Pump, Bearing Lubrication Oil, Raw Sewage Transfer Pump #5 | TAB-RSP-T-1251 | Tank, Oil, Raw Sewage Pump #5 Bearing Lubrication System | Pump | Pump |  | P
117768 | TAB-RSP-P-1251B | Pump, Bearing Lubrication Oil, Raw Sewage Transfer Pump #5 | TAB-RSP-P-1250 | Pump,Raw Sewage Transfer #5 | Pump | Pump |  | P
117769 | TAB-RSP-P-1251B | Pump, Bearing Lubrication Oil, Raw Sewage Transfer Pump #5 | TAB-RSP-T-1251 | Tank, Oil, Raw Sewage Pump #5 Bearing Lubrication System | Pump | Pump |  | P
20862 | FHO-DCL-P-0401A-SU | Pump, Before SO2 Sampling DCL-P-0401A | FHO BEFORE SO2 | Sampling | Pump,Centrifugal | Pump | 32402 | P
20863 | FHO-DCL-P-0401A-SU | Pump, Before SO2 Sampling DCL-P-0401A | FHO-OBSOLETE | Removed From Service | Pump,Centrifugal | Pump | 32402 | P
91324 | FHO-DCL-P-0401A-SU | Pump, Before SO2 Sampling DCL-P-0401A | FHO-DCL-P-0401A-KQ | Before SO2 Sampling | Pump,Centrifugal | Pump | 32402 | P
91322 | FHO-DCL-P-0401A | Pump, Before SO2 Sampling DCL-P-0401A, S2 TW Transfer Channel Gallery East Wall | FHO BEFORE SO2 | Sampling | Pump,Centrifugal | Pump |  | P
20866 | FHO-DCL-P-0401B-SU | Pump, Before SO2 Sampling DCL-P-0401B | FHO-OBSOLETE | Removed From Service | Pump,Centrifugal | Pump | 32401 | P
91326 | FHO-DCL-P-0401B-SU | Pump, Before SO2 Sampling DCL-P-0401B | FHO BEFORE SO2 | Sampling | Pump,Centrifugal | Pump | 32401 | P
91327 | FHO-DCL-P-0401B-SU | Pump, Before SO2 Sampling DCL-P-0401B | FHO-DCL-P-0401B-KQ | Before SO2 Sampling | Pump,Centrifugal | Pump | 32401 | P
20864 | FHO-DCL-P-0401B | Pump, Before SO2 Sampling DCL-P-0401B, S2 TW Transfer Channel Gallery East Wall | FHO BEFORE SO2 | Sampling | Pump,Centrifugal | Pump |  | P
15473 | FHA-DCL-P-0001A | Pump, Before SO2 Water Sample, Filter Building, West Pipe Gallery | BEFORE SO2 | Before S02 Sampling | Pump,Centrifugal | Pump |  | P
15474 | FHA-DCL-P-0001A | Pump, Before SO2 Water Sample, Filter Building, West Pipe Gallery | FHA-DCL-P-0001A-KQ | Pump Location, Before SO2 Water Sample #1A | Pump,Centrifugal | Pump |  | P
15475 | FHA-DCL-P-0001B | Pump, Before SO2 Water Sample, Filter Building, West Pipe Gallery | FHA-DCL-P-0001B-KQ | Pump Location, Before SO2 Water Sample #1B | Pump | Pump |  | P
66370 | FHA-DCL-P-0001B | Pump, Before SO2 Water Sample, Filter Building, West Pipe Gallery | BEFORE SO2 | Before S02 Sampling | Pump | Pump |  | P
55551 | TAB-SLO-P-0431 | Pump, Bio-Filter Sump, SP401, | TAB-WA4-P-0001 | WA4 Sump Pumps | Pump | Pump |  | P
118655 | TAB-SLO-P-0431 | Pump, Bio-Filter Sump, SP401, | TAB-SLO-SP | Sump & Booster Pumps | Pump | Pump |  | P
118656 | TAB-SLO-P-0431 | Pump, Bio-Filter Sump, SP401, | TAB-SUSPENDED ENTITY | Suspended entities | Pump | Pump |  | P
118657 | TAB-SLO-P-0432 | Pump, Bio-Filter Sump, SP402, | TAB-SLO-SP | Sump & Booster Pumps | Pump | Pump |  | P
118658 | TAB-SLO-P-0432 | Pump, Bio-Filter Sump, SP402, | TAB-SUSPENDED ENTITY | Suspended entities | Pump | Pump |  | P
118659 | TAB-SLO-P-0432 | Pump, Bio-Filter Sump, SP402, | TAB-WA4-P-0001 | WA4 Sump Pumps | Pump | Pump |  | P
2798 | BX2021A | Pump, Blower Lube Oil Transfer, Blowers 1-5 & 7-9 | TAB-STR-BL-LUBE | Blower Lube Oil Transfer Pumps, Blowers 1-5 & 7-9 | Pump,Positive Displacement,Gear | Pump
2799 | BX2022A | Pump, Blower Lube Oil Transfer, Blowers 1-5 & 7-9 | TAB-STR-BL-LUBE | Blower Lube Oil Transfer Pumps, Blowers 1-5 & 7-9 | Pump,Positive Displacement,Gear | Pump
41211 | TAB-ACC-P-0700 | Pump, Boiler Feed No.1 | TAB-HRS-BO-P | Steam Boiler Feedwater System, Softeners | Pump,Centrifugal,Multi-Stage | Pump |  | P
41212 | TAB-ACC-P-0720 | Pump, Boiler Feed No.2 | TAB-HRS-BO-P | Steam Boiler Feedwater System, Softeners | Pump,Centrifugal,Multi-Stage | Pump |  | P
107523 | TAB-ACC-P-0730 | Pump, Boiler Feed No.3 | TAB-HRS-BO-P | Steam Boiler Feedwater System, Softeners | Pump,Centrifugal,Multi-Stage | Pump |  | P
41213 | TAB-ACC-P-0740 | Pump, Boiler Feed No.4 | TAB-HRS-BO-P | Steam Boiler Feedwater System, Softeners | Pump,Centrifugal,Multi-Stage | Pump |  | P
41214 | TAB-ACC-P-0760 | Pump, Boiler LP Feedwater | TAB-HRS-BO-P | Steam Boiler Feedwater System, Softeners | Pump,Centrifugal,single-Stage | Pump |  | P
41215 | TAB-ACC-P-0780 | Pump, Boiler LP Feedwater | TAB-HRS-BO-P | Steam Boiler Feedwater System, Softeners | Pump,Centrifugal,single-Stage | Pump |  | P
107524 | TAB-ACC-P-0750 | Pump, Boiler LP Feedwater | TAB-HRS-BO-P | Steam Boiler Feedwater System, Softeners | Pump,Centrifugal,single-Stage | Pump |  | P
107525 | TAB-ACC-P-0770 | Pump, Boiler LP Feedwater | TAB-HRS-BO-P | Steam Boiler Feedwater System, Softeners | Pump,Centrifugal,single-Stage | Pump |  | P
90480 | WX4101A | Pump, Booster, Bio-Solid Truck Loading Facility, Ground Floor | TAB-SLO-SP | Sump & Booster Pumps | Pump,Non Positive Displacement,Submersible | Pump
101689 | KX2094A | Pump, Booster, City Water | TAB-DOM-HOTWTR | Domestic Water Systems, Floatation | Pump | Pump
58935 | THC-ACC-P-3832 | Pump, Booster, Hot Water Circulating, Building A | THC-ACC-BLDG A | Old Plant Blower Building HVAC | Pump,Centrifugal | Pump |  | P
41281 | TAB-ACC-P-5810 | Pump, Booster, Primary Loop, Bio-Solids Loading Bldg,P12-1 | TAB-ACC-5800 | Space Heating, Bio Solids, Loading Bldg, Item12 | Pump,Centrifugal | Pump |  | P
107586 | TAB-ACC-P-5811 | Pump, Booster, Primary Loop, Bio-Solids Loading Bldg,P12-2 | TAB-ACC-5800 | Space Heating, Bio Solids, Loading Bldg, Item12 | Pump,Centrifugal | Pump |  | P
107566 | TAB-ACC-P-4010 | Pump, Booster, Primary Loop, SILO Bldg Heating, Bsmt North-East Corner,P22-1 | TAB-ACC-4000 | Space Heating, Silo Bldg Item #22) | Pump,Centrifugal | Pump |  | P
41259 | TAB-ACC-P-4011 | Pump, Booster, Primary Loop, SILO Bldg Heating, P22-2 | TAB-ACC-4000 | Space Heating, Silo Bldg Item #22) | Pump,Centrifugal | Pump |  | P
44268 | TAB-DEW-P-6017 | Pump, Booster, Separated City Water for Centrifuge High Pressure Washing | TAB-DEW-SERVICES | Dewatering Building Service & Safety Systems | Pump | Pump |  | P
29317 | FIS-FEQ-P-4501 | Pump, Booster, Sprinkler Fire Pump for Marine Yard, Workshop Building | FIS-BLD-WS | FIS Workshop (Machine Shop) Building |  | Pump |  | P
97294 | FIS-FEQ-P-4501 | Pump, Booster, Sprinkler Fire Pump for Marine Yard, Workshop Building | FIS-MARINE-BUILDING | FIS Marine Yard Building |  | Pump |  | P
27691 | FHO-ZMC-P-0101-SUS | Pump, Booster, Zebra Mussel Chlorination Discharge #1 | FHO-SUSPENDED | Suspended Entity List | Pump,Centrifugal | Pump | 37791 | P
27692 | FHO-ZMC-P-0101-SUS | Pump, Booster, Zebra Mussel Chlorination Discharge #1 | FHO-ZMC | Zebra Mussel Control System | Pump,Centrifugal | Pump | 37791 | P
95968 | FHO-ZMC-P-0101-SUS | Pump, Booster, Zebra Mussel Chlorination Discharge #1 | FHO-ZMC-P-0101-KQ | Zebra Mussel Chlorination Pump 1 | Pump,Centrifugal | Pump | 37791 | P
27694 | FHO-ZMC-P-0201-SUS | Pump, Booster, Zebra Mussel Chlorination Discharge #2 | FHO-ZMC-P-0201-KQ | Zebra Mussel Chlorination Pump 2 | Pump,Centrifugal | Pump | 37792 | P
95970 | FHO-ZMC-P-0201-SUS | Pump, Booster, Zebra Mussel Chlorination Discharge #2 | FHO-SUSPENDED | Suspended Entity List | Pump,Centrifugal | Pump | 37792 | P
95971 | FHO-ZMC-P-0201-SUS | Pump, Booster, Zebra Mussel Chlorination Discharge #2 | FHO-ZMC | Zebra Mussel Control System | Pump,Centrifugal | Pump | 37792 | P
31479 | JX2008A | Pump, Brine Supply | TAB-HRS-BO-P | Steam Boiler Feedwater System, Softeners | Pump | Pump
99189 | JX2009A | Pump, Brine Supply | TAB-HRS-BO-P | Steam Boiler Feedwater System, Softeners | Pump | Pump
87959 | WTR-PMI-P-0101 | Pump, CAC Generator Cooling Pump | WTR-PMI-GEN-0101 | Generator, Electrical, Milliken PS |  | Pump |  | P
87961 | WTR-PMI-P-0201 | Pump, CAC Generator Cooling Pump | WTR-PMI-GEN-0201 | Generator, Electrical, Milliken PS |  | Pump |  | P
26803 | FHO-SM-P-0201-SU | Pump, Caustic Soda Scrubber System | FHO-SM-SB-0001-KQ | Scrubber | Pump,Centrifugal | Pump | 32928 | P
95201 | FHO-SM-P-0101 | Pump, Caustic Soda Scrubber System | FHO-OBSOLETE | Removed From Service | Pump,Centrifugal | Pump | 32927 | P
95202 | FHO-SM-P-0101 | Pump, Caustic Soda Scrubber System | FHO-SM-SB-0001-KQ | Scrubber | Pump,Centrifugal | Pump | 32927 | P
95203 | FHO-SM-P-0101 | Pump, Caustic Soda Scrubber System | FHO-SM-SB-0100 | Scrubber, Chlorine and SO2, Outdoor, East of Chemical Building | Pump,Centrifugal | Pump | 32927 | P
95204 | FHO-SM-P-0201-SU | Pump, Caustic Soda Scrubber System | FHO-OBSOLETE | Removed From Service | Pump,Centrifugal | Pump | 32928 | P
95205 | FHO-SM-P-0201-SU | Pump, Caustic Soda Scrubber System | FHO-SM-SB-0100 | Scrubber, Chlorine and SO2, Outdoor, East of Chemical Building | Pump,Centrifugal | Pump | 32928 | P
60988 | THC-DEW-P-6540 | Pump, Centarte Booster, Dewatering | THC-DEW-T-6520 | Tank, Centrate Box | Pump | Pump | 33512 | P
123312 | THC-DEW-P-6540 | Pump, Centarte Booster, Dewatering | THC-SUSPENDED | Suspended entity | Pump | Pump | 33512 | P
53989 | TAB-PWA-P-0840 | Pump, Centifugal, Plant Water | TAB-PWA-P | Plant Water - Sump Pumps | Pump,Centrifugal | Pump |  | P
53990 | TAB-PWA-P-0840 | Pump, Centifugal, Plant Water | TAB-PWA-PUMPS | Plant Water - Pumps | Pump,Centrifugal | Pump |  | P
117123 | TAB-PWA-P-0704 | Pump, Centifugal, Plant Water | TAB-PWA-PUMPS | Plant Water - Pumps | Pump,Centrifugal | Pump |  | P
117124 | TAB-PWA-P-0705 | Pump, Centifugal, Plant Water | TAB-PWA-PUMPS | Plant Water - Pumps | Pump,Centrifugal | Pump |  | P
123313 | THC-DEW-P-6550 | Pump, Centrate Booster, Dewatering | THC-DEW-T-6520 | Tank, Centrate Box | Pump | Pump | 33513 | P
123314 | THC-DEW-P-6550 | Pump, Centrate Booster, Dewatering | THC-SUSPENDED | Suspended entity | Pump | Pump | 33513 | P
51610 | TAB-PLT-P-1500 | Pump, Centrifgual, Screenings Transfer, Screenings Wet Well Area | TAB-PLT-T-1450 | Tank, Wet Well, Screening | Pump,Centrifugal | Pump |  | P
51611 | TAB-PLT-P-1600 | Pump, Centrifgual, Screenings Transfer, Screenings Wet Well Area | TAB-PLT-T-1450 | Tank, Wet Well, Screening | Pump,Centrifugal | Pump |  | P
51612 | TAB-PLT-P-1700 | Pump, Centrifgual, Screenings Transfer, Screenings Wet Well Area | TAB-PLT-T-1450 | Tank, Wet Well, Screening | Pump,Centrifugal | Pump |  | P
51613 | TAB-PLT-P-1800 | Pump, Centrifgual, Screenings Transfer, Screenings Wet Well Area | TAB-PLT-T-1450 | Tank, Wet Well, Screening | Pump,Centrifugal | Pump |  | P
51614 | TAB-PLT-P-1900 | Pump, Centrifgual, Screenings Transfer, Screenings Wet Well Area | TAB-PLT-T-1450 | Tank, Wet Well, Screening | Pump,Centrifugal | Pump |  | P
115210 | TAB-PLT-P-2000 | Pump, Centrifgual, Screenings Transfer, Screenings Wet Well Area | TAB-PLT-T-1450 | Tank, Wet Well, Screening | Pump,Centrifugal | Pump |  | P
3025 | COL-PBP-P-0100 | Pump, Centrifugal | COL-PBP | Baby Point Sewage Pumping Station | Pump | Pump |  | P
3026 | COL-PBP-P-0200 | Pump, Centrifugal | COL-PBP | Baby Point Sewage Pumping Station | Pump | Pump |  | P
3171 | COL-PCF-P-0100 | Pump, Centrifugal | COL-PCF | Clark Pumping Station | Pump,Centrifugal | Pump |  | P
3172 | COL-PCF-P-0200 | Pump, Centrifugal | COL-PCF | Clark Pumping Station | Pump,Centrifugal | Pump |  | P
3378 | COL-PCU-P-5150 | Pump, Centrifugal | COL-PCU-SUSPENDED | Cumber P.S.suspended entities | Pump | Pump | 34937 | P
3743 | COL-PHB-P-0100 | Pump, Centrifugal | COL-PHB | Humber Sewage Pumping Station | Pump | Pump |  | P
3744 | COL-PHB-P-0200 | Pump, Centrifugal | COL-PHB | Humber Sewage Pumping Station | Pump | Pump |  | P
3777 | COL-PHF-P-0200 | Pump, Centrifugal | COL-PHF | Highfield Sewage Pumping Station | Pump | Pump |  | P
3917 | COL-PKG-P-0100 | Pump, Centrifugal | COL-PKG | Kingston Rd Pumping Station | Pump | Pump |  | P
4981 | COL-POM-P-0100 | Pump, Centrifugal | COL-POM | Old Mill Sewage Pumping Station | Pump | Pump |  | P
4982 | COL-POM-P-0200 | Pump, Centrifugal | COL-POM | Old Mill Sewage Pumping Station | Pump | Pump |  | P
5088 | COL-PQW-P-0100 | Pump, Centrifugal | COL-PQW | Queensway Sewage Pumping Station | Pump | Pump |  | P
5089 | COL-PQW-P-0300 | Pump, Centrifugal | COL-PQW | Queensway Sewage Pumping Station | Pump | Pump |  | P
5090 | COL-PQW-P-0400 | Pump, Centrifugal | COL-PQW | Queensway Sewage Pumping Station | Pump | Pump |  | P
5301 | COL-PSB-P-0100 | Pump, Centrifugal | COL-PSB | Silverbirch Sewage Pumping Station | Pump | Pump |  | P
5302 | COL-PSB-P-0200 | Pump, Centrifugal | COL-PSB | Silverbirch Sewage Pumping Station | Pump | Pump |  | P
5353 | COL-PSD-P-0200 | Pump, Centrifugal | COL-PSD | Spadina Sewage Pumping Station |  | Pump |  | P
5711 | COL-PSS-P-0300 | Pump, Centrifugal | COL-PSS | Scott Sewage Pumping Station |  | Pump |  | P
5803 | COL-PST-P-0200 | Pump, Centrifugal | COL-PST | Strachan Pumping Station |  | Pump |  | P
5804 | COL-PST-P-0300 | Pump, Centrifugal | COL-PST | Strachan Pumping Station |  | Pump |  | P
6181 | COL-PSW-P-0121 | Pump, Centrifugal | COL | Complex Systems | Pump,Centrifugal | Pump |  | P
6436 | COL-PWH-P-0200 | Pump, Centrifugal | COL-PWH | Wilson Heights pumping station | Pump | Pump |  | P
6486 | COL-PWN-P-0100 | Pump, Centrifugal | COL-PWN | Warren Park Pumping Station | Pump | Pump |  | P
15536 | COL-PBP-P-0300 | Pump, Centrifugal | COL-PBP | Baby Point Sewage Pumping Station | Pump | Pump |  | P
17920 | COL-PCU-P-5150 | Pump, Centrifugal | COL-PCU | Cumber Pumping Station | Pump | Pump | 34937 | P
19898 | COL-PHF-P-0100 | Pump, Centrifugal | COL-PHF | Highfield Sewage Pumping Station | Pump | Pump |  | P
20325 | COL-PKG-P-0200 | Pump, Centrifugal | COL-PKG | Kingston Rd Pumping Station | Pump | Pump |  | P
23878 | COL-PQW-P-0200 | Pump, Centrifugal | COL-PQW | Queensway Sewage Pumping Station | Pump | Pump |  | P
24669 | COL-PSD-P-0100 | Pump, Centrifugal | COL-PSD | Spadina Sewage Pumping Station |  | Pump |  | P
26374 | COL-PST-P-0100 | Pump, Centrifugal | COL-PST | Strachan Pumping Station |  | Pump |  | P
26662 | COL-PSW-P-0121 | Pump, Centrifugal | COL-PSW | Swansea Pumping Station | Pump,Centrifugal | Pump |  | P
26663 | COL-PSW-P-0122 | Pump, Centrifugal | COL-PSW | Swansea Pumping Station | Pump,Centrifugal | Pump |  | P
28156 | COL-PWH-P-0100 | Pump, Centrifugal | COL-PWH | Wilson Heights pumping station | Pump | Pump |  | P
28250 | COL-PWN-P-0200 | Pump, Centrifugal | COL-PWN | Warren Park Pumping Station | Pump | Pump |  | P
38896 | SWM-PBL-P-0200 | Pump, Centrifugal | SWM-PBL | Bloor Storm Pumping Station | Pump | Pump |  | P
39084 | SWM-PIT-P-0200 | Pump, Centrifugal | SWM-PIT | Islington Storm Pumping Station | Pump | Pump |  | P
39085 | SWM-PIT-P-0300 | Pump, Centrifugal | SWM-PIT | Islington Storm Pumping Station | Pump | Pump |  | P
39130 | SWM-PMG-P-0100 | Pump, Centrifugal | SWM-PMG | Martin Grove Storm Pumping Station | Pump | Pump |  | P
39131 | SWM-PMG-P-0200 | Pump, Centrifugal | SWM-PMG | Martin Grove Storm Pumping Station | Pump | Pump |  | P
39185 | SWM-PNQ-P-0300 | Pump, Centrifugal | SWM-PNQ | North Queen Storm Pumping Station | Pump | Pump |  | P
39207 | SWM-PPP-P-0100 | Pump, Centrifugal | SWM-PPP | Pantry Park Sewage Pumping Station | Pump | Pump |  | P
39474 | SWM-SDE-P-0100 | Pump, Centrifugal | SWM-SDE | Denison Storm Tank | Pump | Pump |  | P
39475 | SWM-SDE-P-0200 | Pump, Centrifugal | SWM-SDE | Denison Storm Tank | Pump | Pump |  | P
86899 | WTR-PJS-P-0600 | Pump, Centrifugal | WTR-PJS-P | Pumping | Pump,Centrifugal | Pump |  | P
86900 | WTR-PJS-P-0700 | Pump, Centrifugal | WTR-PJS-P | Pumping | Pump,Centrifugal | Pump |  | P
86901 | WTR-PJS-P-0800 | Pump, Centrifugal | WTR-PJS-P | Pumping | Pump,Centrifugal | Pump |  | P
86902 | WTR-PJS-P-0900 | Pump, Centrifugal | WTR-PJS-P | Pumping | Pump,Centrifugal | Pump |  | P
87328 | WTR-PKN-P-0200 | Pump, Centrifugal | WTR-PKN-P | Pumping | Pump,Centrifugal | Pump |  | P
87329 | WTR-PKN-P-0300 | Pump, Centrifugal | WTR-PKN-P | Pumping | Pump,Centrifugal | Pump |  | P
88768 | WTR-PSA-P-0100 | Pump, Centrifugal | WTR-PSA-P | Pumping | Pump,Centrifugal | Pump |  | P
88769 | WTR-PSA-P-0300 | Pump, Centrifugal | WTR-PSA-P | Pumping | Pump,Centrifugal | Pump |  | P
88770 | WTR-PSA-P-0500 | Pump, Centrifugal | WTR-PSA-P | Pumping | Pump,Centrifugal | Pump | 32976 | P
89435 | WTR-PWT-P-0100 | Pump, Centrifugal | WTR-PWT-P | Pumping | Pump,Centrifugal | Pump |  | P
89436 | WTR-PWT-P-0200 | Pump, Centrifugal | WTR-PWT-P | Pumping | Pump,Centrifugal | Pump |  | P
89437 | WTR-PWT-P-0400 | Pump, Centrifugal | WTR-PWT-P | Pumping | Pump,Centrifugal | Pump |  | P
90346 | WTR-RST-P-0011 | Pump, Centrifugal | WTR-RST-AUX | Auxiliary Equipment (Building Facilities) | Pump,Centrifugal | Pump |  | P
105797 | SWM-PBL-P-0100 | Pump, Centrifugal | SWM-PBL | Bloor Storm Pumping Station | Pump | Pump |  | P
105798 | SWM-PBL-P-0300 | Pump, Centrifugal | SWM-PBL | Bloor Storm Pumping Station | Pump | Pump |  | P
105919 | SWM-PIT-P-0100 | Pump, Centrifugal | SWM-PIT | Islington Storm Pumping Station | Pump | Pump |  | P
106027 | SWM-PNQ-P-0100 | Pump, Centrifugal | SWM-PNQ | North Queen Storm Pumping Station | Pump | Pump |  | P
106028 | SWM-PNQ-P-0200 | Pump, Centrifugal | SWM-PNQ | North Queen Storm Pumping Station | Pump | Pump |  | P
106046 | SWM-PPP-P-0200 | Pump, Centrifugal | SWM-PPP | Pantry Park Sewage Pumping Station | Pump | Pump |  | P
144824 | WTR-PJO-P-0400 | Pump, Centrifugal | WTR-PJO-P | Pumping | Pump,Centrifugal | Pump | 33739 | P
145461 | WTR-PKN-P-0100 | Pump, Centrifugal | WTR-PKN-P | Pumping | Pump,Centrifugal | Pump |  | P
145462 | WTR-PKN-P-0400 | Pump, Centrifugal | WTR-PKN-P | Pumping | Pump,Centrifugal | Pump |  | P
146383 | WTR-PRH-P-0100 | Pump, Centrifugal | WTR-PRH-P | Pumping | Pump,Centrifugal | Pump |  | P
146384 | WTR-PRH-P-0200 | Pump, Centrifugal | WTR-PRH-P | Pumping | Pump,Centrifugal | Pump |  | P
146385 | WTR-PRH-P-0300 | Pump, Centrifugal | WTR-PRH-P | Pumping | Pump,Centrifugal | Pump |  | P
146671 | WTR-PSA-P-0200 | Pump, Centrifugal | WTR-PSA-P | Pumping | Pump,Centrifugal | Pump |  | P
146672 | WTR-PSA-P-0400 | Pump, Centrifugal | WTR-PSA-P | Pumping | Pump,Centrifugal | Pump |  | P
147095 | WTR-PWT-P-0300 | Pump, Centrifugal | WTR-PWT-P | Pumping | Pump,Centrifugal | Pump |  | P
137915 | THR-PLT-P-2400 | Pump, Centrifugal (Dry), Grit Tank T-0100, North Grit Building | THR-PLT-T-0100 | Tank, Grit Removal, Grit Tank, North Grit Building | Pump,Centrifugal | Pump |  | P
137916 | THR-PLT-P-2500 | Pump, Centrifugal (Dry), Grit Tank T-0100, North Grit Building | THR-PLT-T-0100 | Tank, Grit Removal, Grit Tank, North Grit Building | Pump,Centrifugal | Pump |  | P
78194 | THR-PLT-P-2600 | Pump, Centrifugal (Dry), Grit Tank T-0200, North Grit Building | THR-PLT-T-0200 | Tank, Grit Removal, Grit Tank, North Grit Building | Pump,Centrifugal | Pump |  | P
78195 | THR-PLT-P-2700 | Pump, Centrifugal (Dry), Grit Tank T-0200, North Grit Building | THR-PLT-T-0200 | Tank, Grit Removal, Grit Tank, North Grit Building | Pump,Centrifugal | Pump |  | P
78196 | THR-PLT-P-2800 | Pump, Centrifugal (Dry), Grit Tank T-0300, North Grit Building | THR-PLT-T-0300 | Tank, Grit Removal, Grit Tanks, North Grit Building | Pump,Centrifugal | Pump |  | P
78197 | THR-PLT-P-2900 | Pump, Centrifugal (Dry), Grit Tank T-0300, North Grit Building | THR-PLT-T-0300 | Tank, Grit Removal, Grit Tanks, North Grit Building | Pump,Centrifugal | Pump |  | P
137917 | THR-PLT-P-2800 | Pump, Centrifugal (Dry), Grit Tank T-0300, North Grit Building | THR-PLT | Preliminary Treatment | Pump,Centrifugal | Pump |  | P
137918 | THR-PLT-P-2900 | Pump, Centrifugal (Dry), Grit Tank T-0300, North Grit Building | THR-PLT | Preliminary Treatment | Pump,Centrifugal | Pump |  | P
78191 | THR-PLT-P-1910 | Pump, Centrifugal (Dry), Grit Vortex Chamber CYC-1176, Headhouse | THR-PLT-T-1900 | Tank, Grit Vortex Prime, Headhouse | Pump,Centrifugal | Pump |  | P
78190 | THR-PLT-P-1810 | Pump, Centrifugal (Dry), Grit Vortex Prime Tank T-1800, Headhouse | THR-PLT-T-1800 | Tank, Grit Vortex Prime, Headhouse | Pump,Centrifugal | Pump |  | P
137911 | THR-PLT-P-1820 | Pump, Centrifugal (Dry), Grit Vortex Prime Tank T-1800, Headhouse | THR-PLT-T-1800 | Tank, Grit Vortex Prime, Headhouse | Pump,Centrifugal | Pump |  | P
137912 | THR-PLT-P-1920 | Pump, Centrifugal (Dry), Grit Vortex Prime Tank T-1900, Headhouse | THR-PLT-T-1900 | Tank, Grit Vortex Prime, Headhouse | Pump,Centrifugal | Pump |  | P
78187 | THR-PLT-P-1410 | Pump, Centrifugal (Dry), Grit, Vortex Prime Tank T-1400, Headhouse | THR-PLT-T-1400 | Tank, Grit Vortex Prime, Headhouse | Pump,Centrifugal | Pump |  | P
78188 | THR-PLT-P-1420 | Pump, Centrifugal (Dry), Grit, Vortex Prime Tank T-1400, Headhouse | THR-PLT-T-1400 | Tank, Grit Vortex Prime, Headhouse | Pump,Centrifugal | Pump |  | P
78189 | THR-PLT-P-1510 | Pump, Centrifugal (Dry), Grit, Vortex Prime Tank T-1500, Headhouse | THR-PLT-T-1500 | Tank, Grit Vortex Prime, Headhouse | Pump,Centrifugal | Pump |  | P
137906 | THR-PLT-P-1520 | Pump, Centrifugal (Dry), Grit, Vortex Prime Tank T-1500, Headhouse | THR-PLT-T-1500 | Tank, Grit Vortex Prime, Headhouse | Pump,Centrifugal | Pump |  | P
137907 | THR-PLT-P-1610 | Pump, Centrifugal (Dry), Grit, Vortex Prime Tank T-1600, Headhouse | THR-PLT-T-1600 | Tank, Grit Vortex Prime, Headhouse | Pump,Centrifugal | Pump |  | P
137908 | THR-PLT-P-1620 | Pump, Centrifugal (Dry), Grit, Vortex Prime Tank T-1600, Headhouse | THR-PLT-T-1600 | Tank, Grit Vortex Prime, Headhouse | Pump,Centrifugal | Pump |  | P
137909 | THR-PLT-P-1710 | Pump, Centrifugal (Dry), Grit, Vortex Prime Tank T-1700, Headhouse | THR-PLT-T-1700 | Tank, Grit Vortex Prime, Headhouse | Pump,Centrifugal | Pump |  | P
137910 | THR-PLT-P-1720 | Pump, Centrifugal (Dry), Grit, Vortex Prime Tank T-1700, Headhouse | THR-PLT-T-1700 | Tank, Grit Vortex Prime, Headhouse | Pump,Centrifugal | Pump |  | P
90345 | WTR-RST-P-0001 | Pump, Centrifugal (Wash Water) | WTR-RST-AUX | Auxiliary Equipment (Building Facilities) | Pump,Centrifugal | Pump |  | P
77628 | THR-OCS-P-2270 | Pump, Centrifugal (Wet), Drain Sump, North Biofilter | THR-OCS | Odour Control System | Pump,Centrifugal | Pump |  | P
77629 | THR-OCS-P-2280 | Pump, Centrifugal (Wet), Drain Sump, North Biofilter | THR-OCS-BIOFILTER NORTH | Biofilter, North Odour Control, North plant | Pump,Centrifugal | Pump |  | P
137424 | THR-OCS-P-2270 | Pump, Centrifugal (Wet), Drain Sump, North Biofilter | THR-OCS-BIOFILTER NORTH | Biofilter, North Odour Control, North plant | Pump,Centrifugal | Pump |  | P
137425 | THR-OCS-P-2280 | Pump, Centrifugal (Wet), Drain Sump, North Biofilter | THR-OCS | Odour Control System | Pump,Centrifugal | Pump |  | P
51595 | TAB-PLT-P-0071 | Pump, Centrifugal (Wet), Screen Bldg. Sump, Pump Room, P Bldg. | TAB-PLT-P-P | P Building - Sump Pumps, Grit Tanks | Pump,Centrifugal | Pump |  | P
51596 | TAB-PLT-P-0072 | Pump, Centrifugal (Wet), Screen Bldg. Sump, Pump Room, P Bldg. | TAB-PLT-P-P | P Building - Sump Pumps, Grit Tanks | Pump,Centrifugal | Pump |  | P
51607 | TAB-PLT-P-0540 | Pump, Centrifugal (Wet), Sluicing Water, Screen Area, D. Bldg. | TAB-PLT-SC-D | D Building - Bar / Perforated Screen | Pump,Centrifugal | Pump |  | P
115204 | TAB-PLT-P-0520 | Pump, Centrifugal (Wet), Sluicing Water, Screen Area, D. Bldg. | TAB-PLT-SC-D | D Building - Bar / Perforated Screen | Pump,Centrifugal | Pump |  | P
115206 | TAB-PLT-P-0530 | Pump, Centrifugal (Wet), Sluicing Water, Screen Area, D. Bldg. | TAB-PLT-SC-D | D Building - Bar / Perforated Screen | Pump,Centrifugal | Pump |  | P
51627 | TAB-PLT-P-5570 | Pump, Centrifugal (Wet), Underdrain, Drain Sump Area, D. Bldg. | TAB-PLT-SUMP | D Bldg - Sump Pumps | Pump,Centrifugal | Pump |  | P
115221 | TAB-PLT-P-5580 | Pump, Centrifugal (Wet), Underdrain, Drain Sump Area, D. Bldg. | TAB-PLT-SUMP | D Bldg - Sump Pumps | Pump,Centrifugal | Pump |  | P
73202 | THR-DIG-P-6301 | Pump, Centrifugal , Sampling, Tank 0300 | THR-DIG-PD-0300 | Tank, Primary Digester-3, Solids Treatment | Pump,Progressive Cavity | Pump |  | P
70355 | THR-ACC-P-0206A | Pump, Centrifugal Main Glycol Supply | THR-ACC-HE-0601 | Heat Exchanger, Glycol Package, Filtered Plant Water Building | Pump,Centrifugal | Pump |  | P
130777 | THR-ACC-P-0206A | Pump, Centrifugal Main Glycol Supply | THR-ACC-T-0206 | Tank, Glycol Make-Up Package, STB Basement | Pump,Centrifugal | Pump |  | P
82272 | TNT-PWA-P-0001 | Pump, Centrifugal Single Speed, Effluent Water Pump, Effluent Water System | TNT-PWA | Plant Water | Pump,Centrifugal | Pump |  | P
141209 | TNT-PWA-P-0002 | Pump, Centrifugal Single Speed, Effluent Water Pump, Effluent Water System | TNT-PWA | Plant Water | Pump,Centrifugal | Pump |  | P
66732 | THC-PRM-P-0174 | Pump, Centrifugal Submersible, Drainage, NW Plant | THC-GRK-SUMP PUMP | Sump Pumps, | Pump,Submersible | Pump |  | P
66734 | THC-PRM-P-0175 | Pump, Centrifugal Submersible, Drainage, NW Plant | THC-GRK-SUMP PUMP | Sump Pumps, | Pump,Submersible | Pump |  | P
68570 | THC-STR-P-0179 | Pump, Centrifugal Submersible, Drainage, NW Plant | THC-GRK-SUMP PUMP | Sump Pumps, | Pump,Submersible | Pump |  | P
68571 | THC-STR-P-0180 | Pump, Centrifugal Submersible, Drainage, NW Plant | THC-GRK-SUMP PUMP | Sump Pumps, | Pump,Submersible | Pump |  | P
68572 | THC-STR-P-0181 | Pump, Centrifugal Submersible, Drainage, NW Plant | THC-GRK-SUMP PUMP | Sump Pumps, | Pump,Submersible | Pump |  | P
68573 | THC-STR-P-0182 | Pump, Centrifugal Submersible, Drainage, NW Plant | THC-GRK-SUMP PUMP | Sump Pumps, | Pump,Submersible | Pump |  | P
68574 | THC-STR-P-0184 | Pump, Centrifugal Submersible, Drainage, NW Plant | THC-GRK-SUMP PUMP | Sump Pumps, | Pump,Centrifugal | Pump |  | P
128065 | THC-PRM-P-0177 | Pump, Centrifugal Submersible, Drainage, NW Plant | THC-GRK-SUMP PUMP | Sump Pumps, | Pump,Submersible | Pump |  | P
128066 | THC-PRM-P-0178 | Pump, Centrifugal Submersible, Drainage, NW Plant | THC-GRK-SUMP PUMP | Sump Pumps, | Pump,Submersible | Pump |  | P
129370 | THC-STR-P-0186 | Pump, Centrifugal Submersible, Drainage, NW Plant | THC-GRK-SUMP PUMP | Sump Pumps, | Pump,Submersible | Pump |  | P
26661 | COL-PSW-P-0120 | Pump, Centrifugal Swage | COL-PSW | Swansea Pumping Station | Pump,Centrifugal | Pump |  | P
82362 | TNT-STR-P-1401 | Pump, Centrifugal Variable Speed, Was Pump 1, Secondary Treatment | TNT-STR | Secondary Treatment | Pump,Centrifugal | Pump |  | P
141294 | TNT-STR-P-1501 | Pump, Centrifugal Variable Speed, Was Pump 2, Secondary Treatment | TNT-STR | Secondary Treatment | Pump,Centrifugal | Pump |  | P
10424 | FCL-DEW-P-0701 | Pump, Centrifugal, Dewatering Pump Sump Pit | FCL-DEW-T-0601 | Tank, Drain Pit, High Lift PS Area Dewatering Pit | Pump,Centrifugal | Pump |  | P
117150 | TAB-PWA-P-8040 | Pump, Centrifugal, Booster, Plant Water | TAB-SLO-PLQ-0001 | Plumbing, General, Silo Bldg. | Pump,Centrifugal | Pump |  | P
56262 | TAB-STR-P-5101 | Pump, Centrifugal, Ground Water Pumping Station | TAB-STR-P-SUMP | Secondary Treatment - Sump Pump, Ground Water | Pump | Pump |  | P
119261 | TAB-STR-P-5102 | Pump, Centrifugal, Ground Water Pumping Station | TAB-PRS-P-SUMP | Sump Pumps | Pump,Centrifugal | Pump |  | P
53992 | TAB-PWA-P-0963 | Pump, Centrifugal, Raw Water | TAB-PWA-PUMPS | Plant Water - Pumps | Pump | Pump |  | P
88192 | WTR-PPD-P-0501S | Pump, Centrifugal, (Sump) | WTR-PPD-AUX | Auxiliary Equipment (Building Facilities) | Pump,Centrifugal | Pump | 38844 | P
147529 | WTR-RMI-P-0002 | Pump, Centrifugal, (Sump) | WTR-RMI-AUX | Auxiliary Equipment (Building Facilities) | Pump,Centrifugal | Pump |  | P
74478 | THR-DIS-P-1455 | Pump, Centrifugal, (Sump), Disinfection, Plant Outfall Palace Pier | THR-DIS-T-1400 | Tank, Disinfection, Plant Outfall Palace Pier | Pump,Centrifugal | Pump |  | P
134410 | THR-DIS-P-1456 | Pump, Centrifugal, (Sump), Disinfection, Plant Outfall Palace Pier | THR-DIS-T-1400 | Tank, Disinfection, Plant Outfall Palace Pier | Pump,Centrifugal | Pump |  | P
135641 | THR-EPS-P-0093 | Pump, Centrifugal, (Sump), Plant Service,Centrifugal truck port, Effluent Pump, Centrifugaling | THR-EPS-P-0110 | Pump, Centrifugal, Screw | Pump,Centrifugal | Pump |  | P
28464 | FIS-CLB-P-0101 | Pump, Centrifugal, After Post Sampling, Filter Building, Pump Room East | FIS-CLB | Post-Chlorination | Pump | Pump |  | P
96582 | FIS-CLB-P-0101 | Pump, Centrifugal, After Post Sampling, Filter Building, Pump Room East | FIS-CLEARWELL | Sampling | Pump | Pump |  | P
96583 | FIS-CLB-P-0201 | Pump, Centrifugal, After Post Sampling, Filter Building, Pump Room East | FIS-CLB | Post-Chlorination | Pump | Pump |  | P
96584 | FIS-CLB-P-0201 | Pump, Centrifugal, After Post Sampling, Filter Building, Pump Room East | FIS-CLEARWELL | Sampling | Pump | Pump |  | P
10103 | FCL-CLB-P-0001A | Pump, Centrifugal, After Post, Sampling Pumps, Dewatering Pumps Area Second Level | FCL-CLB-SAMP | After Post CL2 Sampling | Pump,Centrifugal | Pump |  | P
10104 | FCL-CLB-P-0001B | Pump, Centrifugal, After Post, Sampling Pumps, Dewatering Pumps Area Second Level | FCL-CLB-SAMP | After Post CL2 Sampling | Pump,Centrifugal | Pump |  | P
28637 | FIS-DCL-P-0001A | Pump, Centrifugal, After SO2 Sampling, Chemical Sampling Building, Lower Level | FIS-AFTER SO2 | Sampling | Pump | Pump |  | P
28638 | FIS-DCL-P-0001A | Pump, Centrifugal, After SO2 Sampling, Chemical Sampling Building, Lower Level | FIS-DCL | De-Chlorination | Pump | Pump |  | P
96696 | FIS-DCL-P-0001B | Pump, Centrifugal, After SO2 Sampling, Chemical Sampling Building, Lower Level | FIS-AFTER SO2 | Sampling | Pump | Pump |  | P
96697 | FIS-DCL-P-0001B | Pump, Centrifugal, After SO2 Sampling, Chemical Sampling Building, Lower Level | FIS-DCL | De-Chlorination | Pump | Pump |  | P
19845 | FHO-AM-P-0002 | Pump, Centrifugal, Ammonia Dispersion, Secondary TRWS Channel, Ozone Building, S2, Dispersion Pump Room | FHO-AM | Ammoniation | Pump,Centrifugal | Pump |  | P
89889 | FHO-AM-P-0001 | Pump, Centrifugal, Ammonia Dispersion, Secondary TRWS Channel, Ozone Building, S2, Dispersion Pump Room | FHO-AM | Ammoniation | Pump,Centrifugal | Pump |  | P
96309 | FIS-AM-P-0801 | Pump, Centrifugal, Ammonia Scrubber SB-0801, Ammonia & Fluoride Building, Main Floor, Scrubber Room | FIS-AM-SB-0801 | Scrubber, Ammonia, Ammonia & Fluoride Building, Main Floor, Scrubber Room |  | Pump |  | P
131866 | THR-BG-P-1201 | Pump, Centrifugal, Auxiliary Engine Lubrication Oil System-Unit No 2, Engine-Generator & Heat Recovery System | THR-CG-ENG-1201 | Engine, Generator NT1788901, Engine Room, Engine-Generator & Heat Recovery System | Pump,Centrifugal | Pump |  | P
131867 | THR-BG-P-1202 | Pump, Centrifugal, Auxiliary Engine Lubrication Oil System-Unit No 2, Engine-Generator & Heat Recovery System | THR-CG-ENG-1201 | Engine, Generator NT1788901, Engine Room, Engine-Generator & Heat Recovery System | Pump,Centrifugal | Pump |  | P
71362 | THR-AER-P-1115 | Pump, Centrifugal, Auxiliary Oil Supply to Blower 1111, Secondary Treatment, Aeration - Blower System - South | THR-AER-T-1114 | Tank, Reservoir, Auxiliary Oil for Blower 1111, Secondary Treatment, Aeration - Blower System - South | Pump,Centrifugal | Pump |  | P
131490 | THR-AER-P-1115 | Pump, Centrifugal, Auxiliary Oil Supply to Blower 1111, Secondary Treatment, Aeration - Blower System - South | THR-AER-BL-1111 | Blower, Centrifugal, Secondary Treatment, Aeration Blower System - Engine Room | Pump,Centrifugal | Pump |  | P
71363 | THR-AER-P-1215 | Pump, Centrifugal, Auxiliary Oil Supply to Blower 1211, Secondary Treatment, Aeration - Blower System - South | THR-AER-BL-1211 | Blower, Centrifugal, Secondary Treatment, Aeration Blower System - Engine Room | Pump,Centrifugal | Pump |  | P
71364 | THR-AER-P-1215 | Pump, Centrifugal, Auxiliary Oil Supply to Blower 1211, Secondary Treatment, Aeration - Blower System - South | THR-AER-T-1214 | Tank, Reservoir, Auxiliary Oil for Blower 1211, Secondary Treatment, Aeration - Blower System - South | Pump,Centrifugal | Pump |  | P
131491 | THR-AER-P-1315 | Pump, Centrifugal, Auxiliary Oil Supply to Blower 1311, Secondary Treatment, Aeration - Blower System - South | THR-AER-BL-1311 | Blower, Centrifugal, Secondary Treatment, Aeration Blower System - Engine Room | Pump,Centrifugal | Pump |  | P
131492 | THR-AER-P-1315 | Pump, Centrifugal, Auxiliary Oil Supply to Blower 1311, Secondary Treatment, Aeration - Blower System - South | THR-AER-T-1314 | Tank, Reservoir, Auxiliary Oil for Blower 1311, Secondary Treatment, Aeration - Blower System - South | Pump,Centrifugal | Pump |  | P
71365 | THR-AER-P-1615 | Pump, Centrifugal, Auxiliary Oil Supply to Blower 1611, Secondary Treatment, Aeration Blower System - North | THR-AER-T-1614 | Tank, Non-Pressurized, Auxiliary Oil, Blower 1611, Secondary Treatment, Aeration Blower System - North | Pump,Centrifugal | Pump |  | P
131497 | THR-AER-P-1615 | Pump, Centrifugal, Auxiliary Oil Supply to Blower 1611, Secondary Treatment, Aeration Blower System - North | THR-AER-BL-1611 | Blower, Centrifugal, Secondary Treatment, Aeration Blower System - HPBB | Pump,Centrifugal | Pump |  | P
131498 | THR-AER-P-1715 | Pump, Centrifugal, Auxiliary Oil Supply to Blower 1711, Secondary Treatment, Aeration Blower System - North | THR-AER-BL-1711 | Blower, Centrifugal, Secondary Treatment, Aeration Blower System - HPBB | Pump,Centrifugal | Pump |  | P
131499 | THR-AER-P-1715 | Pump, Centrifugal, Auxiliary Oil Supply to Blower 1711, Secondary Treatment, Aeration Blower System - North | THR-AER-T-1714 | Tank, Non-Pressurized, Auxiliary Oil, Blower 1711, Secondary Treatment, Aeration Blower System - North | Pump,Centrifugal | Pump |  | P
131500 | THR-AER-P-1815 | Pump, Centrifugal, Auxiliary Oil Supply to Blower 1811, Secondary Treatment, Aeration Blower System - North | THR-AER-BL-1811 | Blower, Centrifugal, Secondary Treatment, Aeration Blower System - HPBB | Pump,Centrifugal | Pump |  | P
131501 | THR-AER-P-1815 | Pump, Centrifugal, Auxiliary Oil Supply to Blower 1811, Secondary Treatment, Aeration Blower System - North | THR-AER-T-1814 | Tank, Non-Pressurized, Auxiliary Oil, Blower 1811, Secondary Treatment, Aeration Blower System - North | Pump,Centrifugal | Pump |  | P
71366 | THR-AER-P-1915 | Pump, Centrifugal, Auxiliary Oil Supply to Blower 1911, Secondary Treatment, Aeration Blower System - North | THR-AER-BL-1911 | Blower, Centrifugal, Secondary Treatment, Aeration Blower System - HPBB | Pump,Centrifugal | Pump |  | P
71367 | THR-AER-P-1915 | Pump, Centrifugal, Auxiliary Oil Supply to Blower 1911, Secondary Treatment, Aeration Blower System - North | THR-AER-T-1914 | Tank, Non-Pressurized, Auxiliary Oil, Blower 1911, Secondary Treatment, Aeration Blower System - North | Pump,Centrifugal | Pump |  | P
131493 | THR-AER-P-1401 | Pump, Centrifugal, Auxilliary Oil Supply to Blower 1411, Blower Building, Blower System | THR-AER-BL-1411 | Blower, Centrifugal, Secondary Treatment, Aeration Blower System - Engine Room | Pump,Centrifugal | Pump |  | P
131494 | THR-AER-P-1401 | Pump, Centrifugal, Auxilliary Oil Supply to Blower 1411, Blower Building, Blower System | THR-AER-T-1401 | Tank, Lube Oil, Blower 1411, Engine Room, Air Blower System | Pump,Centrifugal | Pump |  | P
131495 | THR-AER-P-1501 | Pump, Centrifugal, Auxilliary Oil Supply to Blower 1511, Blower Building, Air Blower System | THR-AER-BL-1511 | Blower, Centrifugal, Secondary Treatment, Aeration Blower System - Engine Room | Pump,Centrifugal | Pump |  | P
131496 | THR-AER-P-1501 | Pump, Centrifugal, Auxilliary Oil Supply to Blower 1511, Blower Building, Air Blower System | THR-AER-T-1501 | Tank, Lube Oil, Blower 1511, Blower Building, Air Blower System | Pump,Centrifugal | Pump |  | P
75845 | THR-FPW-P-0003 | Pump, Centrifugal, Backwash Effluent, Plant Water Building | THR-FPW-P | Filtered Plant Water, Pumps | Pump,Centrifugal | Pump |  | P
75846 | THR-FPW-P-0004 | Pump, Centrifugal, Backwash Effluent, Plant Water Building | THR-FPW-P | Filtered Plant Water, Pumps | Pump,Centrifugal | Pump |  | P
75847 | THR-FPW-P-0005 | Pump, Centrifugal, Backwash, Plant Water Building | THR-FPW-P | Filtered Plant Water, Pumps | Pump,Centrifugal | Pump |  | P
75848 | THR-FPW-P-0006 | Pump, Centrifugal, Backwash, Plant Water Building | THR-FPW-P | Filtered Plant Water, Pumps | Pump,Centrifugal | Pump |  | P
41248 | TAB-ACC-P-3601 | PUMP, CENTRIFUGAL, BASEMENT ADMIN BUILDING | TAB-ACC-AHU-3601 | AIR HANDLING UNIT, ROOFTOP ADMIN BUILDING | Pump,Centrifugal | Pump |  | P
28462 | FIS-CLB-P-0002A | Pump, Centrifugal, Before SO2 Sampling, Chemical Sampling Building, Lower Level | FIS-BEFORE SO2 | Sampling | Pump | Pump |  | P
28463 | FIS-CLB-P-0002B | Pump, Centrifugal, Before SO2 Sampling, Chemical Sampling Building, Lower Level, North | FIS-BEFORE SO2 | Sampling | Pump | Pump |  | P
143649 | WTR-PDS-P-0100 | Pump, Centrifugal, Booster, Dorset PS | WTR-PDS-P | Pumping | Pump,Centrifugal,Multi-Stage | Pump |  | P
143651 | WTR-PDS-P-0200 | Pump, Centrifugal, Booster, Dorset PS | WTR-PDS-P | Pumping | Pump,Centrifugal,Multi-Stage | Pump |  | P
70374 | THR-ACC-P-0570 | Pump, Centrifugal, Booster, Hot Water, Filtered Plant Water Bldg. | THR-ACC-WA4 | Air Conditioning, AHU, HVAC,Work Area4 | Pump,Centrifugal | Pump |  | P
130786 | THR-ACC-P-0570 | Pump, Centrifugal, Booster, Hot Water, Filtered Plant Water Bldg. | THR-ACC-FPW | Air Conditioning, HVAC, Filtered Plant Water Building | Pump,Centrifugal | Pump |  | P
130795 | THR-ACC-P-0580 | Pump, Centrifugal, Booster, Hot Water, Filtered Plant Water Bldg. | THR-ACC-FPW | Air Conditioning, HVAC, Filtered Plant Water Building | Pump,Centrifugal | Pump |  | P
130796 | THR-ACC-P-0580 | Pump, Centrifugal, Booster, Hot Water, Filtered Plant Water Bldg. | THR-ACC-WA4 | Air Conditioning, AHU, HVAC,Work Area4 | Pump,Centrifugal | Pump |  | P
70371 | THR-ACC-P-0550 | Pump, Centrifugal, Booster, Hot Water, T18 Between FT-16 & 17 Gallery Ventilation, Zone 3A | THR-ACC-HCP2 | Heating and Cooling Pumps, WA2 | Pump,Centrifugal | Pump |  | P
70372 | THR-ACC-P-0550 | Pump, Centrifugal, Booster, Hot Water, T18 Between FT-16 & 17 Gallery Ventilation, Zone 3A | THR-ACC-HCP4 | Heating and Cooling Pumps, HVAC,WA4 | Pump,Centrifugal | Pump |  | P
70373 | THR-ACC-P-0560 | Pump, Centrifugal, Booster, Hot Water, T18 Between FT-16 & 17 Gallery Ventilation, Zone 3A | THR-ACC-HCP2 | Heating and Cooling Pumps, WA2 | Pump,Centrifugal | Pump |  | P
130785 | THR-ACC-P-0560 | Pump, Centrifugal, Booster, Hot Water, T18 Between FT-16 & 17 Gallery Ventilation, Zone 3A | THR-ACC-HCP4 | Heating and Cooling Pumps, HVAC,WA4 | Pump,Centrifugal | Pump |  | P
70367 | THR-ACC-P-0533 | Pump, Centrifugal, Booster, Hot Water, T-21 near T-14 | THR-ACC-HCP4 | Heating and Cooling Pumps, HVAC,WA4 | Pump,Centrifugal | Pump |  | P
130784 | THR-ACC-P-0534 | Pump, Centrifugal, Booster, Hot Water, T-21 near T-14 | THR-ACC-HCP4 | Heating and Cooling Pumps, HVAC,WA4 | Pump,Centrifugal | Pump |  | P
70368 | THR-ACC-P-0535 | Pump, Centrifugal, Booster, Hot Water,, T-21 near T-14 | THR-ACC-HCP4 | Heating and Cooling Pumps, HVAC,WA4 | Pump,Centrifugal | Pump |  | P
54017 | TAB-PWA-P-8040A | Pump, Centrifugal, Booster, Plant Water | PLQ18406 | Plumbing, General, Truck Loading Facility | Pump,Centrifugal | Pump |  | P
61606 | FCL-WWW-P-3060 | Pump, Centrifugal, Booster, Sludge Sump Cleaning, Clarification Facility | FCL-WWW-T-3000 | Tank, Sludge Sump, RMF Clarification Facility | Pump | Pump |  | P
115964 | TAB-PRM-P-0111 | Pump, Centrifugal, Booster, Water, Polymer Make-Up, Polymer Room, Old Screen Bldg., P Bldg. | TAB-PRM-T-0110 | Tank, Polymer Make-Up, Polymer Room, Old Screen Bldg., P Bldg. | Pump,Centrifugal | Pump |  | P
90193 | WTR-RRH-P-0101 | Pump, Centrifugal, Cascade, Rosehill Reservoir, Cascade Chamber | WTR-RRH-CH-0001 | Chamber, Cascade and Fountain | Pump,Centrifugal | Pump |  | P
30657 | FIS-SM-P-0201 | Pump, Centrifugal, CAU Recirculating, Caustic Soda System | FIS-SM-SB | Scrubber | Pump,Centrifugal | Pump | 32801 | P
98562 | FIS-SM-P-0101 | Pump, Centrifugal, CAU Recirculating, Caustic Soda System | FIS-SM-SB | Scrubber | Pump,Centrifugal | Pump | 32800 | P
13087 | FCL-SM-P-0201-SUS | Pump, Centrifugal, Caustic Soda System | FCL-SM | Spill Management | Pump,Centrifugal | Pump | 36714 | P
13088 | FCL-SM-P-0201-SUS | Pump, Centrifugal, Caustic Soda System | FCL-SUSPENDED | Suspended entity | Pump,Centrifugal | Pump | 36714 | P
57572 | FCL-SM-P-0101-SUS | Pump, Centrifugal, Caustic Soda System | FCL-SM | Spill Management | Pump,Centrifugal | Pump | 36713 | P
57573 | FCL-SM-P-0101-SUS | Pump, Centrifugal, Caustic Soda System | FCL-SUSPENDED | Suspended entity | Pump,Centrifugal | Pump | 36713 | P
74475 | THR-DIS-P-0830 | Pump, Centrifugal, Chemical spill collection, Spill Sump Disinfection Building Main Floor | THR-DIS-T-PP | Disinfection, Tank, Palace Pier | Centrifuge | Pump |  | P
134399 | THR-DIS-P-0830 | Pump, Centrifugal, Chemical spill collection, Spill Sump Disinfection Building Main Floor | THR-DIS-P-SUMP | Disinfection - Pump, Sump | Centrifuge | Pump |  | P
74471 | THR-DIS-P-0710 | Pump, Centrifugal, Chemical Transfer, Disinfection Building Main Floor | THR-DIS-T-PP | Disinfection, Tank, Palace Pier | Centrifuge | Pump |  | P
134395 | THR-DIS-P-0720 | Pump, Centrifugal, Chemical Transfer, Disinfection Building Main Floor | THR-DIS-T-PP | Disinfection, Tank, Palace Pier | Centrifuge | Pump |  | P
72116 | THR-CG-P-0150 | Pump, Centrifugal, Chiller 0150, Coolant Circulation, Gas Coolant System, Gas Compressor Building | THR-CG-CI-0150 | Chiller, Glycol, Gas Coolant System, High Press Gas Cond Sys Train 1, Gas Compressor Building |  | Pump |  | P
28721 | FIS-DEW-P-0008 | Pump, Centrifugal, Clearwell 1 Dewatering, Filter Building, Pump Room, S/E Corner Under Stairs | FIS-DEW | Dewatering & Drainage |  | Pump |  | P
59854 | THC-AER-P-6020 | Pump, Centrifugal, Coolant THC-AER-BL-6020, SE Plant Blowers Part 1 and Train #8 | THC-AER-BL-6060 | Blower,Centrifugal,High Speed Turbo, Aeration, SE Plant Blowers Part 1 and Train #8 | Pump | Pump |  | P
122442 | THC-AER-P-6020 | Pump, Centrifugal, Coolant THC-AER-BL-6020, SE Plant Blowers Part 1 and Train #8 | THC-AER-BL-6020 | Blower,Centrifugal,High Speed Turbo, Aeration, SE Plant Blowers Part 1 and Train #8 | Pump | Pump |  | P
122443 | THC-AER-P-6040 | Pump, Centrifugal, Coolant THC-AER-BL-6040, SE Plant Blowers Part 1 and Train #8 | THC-AER-BL-6040 | Blower,Centrifugal,High Speed Turbo, Aeration, SE Plant Blowers Part 1 and Train #8 | Pump | Pump |  | P
122444 | THC-AER-P-6040 | Pump, Centrifugal, Coolant THC-AER-BL-6040, SE Plant Blowers Part 1 and Train #8 | THC-AER-BL-6060 | Blower,Centrifugal,High Speed Turbo, Aeration, SE Plant Blowers Part 1 and Train #8 | Pump | Pump |  | P
122445 | THC-AER-P-6060 | Pump, Centrifugal, Coolant THC-AER-BL-6060, SE Plant Blowers Part 1 and Train #8 | THC-AER-BL-6060 | Blower,Centrifugal,High Speed Turbo, Aeration, SE Plant Blowers Part 1 and Train #8 | Pump | Pump |  | P
122446 | THC-AER-P-6060 | Pump, Centrifugal, Coolant THC-AER-BL-6060, SE Plant Blowers Part 1 and Train #8 | THC-AER-BL-7100 | Blower, Aeration | Pump | Pump |  | P
122447 | THC-AER-P-6080 | Pump, Centrifugal, Coolant THC-AER-BL-6080, SE Plant Blowers Part 1 and Train #8 | THC-AER-BL-6080 | Blower,Centrifugal,High Speed Turbo, SE Plant Blower Part 2, Train #1&2 | Pump | Pump |  | P
66764 | FHA-DEW-P-4401 | Pump, Centrifugal, Dewatering Pump #44-Dewatering Wet Well, Pump Building, S/E of Low Lift PS | FHA-AUX-DEW | Dewatering | Pump | Pump |  | P
15647 | FHA-DEW-P-1701 | Pump, Centrifugal, Dewatering Wet Well, Pump Building, S/E of Low Lift PS | FHA-AUX-DEW | Dewatering | Pump | Pump |  | P
15648 | FHA-DEW-P-1701 | Pump, Centrifugal, Dewatering Wet Well, Pump Building, S/E of Low Lift PS | FHA-DEW-P-1701-KQ | Pump Location,Dewatering#17 | Pump | Pump |  | P
10406 | FCL-DEW-P-0301A(S) | Pump, Centrifugal, Dewatering, Dewatering & Sump Pumps@Settling Tanks | FCL-DEW | Dewatering | Pump,Centrifugal | Pump | 33463 | P
10407 | FCL-DEW-P-0301A(S) | Pump, Centrifugal, Dewatering, Dewatering & Sump Pumps@Settling Tanks | FCL-OBSOLETE | Removed From Service | Pump,Centrifugal | Pump | 33463 | P
47971 | FCL-DEW-P-0301B(S) | Pump, Centrifugal, Dewatering, Dewatering & Sump Pumps@Settling Tanks | FCL-DEW | Dewatering | Pump,Centrifugal | Pump | 33464 | P
47972 | FCL-DEW-P-0301B(S) | Pump, Centrifugal, Dewatering, Dewatering & Sump Pumps@Settling Tanks | FCL-OBSOLETE | Removed From Service | Pump,Centrifugal | Pump | 33464 | P
10401 | FCL-DEW-P-0101A(S) | Pump, Centrifugal, Dewatering, Raw Water Dry Pit | FCL-DEW | Dewatering | Pump,Centrifugal | Pump | 36053 | P
10402 | FCL-DEW-P-0101B(S) | Pump, Centrifugal, Dewatering, Raw Water Dry Pit | FCL-DEW | Dewatering | Pump,Centrifugal | Pump | 36055 | P
10403 | FCL-DEW-P-0101B(S) | Pump, Centrifugal, Dewatering, Raw Water Dry Pit | FCL-DEW-T-0101-SUS | Dewatering, Dry Pit RW | Pump,Centrifugal | Pump | 36055 | P
47963 | FCL-DEW-P-0101A(S) | Pump, Centrifugal, Dewatering, Raw Water Dry Pit | FCL-DEW-T-0101-SUS | Dewatering, Dry Pit RW | Pump,Centrifugal | Pump | 36053 | P
10410 | FCL-DEW-P-0401-SUS | Pump, Centrifugal, Dewatering, Raw water Wet Well | FCL-DEW-RW | Raw water Area Dewatering | Pump,Centrifugal | Pump | 36466 | P
10412 | FCL-DEW-P-0401A(S) | Pump, Centrifugal, Dewatering, Raw water Wet Well | FCL-DEW-RW | Raw water Area Dewatering | Pump,Centrifugal | Pump | 36054 | P
10413 | FCL-DEW-P-0401A(S) | Pump, Centrifugal, Dewatering, Raw water Wet Well | FCL-DEW-T-0101-SUS | Dewatering, Dry Pit RW | Pump,Centrifugal | Pump | 36054 | P
10414 | FCL-DEW-P-0401B(S) | Pump, Centrifugal, Dewatering, Raw water Wet Well | FCL-DEW-RW | Raw water Area Dewatering | Pump,Centrifugal | Pump | 36056 | P
10415 | FCL-DEW-P-0401B(S) | Pump, Centrifugal, Dewatering, Raw water Wet Well | FCL-DEW-T-0101-SUS | Dewatering, Dry Pit RW | Pump,Centrifugal | Pump | 36056 | P
47973 | FCL-DEW-P-0401-SUS | Pump, Centrifugal, Dewatering, Raw water Wet Well | FCL-SUSPENDED | Suspended entity | Pump,Centrifugal | Pump | 36466 | P
47974 | FCL-DEW-P-0401A(S) | Pump, Centrifugal, Dewatering, Raw water Wet Well | FCL-DEW | Dewatering | Pump,Centrifugal | Pump | 36054 | P
47976 | FCL-DEW-P-0401B(S) | Pump, Centrifugal, Dewatering, Raw water Wet Well | FCL-DEW | Dewatering | Pump,Centrifugal | Pump | 36056 | P
66729 | THC-PRM-P-0126 | Pump, Centrifugal, Dewatering, RPM-P-0126, Serving Primary Clarifiers 9 and 10, SW Plant | THC-PRM-CLAR | Primary Clarification | Pump,Centrifugal | Pump |  | P
128061 | THC-PRM-P-0126 | Pump, Centrifugal, Dewatering, RPM-P-0126, Serving Primary Clarifiers 9 and 10, SW Plant | THC-PRM-T-0900 | Tank, Primary Clarifier | Pump,Centrifugal | Pump |  | P
66735 | THC-PRM-P-0176 | Pump, Centrifugal, Dewatering, Serving Primary Clarifier 11 and 12, T19, NW Plant | THC-PRM-T-1100 | Tank, Primary Clarifier | Pump,Centrifugal | Pump |  | P
128064 | THC-PRM-P-0176 | Pump, Centrifugal, Dewatering, Serving Primary Clarifier 11 and 12, T19, NW Plant | THC-PRM-CLAR | Primary Clarification | Pump,Centrifugal | Pump |  | P
6837 | COL-PWR-P-0100 | Pump, Centrifugal, Discharge Pump #1 | COL-PWR | West Rouge Pumping Station | Pump,Centrifugal | Pump |  | P
6838 | COL-PWR-P-0100 | Pump, Centrifugal, Discharge Pump #1 | COL-PWR-PUMP | Pumping Equipment | Pump,Centrifugal | Pump |  | P
4149 | COL-PLB-P-0120 | Pump, Centrifugal, Discharge Pump #1, Pump Floor | COL-PLB-AUX-MECH | Mechanical Equipment | Pump,Centrifugal | Pump |  | P
17916 | COL-PCU-P-0100 | Pump, Centrifugal, Discharge Pump #1, Pump Floor | COL-PCU-PUMP | Pumping Equipment | Pump,Centrifugal | Pump |  | P
21115 | COL-PLB-P-0120 | Pump, Centrifugal, Discharge Pump #1, Pump Floor | COL-PLB | Long Branch Pumping Station | Pump,Centrifugal | Pump |  | P
21116 | COL-PLB-P-0120 | Pump, Centrifugal, Discharge Pump #1, Pump Floor | COL-PLB-PUMP | Pumping Equipment | Pump,Centrifugal | Pump |  | P
30872 | COL-PWR-P-0200 | Pump, Centrifugal, Discharge Pump #2 | COL-PWR | West Rouge Pumping Station | Pump,Centrifugal | Pump |  | P
30873 | COL-PWR-P-0200 | Pump, Centrifugal, Discharge Pump #2 | COL-PWR-PUMP | Pumping Equipment | Pump,Centrifugal | Pump |  | P
4150 | COL-PLB-P-0121 | Pump, Centrifugal, Discharge Pump #2, Pump Floor | COL-PLB | Long Branch Pumping Station | Pump,Centrifugal | Pump |  | P
17917 | COL-PCU-P-0200 | Pump, Centrifugal, Discharge Pump #2, Pump Floor | COL-PCU-PUMP | Pumping Equipment | Pump,Centrifugal | Pump |  | P
21117 | COL-PLB-P-0121 | Pump, Centrifugal, Discharge Pump #2, Pump Floor | COL-PLB-PUMP | Pumping Equipment | Pump,Centrifugal | Pump |  | P
30874 | COL-PWR-P-0300 | Pump, Centrifugal, Discharge Pump #3 | COL-PWR | West Rouge Pumping Station | Pump,Centrifugal | Pump |  | P
30875 | COL-PWR-P-0300 | Pump, Centrifugal, Discharge Pump #3 | COL-PWR-PUMP | Pumping Equipment | Pump,Centrifugal | Pump |  | P
3375 | COL-PCU-P-0300 | Pump, Centrifugal, Discharge Pump #3, Pump Floor | COL-PCU-PUMP | Pumping Equipment | Pump,Centrifugal | Pump |  | P
21158 | COL-PLB-P-0122 | Pump, Centrifugal, Discharge Pump #3, Pump Floor | COL-PLB | Long Branch Pumping Station | Pump,Centrifugal | Pump |  | P
21159 | COL-PLB-P-0122 | Pump, Centrifugal, Discharge Pump #3, Pump Floor | COL-PLB-PUMP | Pumping Equipment | Pump,Centrifugal | Pump |  | P
88189 | WTR-PPD-P-0100 | Pump, Centrifugal, District 1 | WTR-PPD-P | Pumping | Pump,Centrifugal | Pump |  | P
88190 | WTR-PPD-P-0200 | Pump, Centrifugal, District 1 | WTR-PPD-P | Pumping | Pump,Centrifugal | Pump |  | P
86396 | WTR-PHL-P-0300 | Pump, Centrifugal, District 2 | WTR-PHL-P | Pumping | Pump,Centrifugal | Pump |  | P
86397 | WTR-PHL-P-0400 | Pump, Centrifugal, District 2 | WTR-PHL-P | Pumping | Pump,Centrifugal | Pump |  | P
86401 | WTR-PHL-P-1200 | Pump, Centrifugal, District 2 | WTR-PHL-P | Pumping | Pump,Centrifugal | Pump |  | P
88191 | WTR-PPD-P-0300 | Pump, Centrifugal, District 2 | WTR-PPD-P | Pumping | Pump,Centrifugal | Pump |  | P
146207 | WTR-PPD-P-0400 | Pump, Centrifugal, District 2 | WTR-PPD-P | Pumping | Pump,Centrifugal | Pump |  | P
86398 | WTR-PHL-P-0700 | Pump, Centrifugal, District 3 | WTR-PHL-P | Pumping | Pump,Centrifugal | Pump |  | P
144628 | WTR-PHL-P-0100 | Pump, Centrifugal, District 3 | WTR-PHL-P | Pumping | Pump,Centrifugal | Pump |  | P
144630 | WTR-PHL-P-0800 | Pump, Centrifugal, District 3 | WTR-PHL-P | Pumping | Pump,Centrifugal | Pump |  | P
85315 | WTR-PEG-P-0200 | Pump, Centrifugal, District 3E | WTR-PEG-P | Pumping | Pump,Centrifugal | Pump |  | P
89065 | WTR-PSC-P-1100 | Pump, Centrifugal, District 3E | WTR-PSC-P | Pumping | Pump,Centrifugal | Pump |  | P
89066 | WTR-PSC-P-1200 | Pump, Centrifugal, District 3E | WTR-PSC-P | Pumping | Pump,Centrifugal | Pump |  | P
89067 | WTR-PSC-P-1400 | Pump, Centrifugal, District 3E | WTR-PSC-P | Pumping | Pump,Centrifugal | Pump |  | P
143782 | WTR-PEG-P-0100 | Pump, Centrifugal, District 3E | WTR-PEG-P | Pumping | Pump,Centrifugal | Pump |  | P
143783 | WTR-PEG-P-0300 | Pump, Centrifugal, District 3E | WTR-PEG-P | Pumping | Pump,Centrifugal | Pump |  | P
85316 | WTR-PEG-P-0400 | Pump, Centrifugal, District 4 | WTR-PEG-P | Pumping | Pump,Centrifugal | Pump |  | P
86399 | WTR-PHL-P-0900 | Pump, Centrifugal, District 4 | WTR-PHL-P | Pumping | Pump,Centrifugal | Pump |  | P
86400 | WTR-PHL-P-1100 | Pump, Centrifugal, District 4 | WTR-PHL-P | Pumping | Pump,Centrifugal | Pump |  | P
89068 | WTR-PSC-P-1700 | Pump, Centrifugal, District 4 | WTR-PSC-P | Pumping | Pump,Centrifugal | Pump |  | P
89069 | WTR-PSC-P-2000 | Pump, Centrifugal, District 4 | WTR-PSC-P | Pumping | Pump,Centrifugal | Pump |  | P
143784 | WTR-PEG-P-0500 | Pump, Centrifugal, District 4 | WTR-PEG-P | Pumping | Pump,Centrifugal | Pump |  | P
143785 | WTR-PEG-P-0600 | Pump, Centrifugal, District 4 | WTR-PEG-P | Pumping | Pump,Centrifugal | Pump |  | P
144631 | WTR-PHL-P-1000 | Pump, Centrifugal, District 4 | WTR-PHL-P | Pumping | Pump,Centrifugal | Pump |  | P
146872 | WTR-PSC-P-1800 | Pump, Centrifugal, District 4 | WTR-PSC-P | Pumping | Pump,Centrifugal | Pump |  | P
146873 | WTR-PSC-P-1900 | Pump, Centrifugal, District 4 | WTR-PSC-P | Pumping | Pump,Centrifugal | Pump |  | P
145339 | WTR-PKL-P-0100 | Pump, Centrifugal, District 5 | WTR-PKL-P | Pumping | Pump,Centrifugal | Pump |  | P
145340 | WTR-PKL-P-0200 | Pump, Centrifugal, District 5 | WTR-PKL-P | Pumping | Pump,Centrifugal | Pump |  | P
145341 | WTR-PKL-P-0300 | Pump, Centrifugal, District 5 | WTR-PKL-P | Pumping | Pump,Centrifugal | Pump |  | P
145342 | WTR-PKL-P-0300S | Pump, Centrifugal, District 5 | WTR-PKL-P | Pumping | Pump,Centrifugal | Pump | 38909 | P
87958 | WTR-PMI-P-0100 | Pump, Centrifugal, District 5 & 6S, East Pump Room | WTR-PMI-P | Pumping | Pump,Centrifugal | Pump |  | P
87960 | WTR-PMI-P-0200 | Pump, Centrifugal, District 5 & 6S, East Pump Room | WTR-PMI-P | Pumping | Pump,Centrifugal | Pump |  | P
145932 | WTR-PMI-P-0300 | Pump, Centrifugal, District 5 & 6S, East Pump Room | WTR-PMI-P | Pumping | Pump,Centrifugal | Pump |  | P
87962 | WTR-PMI-P-0400 | Pump, Centrifugal, District 5, East Pump Room | WTR-PMI-P | Pumping | Pump,Centrifugal | Pump |  | P
145933 | WTR-PMI-P-0500 | Pump, Centrifugal, District 5,East Pump Room | WTR-PMI-P | Pumping | Pump,Centrifugal | Pump |  | P
87215 | WTR-PKL-P-0500 | Pump, Centrifugal, District 6 | WTR-PKL-P | Pumping | Pump,Centrifugal | Pump |  | P
145343 | WTR-PKL-P-0400 | Pump, Centrifugal, District 6 | WTR-PKL-P | Pumping | Pump,Centrifugal | Pump |  | P
145344 | WTR-PKL-P-0600 | Pump, Centrifugal, District 6 | WTR-PKL-P | Pumping | Pump,Centrifugal | Pump |  | P
145345 | WTR-PKL-P-0700 | Pump, Centrifugal, District 6 | WTR-PKL-P | Pumping | Pump,Centrifugal | Pump |  | P
128094 | THC-PRM-P-6330 | Pump, Centrifugal, Drain Isolation, SE Plant | THC-PRM-CLAR | Primary Clarification | Pump,Centrifugal | Pump |  | P
71360 | THR-AER-P-0055 | Pump, Centrifugal, Drain, Aeration Tanks, Secondary Treatment, Aeration - North | THR-AER-DRN | Aeration Tank Drainage & Sump Pump | Pump,Centrifugal | Pump |  | P
71361 | THR-AER-P-0056 | Pump, Centrifugal, Drain, Aeration Tanks, Secondary Treatment, Aeration - North | THR-AER-DRN | Aeration Tank Drainage & Sump Pump | Pump,Centrifugal | Pump |  | P
3373 | COL-PCU-P-0002 | Pump, Centrifugal, Drain, Chamber #1, Cumber PS | COL-PCU | Cumber Pumping Station | Pump | Pump |  | P
3374 | COL-PCU-P-0002 | Pump, Centrifugal, Drain, Chamber #1, Cumber PS | COL-PCU-CH-0001 | Force main Chamber 1 | Pump | Pump |  | P
76390 | THR-FT-P-4626 | Pump, Centrifugal, Drain, Gallery T20N | THR-FT-DRN | Final Tank, Drainage, Sump Pumps | Pump,Centrifugal | Pump |  | P
136244 | THR-FT-P-4624 | Pump, Centrifugal, Drain, Gallery T20N | THR-FT-DRN | Final Tank, Drainage, Sump Pumps | Pump,Centrifugal | Pump |  | P
136245 | THR-FT-P-4625 | Pump, Centrifugal, Drain, Gallery T20N | THR-FT-DRN | Final Tank, Drainage, Sump Pumps | Pump,Centrifugal | Pump |  | P
66748 | THC-PRM-P-6130 | Pump, Centrifugal, Drain, SE Plant | THC-PRM-CLAR | Primary Clarification | Pump,Centrifugal | Pump |  | P
66797 | THC-PRM-P-6530 | Pump, Centrifugal, Drain, SE Plant | THC-PRM-CLAR | Primary Clarification | Pump,Centrifugal | Pump |  | P
129381 | THC-STR-P-1184 | Pump, Centrifugal, Drainage, Aeration Tanks, Phase IV | THC-STR | Secondary Treatment | Pump,Centrifugal | Pump |  | P
129382 | THC-STR-P-1186 | Pump, Centrifugal, Drainage, Aeration Tanks, Phase IV | THC-STR | Secondary Treatment | Pump,Centrifugal | Pump |  | P
140580 | TNT-CSO-P-0300 | Pump, Centrifugal, Dry Pit Sump, Dry Pit Pump Station | TNT-CSO | Combined Sewer Overflow and storage system | Pump,Centrifugal | Pump |  | P
54690 | TAB-RSP-P-8057 | Pump, Centrifugal, Dry Well Sump, M-Building | TAB-RSP-P | M Building - Sump Pumps | Pump,Non Positive Displacement,Submersible | Pump |  | P
117782 | TAB-RSP-P-8057B | Pump, Centrifugal, Dry Well Sump, M-Building | TAB-RSP-P | M Building - Sump Pumps | Pump,Non Positive Displacement,Submersible | Pump |  | P
131863 | THR-BG-P-0902 | Pump, Centrifugal, East Dewatering System, Compressor Building, Digester and Natural Gas Supply System | THR-BG-P | Blended Gas, Pumping | Pump,Centrifugal | Pump |  | P
18597 | FHA-WWW-P-0321 | Pump, Centrifugal, Effluent Tank to Heating System, RMF, S/W of Pilot Palnt | FHA-WWW-EFFL | Effluent Discharge | Pump,Centrifugal | Pump |  | P
83310 | FHA-WWW-P-0311 | Pump, Centrifugal, Effluent Tank to Heating System, RMF, S/W of Pilot Palnt | FHA-WWW-EFFL | Effluent Discharge | Pump,Centrifugal | Pump |  | P
71809 | THR-BG-P-1102 | Pump, Centrifugal, Engine Lubrication Oil System-Unit No 1, Engine-Generator & Heat Recovery System | THR-CG-ENG-1101 | Engine, Generator 1101, Engine Room, Engine-Generator & Heat Recovery System | Pump,Centrifugal | Pump |  | P
131864 | THR-BG-P-1101 | Pump, Centrifugal, Engine Lubrication Oil System-Unit No 1, Engine-Generator & Heat Recovery System | THR-CG-ENG-1101 | Engine, Generator 1101, Engine Room, Engine-Generator & Heat Recovery System | Pump,Centrifugal | Pump |  | P
29450 | FIS-FLT-P-0002 | Pump, Centrifugal, Filter Composite Sample, Filter Building, Pump Room East | FIS-FLT | Filtration | Pump,Centrifugal | Pump |  | P
29451 | FIS-FLT-P-0002 | Pump, Centrifugal, Filter Composite Sample, Filter Building, Pump Room East | FIS-FLT-COMP | Composite Sampling | Pump,Centrifugal | Pump |  | P
97423 | FIS-FLT-P-0003 | Pump, Centrifugal, Filter Composite Sample, Filter Building, Pump Room East | FIS-FLT | Filtration | Pump,Centrifugal | Pump |  | P
97424 | FIS-FLT-P-0003 | Pump, Centrifugal, Filter Composite Sample, Filter Building, Pump Room East | FIS-FLT-COMP | Composite Sampling | Pump,Centrifugal | Pump |  | P
70365 | THR-ACC-P-0530S | Pump, Centrifugal, Filtered Plant Water, East Maintenance Bsmt.,Gallery Ventilation, Zone 3A | THR-ACC-HCP2 | Heating and Cooling Pumps, WA2 | Pump,Centrifugal | Pump | 39019 | P
70366 | THR-ACC-P-0530S | Pump, Centrifugal, Filtered Plant Water, East Maintenance Bsmt.,Gallery Ventilation, Zone 3A | THR-ACC-HCP4 | Heating and Cooling Pumps, HVAC,WA4 | Pump,Centrifugal | Pump | 39019 | P
70369 | THR-ACC-P-0540S | Pump, Centrifugal, Filtered Plant Water, East Maintenance Bsmt.,Gallery Ventilation, Zone 3A | THR-ACC-HCP2 | Heating and Cooling Pumps, WA2 | Pump,Centrifugal | Pump | 39020 | P
70370 | THR-ACC-P-0540S | Pump, Centrifugal, Filtered Plant Water, East Maintenance Bsmt.,Gallery Ventilation, Zone 3A | THR-ACC-HCP4 | Heating and Cooling Pumps, HVAC,WA4 | Pump,Centrifugal | Pump | 39020 | P
50422 | FCL-FLT-P-0004A | Pump, Centrifugal, Filtered Water, Sampling Pumps | FCL-FLT-SAMP | Filter Composite Sampling | Pump,Centrifugal | Pump |  | P
50423 | FCL-FLT-P-0004B | Pump, Centrifugal, Filtered Water, Sampling Pumps | FCL-FLT-SAMP | Filter Composite Sampling | Pump,Centrifugal | Pump |  | P
81553 | TNT-CSO-P-0400 | Pump, Centrifugal, Flush, Maintenance Hole No. 1 | TNT-CSO | Combined Sewer Overflow and storage system | Pump,Centrifugal | Pump |  | P
75855 | THR-FPW-P-0018S | Pump, Centrifugal, Flushing Water, Gallery T14, Flushing Water Piping | THR-FPW-P | Filtered Plant Water, Pumps | Pump,Centrifugal | Pump | 39427 | P
75850 | THR-FPW-P-0010S | Pump, Centrifugal, Flushing Water, Gallery T21 | THR-FPW-P | Filtered Plant Water, Pumps | Pump,Centrifugal | Pump | 40225 | P
16777 | FHA-RSP-P-0101 | Pump, Centrifugal, For Sanitary Sump to Sewer | FHA-AUX-SAN | Sanitary Pumping System | Pump,Centrifugal | Pump |  | P
147673 | WTR-RRH-P-0102 | Pump, Centrifugal, Fountain, Rosehill Reservoir, Cascade Chamber | WTR-RRH-CH-0001 | Chamber, Cascade and Fountain | Pump,Centrifugal | Pump |  | P
77627 | THR-OCS-P-0002 | Pump, Centrifugal, Gallery Sump, Hypochlorite Storage Tanks, Plant Services, Odour Control System | THR-OCS-T | Odour Control System, Tanks | Pump,Centrifugal | Pump |  | P
137423 | THR-OCS-P-0001 | Pump, Centrifugal, Gallery Sump, Hypochlorite Storage Tanks, Plant Services, Odour Control System | THR-OCS-T | Odour Control System, Tanks | Pump,Centrifugal | Pump |  | P
132110 | THR-CG-P-1105 | Pump, Centrifugal, Glycol Circulating, Heat Recovery System, Engine-Gen 1101 | THR-CG-ENG-1101 | Engine, Generator 1101, Engine Room, Engine-Generator & Heat Recovery System |  | Pump |  | P
132115 | THR-CG-P-1205 | Pump, Centrifugal, Glycol Circulating, Heat Recovery System, Engine-Gen 1201 | THR-CG-ENG-1201 | Engine, Generator NT1788901, Engine Room, Engine-Generator & Heat Recovery System |  | Pump |  | P
71811 | THR-BG-P-1105 | Pump, Centrifugal, Glycol Circulating, Heat Recovery System-Unit No 1, Engine-Generator & Heat Recovery System | THR-CG-ENG-1101 | Engine, Generator 1101, Engine Room, Engine-Generator & Heat Recovery System | Pump,Centrifugal | Pump |  | P
131869 | THR-BG-P-1205 | Pump, Centrifugal, Glycol Circulating, Heat Recovery System-Unit No 2, Engine-Generator & Heat Recovery System | THR-CG-ENG-1201 | Engine, Generator NT1788901, Engine Room, Engine-Generator & Heat Recovery System | Pump,Centrifugal | Pump |  | P
107594 | TAB-ACC-P-6330 | Pump, Centrifugal, Glycol Circulating, Mechanical Room | TAB-ACC-HE-6301 | Heat Exchanger, Plate and Frame, Mechanical Room, Dig 9-12 Control Building. | Pump,Centrifugal | Pump |  | P
107593 | TAB-ACC-P-6320 | Pump, Centrifugal, Glycol Circulating, Mechanical Room, Dig 9-12 Control Building. | TAB-ACC-HE-6301 | Heat Exchanger, Plate and Frame, Mechanical Room, Dig 9-12 Control Building. | Pump,Centrifugal | Pump |  | P
70407 | THR-ACC-P-1100 | Pump, Centrifugal, Glycol Heating Skid, Engine Room Basement NW Wall | THR-ACC-T-1101 | Tank, Glycol Skid, Engine Room Basement NW Wall | Pump,Centrifugal | Pump |  | P
70408 | THR-ACC-P-1101 | Pump, Centrifugal, Glycol Heating Skid, Engine Room Basement NW Wall | THR-ACC-T-1101 | Tank, Glycol Skid, Engine Room Basement NW Wall | Pump,Centrifugal | Pump |  | P
130768 | THR-ACC-P-0201A | Pump, Centrifugal, Glycol Heating Supply to AHU-0001 | THR-ACC-AHU-0001 | Air Handling Unit, STB Roof | Pump,Centrifugal | Pump |  | P
130769 | THR-ACC-P-0201A | Pump, Centrifugal, Glycol Heating Supply to AHU-0001 | THR-ACC-FN-0001-FSA | Fan, Supply Air, STB Roof | Pump,Centrifugal | Pump |  | P
130770 | THR-ACC-P-0201B | Pump, Centrifugal, Glycol Heating Supply to AHU-0001 | THR-ACC-AHU-0001 | Air Handling Unit, STB Roof | Pump,Centrifugal | Pump |  | P
130771 | THR-ACC-P-0201B | Pump, Centrifugal, Glycol Heating Supply to AHU-0001 | THR-ACC-FN-0001-FSA | Fan, Supply Air, STB Roof | Pump,Centrifugal | Pump |  | P
130772 | THR-ACC-P-0202A | Pump, Centrifugal, Glycol Heating Supply to AHU-0002 | THR-ACC-AHU-0002 | Air Handling Unit, STB Roof | Pump,Centrifugal | Pump |  | P
130773 | THR-ACC-P-0202B | Pump, Centrifugal, Glycol Heating Supply to AHU-0002 | THR-ACC-AHU-0002 | Air Handling Unit, STB Roof | Pump,Centrifugal | Pump |  | P
70346 | THR-ACC-P-0203A | Pump, Centrifugal, Glycol Heating Supply to AHU-0003 | THR-ACC-AHU-0003 | Air Handling Unit, STB Roof | Pump,Centrifugal | Pump |  | P
70347 | THR-ACC-P-0203B | Pump, Centrifugal, Glycol Heating Supply to AHU-0003 | THR-ACC-AHU-0003 | Air Handling Unit, STB Roof | Pump,Centrifugal | Pump |  | P
70348 | THR-ACC-P-0204B | Pump, Centrifugal, Glycol Heating Supply to AHU-0004 | THR-ACC-AHU-0004 | Air Handling Unit, STB Roof | Pump,Centrifugal | Pump |  | P
130774 | THR-ACC-P-0204A | Pump, Centrifugal, Glycol Heating Supply to AHU-0004 | THR-ACC-AHU-0004 | Air Handling Unit, STB Roof | Pump,Centrifugal | Pump |  | P
41289 | TAB-ACC-P-6340 | Pump, Centrifugal, Glycol Makeup Pump Package, Mechanical Room, Dig 9-12 Control Building. | TAB-ACC-HE-6301 | Heat Exchanger, Plate and Frame, Mechanical Room, Dig 9-12 Control Building. | Pump,Centrifugal | Pump |  | P
117993 | TAB-SA-P-1701 | Pump, Centrifugal, Glycol Makeup, Auxiliary Systems Building, 2nd Floor | TAB-SA-T-1702 | Tank, Glycol Makeup, Auxiliary Systems Building, 2nd Floor | Pump,Centrifugal | Pump |  | P
107576 | TAB-ACC-P-4905 | Pump, Centrifugal, Glycol Makeup, Seawall Tunnel, East | TAB-ACC-T-4903 | Tank, Glycol Makeup, Seawall Tunnel, East | Pump,Centrifugal | Pump |  | P
130778 | THR-ACC-P-0500 | Pump, Centrifugal, Glycol Package, Engine Room Basement, Behind Elevator | THR-ACC-T-0501 | Tank, Glycol Heating Package "A", Engine Room Bsmt., Behind Elevator, Admin Ventilation | Pump,Centrifugal | Pump |  | P
130779 | THR-ACC-P-0501 | Pump, Centrifugal, Glycol Package, Engine Room Basement, Behind Elevator | THR-ACC-T-0501 | Tank, Glycol Heating Package "A", Engine Room Bsmt., Behind Elevator, Admin Ventilation | Pump,Centrifugal | Pump |  | P
70359 | THR-ACC-P-0505 | Pump, Centrifugal, Glycol Package, Engine Room Basement, West Wall, Beside Hot Water Pumps | THR-ACC-T-0801 | Tank, Glycol Heating Package "B", Engine Room Bsmt., West Wall, Gallery Ventilation | Pump,Centrifugal | Pump |  | P
70360 | THR-ACC-P-0506 | Pump, Centrifugal, Glycol Package, Engine Room Basement, West Wall, Beside Hot Water Pumps | THR-ACC-T-0801 | Tank, Glycol Heating Package "B", Engine Room Bsmt., West Wall, Gallery Ventilation | Pump,Centrifugal | Pump |  | P
70400 | THR-ACC-P-0758 | Pump, Centrifugal, Glycol Skid Digester Tank 7-8, Gallery Ventilation, 1A North | THR-ACC-T-0301 | Tank, Glycol Skid, Digester 7-8, Gallery Ventilation 1A North | Pump,Centrifugal | Pump |  | P
130813 | THR-ACC-P-0758 | Pump, Centrifugal, Glycol Skid Digester Tank 7-8, Gallery Ventilation, 1A North | THR-ACC-AHU-01 | Air Handling Unit, Blow Thru, Digester Gallery | Pump,Centrifugal | Pump |  | P
130814 | THR-ACC-P-0758 | Pump, Centrifugal, Glycol Skid Digester Tank 7-8, Gallery Ventilation, 1A North | THR-ACC-HCP2 | Heating and Cooling Pumps, WA2 | Pump,Centrifugal | Pump |  | P
70339 | THR-ACC-P-0002A | Pump, Centrifugal, Glycol Skid, Digester Mezzanine North, AHU-02 | THR-ACC-T-0002 | Tank, Glycol Skid, Digester Mezzanine North, AHU-02 | Pump,Centrifugal | Pump |  | P
130764 | THR-ACC-P-0002B | Pump, Centrifugal, Glycol Skid, Digester Mezzanine North, AHU-02 | THR-ACC-T-0002 | Tank, Glycol Skid, Digester Mezzanine North, AHU-02 | Pump,Centrifugal | Pump |  | P
70337 | THR-ACC-P-0001A | Pump, Centrifugal, Glycol Skid, Digester Mezzanine South, AHU-01 | THR-ACC-T-0001 | Tank, Glycol Skid, Digester Mezzanine South, AHU-01 | Pump,Centrifugal | Pump |  | P
70338 | THR-ACC-P-0001B | Pump, Centrifugal, Glycol Skid, Digester Mezzanine South, AHU-01 | THR-ACC-T-0001 | Tank, Glycol Skid, Digester Mezzanine South, AHU-01 | Pump,Centrifugal | Pump |  | P
70382 | THR-ACC-P-0601 | Pump, Centrifugal, Glycol Skid, Filtered Plant Water Building | THR-ACC-T-0611 | Tank, Glycol Skid, Filtered Plant Water Building | Pump,Centrifugal | Pump |  | P
130799 | THR-ACC-P-0602 | Pump, Centrifugal, Glycol Skid, Filtered Plant Water Building | THR-ACC-T-0611 | Tank, Glycol Skid, Filtered Plant Water Building | Pump,Centrifugal | Pump |  | P
70345 | THR-ACC-P-0201 | Pump, Centrifugal, Glycol, Digester Tank 1-4, Gallery Ventilation | THR-ACC-T-0301 | Tank, Glycol Skid, Digester 7-8, Gallery Ventilation 1A North | Pump,Centrifugal | Pump |  | P
130767 | THR-ACC-P-0201 | Pump, Centrifugal, Glycol, Digester Tank 1-4, Gallery Ventilation | THR-ACC-AHU-02 | Air Handling Unit, Blow Thru, Digester Gallery | Pump,Centrifugal | Pump |  | P
121550 | THC-ACC-P-5202 | Pump, Centrifugal, Glycol, Heating System, Fluid: 50% Propylene | THC-ACC-BLDG X | New Workshop WA2 Building HVAC | Air Handling Unit | Pump |  | P
121515 | THC-ACC-P-0202 | Pump, Centrifugal, Glycol, Heating System, Fluid: 50% Propylene, WA2 Workshop | THC-GRK-STRC-0200 | Workshop, WA2, Building X | Air Handling Unit | Pump |  | P
121551 | THC-ACC-P-5203 | Pump, Centrifugal, Glycol, Radiant Heating, Fluid: Hot water | THC-ACC-BLDG X | New Workshop WA2 Building HVAC | Air Handling Unit | Pump |  | P
121516 | THC-ACC-P-0203 | Pump, Centrifugal, Glycol, Radiant Heating, Fluid: Hot water, WA2 Workshop | THC-GRK-STRC-0200 | Workshop, WA2, Building X | Air Handling Unit | Pump |  | P
70392 | THR-ACC-P-0754 | Pump, Centrifugal, Glycol, RSPS T-20, Gallery Ventilation, Zone 3B | THR-ACC-AHU-0754S | Air Handling Unit, Blow Thru, RSPS Roof, Gallery Ventilation, Zone 3B | Pump,Centrifugal | Pump |  | P
70393 | THR-ACC-P-0754 | Pump, Centrifugal, Glycol, RSPS T-20, Gallery Ventilation, Zone 3B | THR-ACC-HCP2 | Heating and Cooling Pumps, WA2 | Pump,Centrifugal | Pump |  | P
70394 | THR-ACC-P-0754 | Pump, Centrifugal, Glycol, RSPS T-20, Gallery Ventilation, Zone 3B | THR-ACC-T-0701 | Tank, Glycol Heating Package, RSPS, Gallery Ventilation, Zone 3B | Pump,Centrifugal | Pump |  | P
70396 | THR-ACC-P-0755B | Pump, Centrifugal, Glycol, RSPS T-20, Gallery Ventilation, Zone 3B | THR-ACC-T-0701 | Tank, Glycol Heating Package, RSPS, Gallery Ventilation, Zone 3B | Pump,Centrifugal | Pump |  | P
130809 | THR-ACC-P-0755B | Pump, Centrifugal, Glycol, RSPS T-20, Gallery Ventilation, Zone 3B | THR-ACC-AHU-0755S | Air Handling Unit, Blow Thru, RSPS Roof, Gallery Ventilation, Zone 3B | Pump,Centrifugal | Pump |  | P
130810 | THR-ACC-P-0755B | Pump, Centrifugal, Glycol, RSPS T-20, Gallery Ventilation, Zone 3B | THR-ACC-HCP2 | Heating and Cooling Pumps, WA2 | Pump,Centrifugal | Pump |  | P
130811 | THR-ACC-P-0755B | Pump, Centrifugal, Glycol, RSPS T-20, Gallery Ventilation, Zone 3B | THR-ACC-T | Air Conditioning, Glycol Heating Packages | Pump,Centrifugal | Pump |  | P
121552 | THC-ACC-P-5204 | Pump, Centrifugal, Glycol, Snow melting, Fluid:50% Propylene | THC-ACC-BLDG X | New Workshop WA2 Building HVAC | Air Handling Unit | Pump |  | P
58905 | THC-ACC-P-0204 | Pump, Centrifugal, Glycol, Snow melting, Fluid:50% Propylene, WA2 Workshop | THC-GRK-STRC-0200 | Workshop, WA2, Building X | Air Handling Unit | Pump |  | P
70389 | THR-ACC-P-0752 | Pump, Centrifugal, Glycol, T-17 East, Midway, Gallery Ventilation, Zone 2A, 2B and 2C | THR-ACC-HCP2 | Heating and Cooling Pumps, WA2 | Pump,Centrifugal | Pump |  | P
70390 | THR-ACC-P-0753 | Pump, Centrifugal, Glycol, T-17 East, Midway, Gallery Ventilation, Zone 2A, 2B and 2C | THR-ACC-AHU-0753S | Air Handling Unit, Air Curtain, T17 East, Gallery Ventilation, Zone 2A, 2B and 2C | Pump,Centrifugal | Pump |  | P
70391 | THR-ACC-P-0753 | Pump, Centrifugal, Glycol, T-17 East, Midway, Gallery Ventilation, Zone 2A, 2B and 2C | THR-ACC-HCP2 | Heating and Cooling Pumps, WA2 | Pump,Centrifugal | Pump |  | P
130805 | THR-ACC-P-0752 | Pump, Centrifugal, Glycol, T-17 East, Midway, Gallery Ventilation, Zone 2A, 2B and 2C | THR-ACC-AHU-0752S | Air Handling Unit, Air Curtain, T17 East, Gallery Ventilation, Zone 2A, 2B and 2C | Pump,Centrifugal | Pump |  | P
130806 | THR-ACC-P-0752 | Pump, Centrifugal, Glycol, T-17 East, Midway, Gallery Ventilation, Zone 2A, 2B and 2C | THR-ACC-T-0401S | Tank, Glycol Heating Package, T17 East, Gallery Ventilation, Zone 2A and 2B | Pump,Centrifugal | Pump |  | P
130807 | THR-ACC-P-0753 | Pump, Centrifugal, Glycol, T-17 East, Midway, Gallery Ventilation, Zone 2A, 2B and 2C | THR-ACC-T-0401S | Tank, Glycol Heating Package, T17 East, Gallery Ventilation, Zone 2A and 2B | Pump,Centrifugal | Pump |  | P
70395 | THR-ACC-P-0755A | Pump, Centrifugal, Glycol, T-23, Plant Services, Gallery Ventilation, Zone 3A | THR-ACC-T-0601 | Tank, Glycol Heating Package, T-23, East Maintenance, Gallery Ventilation, Zone 3A | Pump,Centrifugal | Pump |  | P
70397 | THR-ACC-P-0756 | Pump, Centrifugal, Glycol, T-23, Plant Services, Gallery Ventilation, Zone 3A | THR-ACC-AHU-0756 | Air Handling Unit, Blow Thru, East Maintenance Bldg, Gallery Ventilation, Zone 3A | Pump,Centrifugal | Pump |  | P
70398 | THR-ACC-P-0756 | Pump, Centrifugal, Glycol, T-23, Plant Services, Gallery Ventilation, Zone 3A | THR-ACC-T-0601 | Tank, Glycol Heating Package, T-23, East Maintenance, Gallery Ventilation, Zone 3A | Pump,Centrifugal | Pump |  | P
130808 | THR-ACC-P-0755A | Pump, Centrifugal, Glycol, T-23, Plant Services, Gallery Ventilation, Zone 3A | THR-ACC-AHU-0756 | Air Handling Unit, Blow Thru, East Maintenance Bldg, Gallery Ventilation, Zone 3A | Pump,Centrifugal | Pump |  | P
70399 | THR-ACC-P-0757 | Pump, Centrifugal, Glycol,T-23, Plant Services, Gallery Ventilation, Zone 3A | THR-ACC-AHU-0757 | Air Handling Unit, Blow Thru, East Maintenance Bldg. Roof, Gallery Ventilation, Zone 3A | Pump,Centrifugal | Pump |  | P
130812 | THR-ACC-P-0757 | Pump, Centrifugal, Glycol,T-23, Plant Services, Gallery Ventilation, Zone 3A | THR-ACC-T-0601 | Tank, Glycol Heating Package, T-23, East Maintenance, Gallery Ventilation, Zone 3A | Pump,Centrifugal | Pump |  | P
75762 | THR-EPS-P-0116 | Pump, Centrifugal, Grease for Pump, Centrifugal 0110, Plant Service, Effluent Pump, Centrifugaling | THR-EPS-P-0110 | Pump, Centrifugal, Screw | Pump,Centrifugal | Pump |  | P
75765 | THR-EPS-P-0216 | Pump, Centrifugal, Grease for Pump, Centrifugal 0210, Plant Service, Effluent Pump, Centrifugaling | THR-EPS-P-0210 | Pump, Centrifugal, Screw | Pump,Centrifugal | Pump |  | P
135646 | THR-EPS-P-0316 | Pump, Centrifugal, Grease for Pump, Centrifugal 0310, Plant Service, Effluent Pump, Centrifugaling | THR-EPS-P-0310 | Pump, Centrifugal, Screw | Pump,Centrifugal | Pump |  | P
75766 | THR-EPS-P-0416 | Pump, Centrifugal, Grease for Pump, Centrifugal 0410, Plant Service, Effluent Pump, Centrifugaling | THR-EPS-P-0410 | Pump, Centrifugal, Screw | Pump,Centrifugal | Pump |  | P
68851 | THC-STW-P-0011 | Pump, Centrifugal, Harvested Rainwater Circulation, Admin. Building Basement Mechanical Room | THC-STW | Storm Water |  | Pump |  | P
68852 | THC-STW-P-0012 | Pump, Centrifugal, Harvested Rainwater Circulation, Admin. Building Basement Mechanical Room | THC-STW | Storm Water |  | Pump |  | P
75849 | THR-FPW-P-0007 | Pump, Centrifugal, High Lift for Treated Plant Water | THR-FPW-P | Filtered Plant Water, Pumps | Pump,Centrifugal | Pump |  | P
135737 | THR-FPW-P-0008 | Pump, Centrifugal, High Lift for Treated Plant Water | THR-FPW-P | Filtered Plant Water, Pumps | Pump,Centrifugal | Pump |  | P
135738 | THR-FPW-P-0009 | Pump, Centrifugal, High Lift for Treated Plant Water | THR-FPW-P | Filtered Plant Water, Pumps | Pump,Centrifugal | Pump |  | P
70356 | THR-ACC-P-0502 | Pump, Centrifugal, Hot Water Booster, (SCADA HWBP-3) Digester Gas Compressor Bldg. | THR-ACC-HW | Hot Water System, Heating and Air Conditioning | Pump,Centrifugal | Pump |  | P
130780 | THR-ACC-P-0502 | Pump, Centrifugal, Hot Water Booster, (SCADA HWBP-3) Digester Gas Compressor Bldg. | THR-ACC-HCP1 | Heating and Cooling Pumps,WA1 | Pump,Centrifugal | Pump |  | P
70357 | THR-ACC-P-0503 | Pump, Centrifugal, Hot Water Booster, (SCADA HWBP-4) Digester Gas Compressor Bldg. | THR-ACC-HCP1 | Heating and Cooling Pumps,WA1 | Pump,Centrifugal | Pump |  | P
130781 | THR-ACC-P-0503 | Pump, Centrifugal, Hot Water Booster, (SCADA HWBP-4) Digester Gas Compressor Bldg. | THR-ACC-HW | Hot Water System, Heating and Air Conditioning | Pump,Centrifugal | Pump |  | P
90707 | YTF-CW-P-0003 | Pump, Centrifugal, Hot Water Circulation, RN131, City Water Heaters and Pumps | YTF-CW | City Water | Pump,Centrifugal | Pump |  | P
90705 | YTF-CW-P-0001 | Pump, Centrifugal, Hot Water Circulation, RN168, City Water Heaters and Pumps | YTF-CW | City Water | Pump,Centrifugal | Pump |  | P
90706 | YTF-CW-P-0002 | Pump, Centrifugal, Hot Water Circulation, RN168, City Water Heaters and Pumps | YTF-CW | City Water | Pump,Centrifugal | Pump |  | P
107574 | TAB-ACC-P-4901 | Pump, Centrifugal, Hot Water Pump, Seawall Tunnel, East | TAB-ACC-4900 | Process Heating, HVAC Waste Gas Burner station | Pump,Centrifugal | Pump |  | P
107575 | TAB-ACC-P-4902 | Pump, Centrifugal, Hot Water Pump, Seawall Tunnel, East | TAB-ACC-4900 | Process Heating, HVAC Waste Gas Burner station | Pump,Centrifugal | Pump |  | P
111284 | TAB-DIG-P-1062 | Pump, Centrifugal, Hot Water Recirculation Pump for Digester 10, Digester 9-12 Control Building Basement | TAB-DIG-T-1000 | Tank, Digester tank, Digester 10 | Pump,Centrifugal | Pump |  | P
111285 | TAB-DIG-P-1063 | Pump, Centrifugal, Hot Water Recirculation Pump for Digester 10, Digester 9-12 Control Building Basement | TAB-DIG-T-1000 | Tank, Digester tank, Digester 10 | Pump,Centrifugal | Pump |  | P
111287 | TAB-DIG-P-1162 | Pump, Centrifugal, Hot Water Recirculation Pump for Digester 11 , Digester 9-12 Control Building Basement | TAB-DIG-HE-1150 | Heat Exchanger, Sludge Heat Exchanger for Digester 11, Digester 9-12 Control Building Ground Floor | Pump,Centrifugal | Pump |  | P
111288 | TAB-DIG-P-1163 | Pump, Centrifugal, Hot Water Recirculation Pump for Digester 11, Digester 9-12 Control Building Basement | TAB-DIG-HE-1150 | Heat Exchanger, Sludge Heat Exchanger for Digester 11, Digester 9-12 Control Building Ground Floor | Pump,Centrifugal | Pump |  | P
111292 | TAB-DIG-P-1262 | Pump, Centrifugal, Hot Water Recirculation Pump for Digester 12 , Digester 9-12 Control Building Basement | TAB-DIG-T-1200 | Tank, Digester tank, Digester 12 | Pump,Centrifugal | Pump |  | P
45900 | TAB-DIG-P-1263 | Pump, Centrifugal, Hot Water Recirculation Pump for Digester 12, Digester 9-12 Control Building Basement | TAB-DIG-T-1200 | Tank, Digester tank, Digester 12 | Pump,Centrifugal | Pump |  | P
111281 | TAB-DIG-P-0962 | Pump, Centrifugal, Hot Water Recirculation Pump for Digester 9, Digester 9-12 Control Building Basement | TAB-DIG-T-0900 | Tank, Digester tank, Digester 9 | Pump,Centrifugal | Pump |  | P
111282 | TAB-DIG-P-0963 | Pump, Centrifugal, Hot Water Recirculation Pump for Digester 9, Digester 9-12 Control Building Basement | TAB-DIG-T-0900 | Tank, Digester tank, Digester 9 | Pump,Centrifugal | Pump |  | P
70409 | THR-ACC-P-1800 | Pump, Centrifugal, Hot Water Recirculation, COGEN Basement | THR-ACC-HCP4 | Heating and Cooling Pumps, HVAC,WA4 | Pump,Centrifugal | Pump |  | P
130819 | THR-ACC-P-1801 | Pump, Centrifugal, Hot Water Recirculation, COGEN Basement | THR-ACC-HCP4 | Heating and Cooling Pumps, HVAC,WA4 | Pump,Centrifugal | Pump |  | P
70381 | THR-ACC-P-0585 | Pump, Centrifugal, Hot Water Recirculation, Hot Water System, Boiler Room, Grit Bldg. | THR-ACC-HW | Hot Water System, Heating and Air Conditioning | Pump,Centrifugal | Pump |  | P
130797 | THR-ACC-P-0584 | Pump, Centrifugal, Hot Water Recirculation, Hot Water System, Boiler Room, Grit Bldg. | THR-ACC-HCP2 | Heating and Cooling Pumps, WA2 | Pump,Centrifugal | Pump |  | P
130798 | THR-ACC-P-0584 | Pump, Centrifugal, Hot Water Recirculation, Hot Water System, Boiler Room, Grit Bldg. | THR-ACC-HW | Hot Water System, Heating and Air Conditioning | Pump,Centrifugal | Pump |  | P
70340 | THR-ACC-P-0010S | Pump, Centrifugal, Hot Water Recirculation, KX533 | THR-ACC-HW | Hot Water System, Heating and Air Conditioning | Pump,Centrifugal | Pump |  | P
70341 | THR-ACC-P-0011S | Pump, Centrifugal, Hot Water Recirculation, KX534 | THR-ACC-HW | Hot Water System, Heating and Air Conditioning | Pump,Centrifugal | Pump |  | P
73185 | THR-DIG-P-4032 | Pump, Centrifugal, Hot Water Recirculation, Tank 0100 | THR-DIG-HE-4036 | Heat Exchanger, Tank 0100, Solids Treatment, Digester Tank 1 | Pump,Centrifugal | Pump |  | P
133071 | THR-DIG-P-4031 | Pump, Centrifugal, Hot Water Recirculation, Tank 0100 | THR-DIG-HE-4036 | Heat Exchanger, Tank 0100, Solids Treatment, Digester Tank 1 | Pump,Centrifugal | Pump |  | P
133069 | THR-DIG-P-4011 | Pump, Centrifugal, Hot Water Recirculation, Tank 0200 | THR-DIG-HE-4014 | Heat Exchanger, Tank 0200, Solids Treatment, Digester Tank 2 | Pump,Centrifugal | Pump |  | P
133070 | THR-DIG-P-4012 | Pump, Centrifugal, Hot Water Recirculation, Tank 0200 | THR-DIG-HE-4014 | Heat Exchanger, Tank 0200, Solids Treatment, Digester Tank 2 | Pump,Centrifugal | Pump |  | P
73186 | THR-DIG-P-4051 | Pump, Centrifugal, Hot Water Recirculation, Tank 0300 | THR-DIG-HE-4057 | Heat Exchanger, Tank 0300, Solids Treatment, Digester Tank 3 | Pump,Centrifugal | Pump |  | P
73187 | THR-DIG-P-4052 | Pump, Centrifugal, Hot Water Recirculation, Tank 0300 | THR-DIG-HE-4057 | Heat Exchanger, Tank 0300, Solids Treatment, Digester Tank 3 | Pump,Centrifugal | Pump |  | P
73188 | THR-DIG-P-4071 | Pump, Centrifugal, Hot Water Recirculation, Tank 0500 | THR-DIG-HE-4077 | Heat Exchanger, Tank 0500, Solids Treatment, Digester Tank 5 | Pump,Centrifugal | Pump |  | P
133072 | THR-DIG-P-4072 | Pump, Centrifugal, Hot Water Recirculation, Tank 0500 | THR-DIG-HE-4077 | Heat Exchanger, Tank 0500, Solids Treatment, Digester Tank 5 | Pump,Centrifugal | Pump |  | P
73189 | THR-DIG-P-4710 | Pump, Centrifugal, Hot Water Recirculation, Tank 0700 | THR-DIG-T-7-8 | Digester, Entities Common to Tanks 7-8 | Pump,Centrifugal | Pump |  | P
73190 | THR-DIG-P-4711 | Pump, Centrifugal, Hot Water Recirculation, Tank 0700 | THR-DIG-T-7-8 | Digester, Entities Common to Tanks 7-8 | Pump,Centrifugal | Pump |  | P
133073 | THR-DIG-P-4710 | Pump, Centrifugal, Hot Water Recirculation, Tank 0700 | THR-DIG-PD-0700 | Tank, Primary Digester-7, Solids Treatment | Pump,Centrifugal | Pump |  | P
133074 | THR-DIG-P-4711 | Pump, Centrifugal, Hot Water Recirculation, Tank 0700 | THR-DIG-PD-0700 | Tank, Primary Digester-7, Solids Treatment | Pump,Centrifugal | Pump |  | P
133075 | THR-DIG-P-4760 | Pump, Centrifugal, Hot Water Recirculation, Tank 0800 | THR-DIG-PD-0800 | Tank, Primary Digester-8, Solids Treatment | Pump,Centrifugal | Pump |  | P
133076 | THR-DIG-P-4760 | Pump, Centrifugal, Hot Water Recirculation, Tank 0800 | THR-DIG-T-7-8 | Digester, Entities Common to Tanks 7-8 | Pump,Centrifugal | Pump |  | P
133077 | THR-DIG-P-4761 | Pump, Centrifugal, Hot Water Recirculation, Tank 0800 | THR-DIG-PD-0800 | Tank, Primary Digester-8, Solids Treatment | Pump,Centrifugal | Pump |  | P
133078 | THR-DIG-P-4761 | Pump, Centrifugal, Hot Water Recirculation, Tank 0800 | THR-DIG-T-7-8 | Digester, Entities Common to Tanks 7-8 | Pump,Centrifugal | Pump |  | P
73191 | THR-DIG-P-4805 | Pump, Centrifugal, Hot Water Recirculation, Tank 0900 | THR-DIG-PD-0900 | Tank, Primary Digester-9, Solids Treatment | Pump,Centrifugal | Pump |  | P
73192 | THR-DIG-P-4806 | Pump, Centrifugal, Hot Water Recirculation, Tank 0900 | THR-DIG-PD-0900 | Tank, Primary Digester-9, Solids Treatment | Pump,Centrifugal | Pump |  | P
133079 | THR-DIG-P-4855 | Pump, Centrifugal, Hot Water Recirculation, Tank 1000 | THR-DIG-PD-1000 | Tank, Primary Digester-10, Solids Treatment | Pump,Centrifugal | Pump |  | P
133080 | THR-DIG-P-4856 | Pump, Centrifugal, Hot Water Recirculation, Tank 1000 | THR-DIG-PD-1000 | Tank, Primary Digester-10, Solids Treatment | Pump,Centrifugal | Pump |  | P
136192 | THR-FT-P-3210S | Pump, Centrifugal, Hot Water Return from Tank 3200, Secondary Treatment, Scum Pumping | THR-FT-T-3200S | Tank, Non-Pressurized, Scum, System 3A, Scum Pumping | Pump,Centrifugal | Pump | 39524 | P
76327 | THR-FT-P-3240S | Pump, Centrifugal, Hot Water Return from Tank 3230, Secondary Treatment, Scum Pumping | THR-FT-T-3230S | Tank, Non-Pressurized, Scum, System 3B, Scum Pumping | Pump,Centrifugal | Pump | 40993 | P
76336 | THR-FT-P-3510 | Pump, Centrifugal, Hot Water Return from Tank 3500, Secondary Treatment, Scum Pumping | THR-FT-T-3500 | Tank, Non-Pressurized, Scum, System 7, Scum Pumping | Pump,Centrifugal | Pump |  | P
136194 | THR-FT-P-3310 | Pump, Centrifugal, Hot Water Return, Tank 3300, Secondary Treatment, Scum Pumping - North | THR-FT-T-3300 | Tank, Non-Pressurized, Scum, System 4, Scum Pumping | Pump,Centrifugal | Pump |  | P
138289 | THR-PRM-P-3410 | Pump, Centrifugal, Hot Water Return, Tank 3400, Primary Treatment, Scum Pumping - North | THR-PRM-T-3400 | Tank, Scum Tank, North Plant PTs 9, 10 - scum tank | Pump,Centrifugal | Pump |  | P
136197 | THR-FT-P-3410 | Pump, Centrifugal, Hot Water Return, Tank 3400, Secondary Treatment, Scum Pumping - North | THR-FT-T-3400 | Tank, Non-Pressurized, Scum, System 5, Scum Pumping | Pump,Centrifugal | Pump |  | P
138291 | THR-PRM-P-3510 | Pump, Centrifugal, Hot Water Return, Tank 3500, Scum Pumping - North | THR-PRM-T-3500 | Tank, Scum Tank, PT #11 - scum tank | Pump,Centrifugal | Pump |  | P
76339 | THR-FT-P-3610 | Pump, Centrifugal, Hot Water Return, Tank 3600, Secondary Treatment, Scum Pumping - North | THR-FT-T-3600 | Tank, Non-Pressurized, Scum, System 9, Scum Pumping | Pump,Centrifugal | Pump |  | P
76342 | THR-FT-P-3710 | Pump, Centrifugal, Hot Water Return, Tank 3700, Secondary Treatment, Scum Pumping - North | THR-FT-T-3700 | Tank, Non-Pressurized, Scum, System 8, Scum Pumping | Pump,Centrifugal | Pump |  | P
107598 | TAB-ACC-P-7310 | Pump, Centrifugal, Hot Water, Boiler 0030, Plant Wide Heating System | TAB-ACC-BO 3 | Boiler # 3, Hot Water Heating, Volcano B-3 | Pump,Centrifugal | Pump |  | P
70361 | THR-ACC-P-0510 | Pump, Centrifugal, Hot Water, Gallery Ventilation, Zone 2A, 2B and 2C | THR-ACC-AHU-0009 | Air Handling Unit, Engine Room Boiler Supply Air | Pump,Centrifugal | Pump | 34426 | P
70362 | THR-ACC-P-0510 | Pump, Centrifugal, Hot Water, Gallery Ventilation, Zone 2A, 2B and 2C | THR-ACC-AHU-0017 | Air Handling Unit, Engine Room Boiler, Gallery Ventilation, Zone 2A, 2B, 2C | Pump,Centrifugal | Pump | 34426 | P
70363 | THR-ACC-P-0520S | Pump, Centrifugal, Hot Water, Gallery Ventilation, Zone 2A, 2B and 2C | THR-ACC-AHU-0009 | Air Handling Unit, Engine Room Boiler Supply Air | Pump,Centrifugal | Pump | 39018 | P
70364 | THR-ACC-P-0520S | Pump, Centrifugal, Hot Water, Gallery Ventilation, Zone 2A, 2B and 2C | THR-ACC-HCP2 | Heating and Cooling Pumps, WA2 | Pump,Centrifugal | Pump | 39018 | P
130782 | THR-ACC-P-0510 | Pump, Centrifugal, Hot Water, Gallery Ventilation, Zone 2A, 2B and 2C | THR-ACC-HCP2 | Heating and Cooling Pumps, WA2 | Pump,Centrifugal | Pump | 34426 | P
130783 | THR-ACC-P-0520S | Pump, Centrifugal, Hot Water, Gallery Ventilation, Zone 2A, 2B and 2C | THR-ACC-AHU-0017 | Air Handling Unit, Engine Room Boiler, Gallery Ventilation, Zone 2A, 2B, 2C | Pump,Centrifugal | Pump | 39018 | P
77644 | THR-OCS-P-6382 | Pump, Centrifugal, Hypochlorite from Storage Tanks to Day Tanks, Plant Services, Odour Control System | THR-OCS-P | Odour Control System, Pumps | Pump,Centrifugal | Pump |  | P
137440 | THR-OCS-P-6386 | Pump, Centrifugal, Hypochlorite from Storage Tanks to Day Tanks, Plant Services, Odour Control System | THR-OCS-P | Odour Control System, Pumps | Pump,Centrifugal | Pump |  | P
77630 | THR-OCS-P-2927 | Pump, Centrifugal, Hypochlorite to Scrubber 0551, Plant Services, Odour Control System | THR-OCS-P | Odour Control System, Pumps | Pump,Centrifugal | Pump |  | P
137426 | THR-OCS-P-2932 | Pump, Centrifugal, Hypochlorite To Scrubber 0551, Plant Services, Odour Control System | THR-OCS-P | Odour Control System, Pumps | Pump,Centrifugal | Pump |  | P
89546 | WTR-RBV-P-0002 | Pump, Centrifugal, Line to Washroom and Water Fountain | WTR-RBV-AUX | Auxiliary Equipment (Building Facilities) | Pump,Centrifugal | Pump |  | P
75844 | THR-FPW-P-0001S | Pump, Centrifugal, Low Lift, Secondary Effluent enroute to Inlet Channel | THR-FPW-P | Filtered Plant Water, Pumps | Pump,Centrifugal | Pump | 40255 | P
135736 | THR-FPW-P-0002S | Pump, Centrifugal, Low Lift, Secondary Effluent enroute to Inlet Channel | THR-FPW-P | Filtered Plant Water, Pumps | Pump,Centrifugal | Pump | 40256 | P
131862 | THR-BG-P-0201 | Pump, Centrifugal, Lube Oil, Compressor 0201, High Pressure Gas System, Gas Compressor Bdg | THR-BG-C-0201 | Compressor, Centrifugal, Fuel Gas, Compressor Building, Gas Compressor (And Dryer), for COGEN |  | Pump |  | P
117751 | TAB-RSP-P-1110 | Pump, Centrifugal, M.T.I. Tank 1100 Unwatering | TAB-RSP-T-1100 | Tank,Inf,Mid Toronto Interceptor (MTI) | Pump,Centrifugal | Pump |  | P
135643 | THR-EPS-P-0111 | Pump, Centrifugal, Mechanical, Oil for Pump, Centrifugal 0110, Plant Service, Effluent Pump, Centrifugaling | THR-EPS-P-0110 | Pump, Centrifugal, Screw | Pump,Centrifugal | Pump |  | P
75764 | THR-EPS-P-0211 | Pump, Centrifugal, Mechanical, Oil for Pump, Centrifugal 0210, Plant Service, Effluent Pump, Centrifugaling | THR-EPS-P-0210 | Pump, Centrifugal, Screw | Pump,Centrifugal | Pump |  | P
135645 | THR-EPS-P-0311 | Pump, Centrifugal, Mechanical, Oil for Pump, Centrifugal 0310, Plant Service, Effluent Pump, Centrifugaling | THR-EPS-P-0310 | Pump, Centrifugal, Screw | Pump,Centrifugal | Pump |  | P
135648 | THR-EPS-P-0411 | Pump, Centrifugal, Mechanical, Oil for Pump, Centrifugal 0410, Plant Service, Effluent Pump, Centrifugaling | THR-EPS-P-0410 | Pump, Centrifugal, Screw | Pump,Centrifugal | Pump |  | P
98711 | FIS-TRW-P-0003A | Pump, Centrifugal, Mid Reservoir Cell A, Sampling Pumps Metering Room, Lower Level | FIS-TRW OUTPUT | Treated Water Output Sampling | Pump,Centrifugal | Pump |  | P
30804 | FIS-TRW-P-0003B | Pump, Centrifugal, Mid Reservoir Cell B, Sampling Pumps Metering Room, Lower Level | FIS-TRW OUTPUT | Treated Water Output Sampling | Pump,Centrifugal | Pump |  | P
98709 | FIS-TRW-P-0002A | Pump, Centrifugal, Mid Reservoir Sampling Cell B, Chemical Sampling Building, Lower Level | FIS-TRW OUTPUT | Treated Water Output Sampling | Pump,Centrifugal | Pump |  | P
98710 | FIS-TRW-P-0002B | Pump, Centrifugal, Mid Reservoir Sampling Cell B, Chemical Sampling Building, Lower Level | FIS-TRW OUTPUT | Treated Water Output Sampling | Pump,Centrifugal | Pump |  | P
4532 | COL-PMM-P-0120 | Pump, Centrifugal, Mimico Pump #1 | COL-PMM | Mimico Pumping Station | Pump,Centrifugal | Pump |  | P
22641 | COL-PMM-P-0121 | Pump, Centrifugal, Mimico Pump #2 | COL-PMM | Mimico Pumping Station | Pump,Centrifugal | Pump |  | P
22642 | COL-PMM-P-0122 | Pump, Centrifugal, Mimico Pump #3 | COL-PMM | Mimico Pumping Station | Pump,Centrifugal | Pump |  | P
47519 | TAB-DIS-P-2704 | Pump, Centrifugal, NaOCl Transfer Pump A, Plant Water PS Building | TAB-DIS-T-2702 | Tank, Sodium Hypochlorite Storage Tank, Plant Water PS Building | Pump,Centrifugal | Pump |  | P
112643 | TAB-DIS-P-2703 | Pump, Centrifugal, NaOCl Transfer Pump A, Plant Water PS Building | TAB-DIS-NAOCL | Disinfection - Sodium Hypochlorite | Pump,Centrifugal | Pump |  | P
112644 | TAB-DIS-P-2703 | Pump, Centrifugal, NaOCl Transfer Pump A, Plant Water PS Building | TAB-DIS-T-2702 | Tank, Sodium Hypochlorite Storage Tank, Plant Water PS Building | Pump,Centrifugal | Pump |  | P
72117 | THR-CG-P-1103 | Pump, Centrifugal, New Oil, Lube Oil System, Engine-Generator 1101 & 1201 | THR-CG-ENG-1101 | Engine, Generator 1101, Engine Room, Engine-Generator & Heat Recovery System |  | Pump |  | P
132109 | THR-CG-P-1104 | Pump, Centrifugal, New Oil, Lube Oil System, Engine-Generator 1101 & 1201 | THR-CG-ENG-1101 | Engine, Generator 1101, Engine Room, Engine-Generator & Heat Recovery System |  | Pump |  | P
128068 | THC-PRM-P-0980 | Pump, Centrifugal, Oil Tank 0970 | THC-PRM-T-0970 | Oil Tank, Hydraulic Power System for Scum Skimmer System, Primary Clarifier 0900 |  | Pump |  | P
128069 | THC-PRM-P-0990 | Pump, Centrifugal, Oil Tank 0970 | THC-PRM-T-0970 | Oil Tank, Hydraulic Power System for Scum Skimmer System, Primary Clarifier 0900 |  | Pump |  | P
66739 | THC-PRM-P-1080 | Pump, Centrifugal, Oil Tank 1070 | THC-PRM-T-1070 | Oil Tank, Hydraulic Power System for Scum Skimmer System, Primary Clarifier 1000 | Pump | Pump |  | P
128074 | THC-PRM-P-1090 | Pump, Centrifugal, Oil Tank 1070 | THC-PRM-T-1070 | Oil Tank, Hydraulic Power System for Scum Skimmer System, Primary Clarifier 1000 | Pump | Pump |  | P
128078 | THC-PRM-P-1180 | Pump, Centrifugal, Oil Tank 1170 | THC-PRM-T-1170 | Oil Tank, Hydraulic Power System for Scum Skimmer System, Primary Clarifier 1100 | Pump | Pump |  | P
128079 | THC-PRM-P-1190 | Pump, Centrifugal, Oil Tank 1170 | THC-PRM-T-1170 | Oil Tank, Hydraulic Power System for Scum Skimmer System, Primary Clarifier 1100 | Pump | Pump |  | P
128084 | THC-PRM-P-1280 | Pump, Centrifugal, Oil Tank 1270, Primary Clarifier 12 | THC-PRM-T-1270 | Oil Tank, Hydraulic Power System for Scum Skimmer System, Primary Clarifier 1200 | Pump | Pump |  | P
128085 | THC-PRM-P-1290 | Pump, Centrifugal, Oil Tank 1270, Primary Clarifier 12 | THC-PRM-T-1270 | Oil Tank, Hydraulic Power System for Scum Skimmer System, Primary Clarifier 1200 | Pump | Pump |  | P
71810 | THR-BG-P-1104 | Pump, Centrifugal, Oil, Engine Lubrication Oil System-Unit No 1, Engine-Generator & Heat Recovery System | THR-CG-ENG-1101 | Engine, Generator 1101, Engine Room, Engine-Generator & Heat Recovery System | Pump,Centrifugal | Pump |  | P
131865 | THR-BG-P-1103 | Pump, Centrifugal, Oil, Engine Lubrication Oil System-Unit No 1, Engine-Generator & Heat Recovery System | THR-CG-ENG-1101 | Engine, Generator 1101, Engine Room, Engine-Generator & Heat Recovery System | Pump,Centrifugal | Pump |  | P
134408 | THR-DIS-P-1410 | Pump, Centrifugal, Plant Sample to AIT-1430 & AIT-1440, Disinfection, Plant Outfall Palace Pier | THR-DIS-T-1400 | Tank, Disinfection, Plant Outfall Palace Pier | Pump,Centrifugal | Pump |  | P
134409 | THR-DIS-P-1420 | Pump, Centrifugal, Plant Sample to AIT-1430 & AIT-1440, Disinfection, Plant Outfall Palace Pier | THR-DIS-T-1400 | Tank, Disinfection, Plant Outfall Palace Pier | Pump,Centrifugal | Pump |  | P
53991 | TAB-PWA-P-0960 | Pump, Centrifugal, Plant Water | TAB-PWA-PUMPS | Plant Water - Pumps | Pump | Pump |  | P
53993 | TAB-PWA-P-2510 | Pump, Centrifugal, Plant Water Pumping and Distribution- | TAB-PWA | Plant Water | Pump,Centrifugal | Pump |  | P
53994 | TAB-PWA-P-2520 | Pump, Centrifugal, Plant Water Pumping and Distribution- | TAB-PWA | Plant Water | Pump,Centrifugal | Pump |  | P
53995 | TAB-PWA-P-2550 | Pump, Centrifugal, Plant Water Pumping and Distribution- | TAB-PWA | Plant Water | Pump,Centrifugal | Pump |  | P
117127 | TAB-PWA-P-2530 | Pump, Centrifugal, Plant Water Pumping and Distribution- | TAB-PWA | Plant Water | Pump,Centrifugal | Pump |  | P
117128 | TAB-PWA-P-2540 | Pump, Centrifugal, Plant Water Pumping and Distribution- | TAB-PWA | Plant Water | Pump,Centrifugal | Pump |  | P
117129 | TAB-PWA-P-2560 | Pump, Centrifugal, Plant Water Pumping and Distribution- | TAB-PWA | Plant Water | Pump,Centrifugal | Pump |  | P
126634 | THC-INC-P-0300 | Pump, Centrifugal, Portable Sump, Heat Treatment, Incin. Building | THC-GRK-SUMP PUMP | Sump Pumps, |  | Pump |  | P
29448 | FIS-FLT-P-0001-SUS | Pump, Centrifugal, Potable Water, Surface Wash Supply, Backwash Pumps | FIS-FLT | Filtration | Pump,Centrifugal | Pump | 38237 | P
29449 | FIS-FLT-P-0001-SUS | Pump, Centrifugal, Potable Water, Surface Wash Supply, Backwash Pumps | FIS-SUSPENDED | Obsolete Entities/Processes | Pump,Centrifugal | Pump | 38237 | P
71806 | THR-BG-P-0101 | Pump, Centrifugal, Prelube Oil for Fuel Gas Compressor 0101, Compressor Building, Gas Compressor (And Dryer) Tag-THR-BG-P-0101 | THR-BG-C-0101 | Compressor, Centrifugal, Fuel Gas, Compressor Building, Gas Compressor (And Dryer) for COGEN | Pump,Centrifugal | Pump |  | P
71807 | THR-BG-P-0401 | Pump, Centrifugal, Prelube Oil for Fuel Gas Compressor 1401, Compressor Building, Gas Compressor (And Dryer) Tag-THR-BG-P-0401 | THR-BG-C-0401 | Compressor, Screw, Fuel Gas, Compressor Building, Gas Compressor (And Dryer) Tag-THR-BG-C-0401-Susp | Pump,Centrifugal | Pump |  | P
94045 | FHO-PLT-P-0101 | Pump, Centrifugal, Pretreatment Chemical Dispersion,Ozone Building, S2, Ozone Pipe Gallery #2 | FHO-PLT | Preliminary Treatment | Pump,Centrifugal | Pump |  | P
94046 | FHO-PLT-P-0201 | Pump, Centrifugal, Pretreatment Chemical Dispersion,Ozone Building, S2, Ozone Pipe Gallery #2 | FHO-PLT | Preliminary Treatment | Pump,Centrifugal | Pump |  | P
70410 | THR-ACC-P-2301 | Pump, Centrifugal, Primary Loop Hot Water Recirculation, Plant Central Hot Water System, | THR-ACC-HW | Hot Water System, Heating and Air Conditioning | Pump,Centrifugal | Pump |  | P
70411 | THR-ACC-P-2401 | Pump, Centrifugal, Primary Loop Hot Water Recirculation, Plant Central Hot Water System, | THR-ACC-HW | Hot Water System, Heating and Air Conditioning | Pump,Centrifugal | Pump |  | P
130820 | THR-ACC-P-2101 | Pump, Centrifugal, Primary Loop Hot Water Recirculation, Plant Central Hot Water System, | THR-ACC-HW | Hot Water System, Heating and Air Conditioning | Pump,Centrifugal | Pump |  | P
130821 | THR-ACC-P-2201 | Pump, Centrifugal, Primary Loop Hot Water Recirculation, Plant Central Hot Water System, | THR-ACC-HW | Hot Water System, Heating and Air Conditioning | Pump,Centrifugal | Pump |  | P
130822 | THR-ACC-P-2501 | Pump, Centrifugal, Primary Loop Hot Water Recirculation, Plant Central Hot Water System, | THR-ACC-HW | Hot Water System, Heating and Air Conditioning | Pump,Centrifugal | Pump |  | P
130823 | THR-ACC-P-2601 | Pump, Centrifugal, Primary Loop Hot Water Recirculation, Plant Central Hot Water System, | THR-ACC-HW | Hot Water System, Heating and Air Conditioning | Pump,Centrifugal | Pump |  | P
66740 | THC-PRM-P-1160 | Pump, Centrifugal, Primary Sludge P-1160, NW Plant | THC-PRM-T-1100 | Tank, Primary Clarifier | Pump,Non Positive Displacement | Pump |  | P
128077 | THC-PRM-P-1170 | Pump, Centrifugal, Primary Sludge P-1170, NW Plant | THC-PRM-T-1100 | Tank, Primary Clarifier | Pump,Centrifugal | Pump |  | P
73130 | THR-DIG-P-2264 | Pump, Centrifugal, Primary Sludge Recirculation Tank 0800 | THR-DIG-PD-0800 | Tank, Primary Digester-8, Solids Treatment | Pump,Centrifugal | Pump |  | P
73131 | THR-DIG-P-2265 | Pump, Centrifugal, Primary Sludge Recirculation Tank 0800 | THR-DIG-PD-0800 | Tank, Primary Digester-8, Solids Treatment | Pump,Centrifugal | Pump |  | P
73128 | THR-DIG-P-2214 | Pump, Centrifugal, Primary Sludge Recirculation to Tank 0700 | THR-DIG-PD-0700 | Tank, Primary Digester-7, Solids Treatment | Pump,Centrifugal | Pump |  | P
73129 | THR-DIG-P-2215 | Pump, Centrifugal, Primary Sludge Recirculation to Tank 0700 | THR-DIG-PD-0700 | Tank, Primary Digester-7, Solids Treatment | Pump,Centrifugal | Pump |  | P
66741 | THC-PRM-P-1160SP | Pump, Centrifugal, Primary Sludge, NW Plant | THC-PRM-T-1100 | Tank, Primary Clarifier | Pump,Non Positive Displacement | Pump | 40794 | P
66743 | THC-PRM-P-1260 | Pump, Centrifugal, Primary Sludge, NW Plant | THC-PRM-T-1200 | Tank, Primary Clarifier | Pump,Centrifugal | Pump |  | P
66744 | THC-PRM-P-1260SP | Pump, Centrifugal, Primary Sludge, NW Plant | THC-PRM-T-1200 | Tank, Primary Clarifier | Pump,Centrifugal | Pump | 39038 | P
128082 | THC-PRM-P-1270 | Pump, Centrifugal, Primary Sludge, NW Plant | THC-PRM-T-1200 | Tank, Primary Clarifier | Pump,Centrifugal | Pump |  | P
128083 | THC-PRM-P-1270SP | Pump, Centrifugal, Primary Sludge, NW Plant | THC-PRM-T-1200 | Tank, Primary Clarifier | Pump,Centrifugal | Pump | 39037 | P
66801 | THC-PRM-P-6730 | Pump, Centrifugal, Primary Sludge, SE Plant | THC-PRM-CLAR | Primary Clarification | Pump,Centrifugal | Pump |  | P
128098 | THC-PRM-P-6730 | Pump, Centrifugal, Primary Sludge, SE Plant | THC-PRM-T-0800 | Tank, Primary Clarifier | Pump,Centrifugal | Pump |  | P
115984 | TAB-PRM-P-3601 | Pump, Centrifugal, PRS from Primary Tank 0900, Primary Treatment, Sludge Pumping | TAB-PRM-P-P | P Building - Primary Sludge Pumping | Pump,Centrifugal | Pump |  | P
115986 | TAB-PRM-P-3602 | Pump, Centrifugal, PRS from Primary Tank 0900, Primary Treatment, Sludge Pumping | TAB-PRM-P-P | P Building - Primary Sludge Pumping | Pump,Centrifugal | Pump |  | P
144629 | WTR-PHL-P-0200 | Pump, Centrifugal, Pump 0200 | WTR-PHL-P | Pumping | Pump,Centrifugal | Pump | 33401 | P
86613 | WTR-PJO-P-0300 | Pump, Centrifugal, Pump 0300 | WTR-PJO-P | Pumping | Pump,Centrifugal | Pump |  | P
5202 | COL-PRG-P-0100 | Pump, Centrifugal, Pump 1 | COL-PRG | Ridge Valley Pumping Station | Pump | Pump |  | P
14944 | COL-PAB-P-0100 | Pump, Centrifugal, Pump 1 | COL-PAB | Ashbridges Bay Pumping Station (Coxwell) | Pump | Pump |  | P
23623 | COL-PNT-P-0120 | Pump, Centrifugal, Pump 1 | COL-PNT | New Toronto Pumping Station | Pump,Centrifugal | Pump |  | P
2895 | COL-PAB-P-0200 | Pump, Centrifugal, Pump 2 | COL-PAB | Ashbridges Bay Pumping Station (Coxwell) | Pump | Pump |  | P
4904 | COL-PNT-P-0121 | Pump, Centrifugal, Pump 2 | COL-PNT | New Toronto Pumping Station | Pump,Centrifugal | Pump |  | P
24084 | COL-PRG-P-0200 | Pump, Centrifugal, Pump 2 | COL-PRG | Ridge Valley Pumping Station | Pump | Pump |  | P
23624 | COL-PNT-P-0122 | Pump, Centrifugal, Pump 3 | COL-PNT | New Toronto Pumping Station | Pump,Centrifugal | Pump |  | P
76296 | THR-FT-P-2176S | Pump, Centrifugal, RAS from Drain Header to Mixed Liquor Conduit, RAS Pumping,Tunnel 20, South | THR-FT-RAS-P | Final Tank, Return Activated Sludge Pumping | Pump,Centrifugal | Pump | 39522 | P
76297 | THR-FT-P-2176S | Pump, Centrifugal, RAS from Drain Header to Mixed Liquor Conduit, RAS Pumping,Tunnel 20, South | THR-FT-RAS-P-S | Pumps, Return Activated Sludge, South | Pump,Centrifugal | Pump | 39522 | P
136165 | THR-FT-P-2175S | Pump, Centrifugal, RAS from Drain Header to Mixed Liquor Conduit, RAS Pumping,Tunnel 20, South | THR-FT-RAS-P | Final Tank, Return Activated Sludge Pumping | Pump,Centrifugal | Pump | 39521 | P
136166 | THR-FT-P-2175S | Pump, Centrifugal, RAS from Drain Header to Mixed Liquor Conduit, RAS Pumping,Tunnel 20, South | THR-FT-RAS-P-S | Pumps, Return Activated Sludge, South | Pump,Centrifugal | Pump | 39521 | P
76384 | THR-FT-P-4401 | Pump, Centrifugal, RAS, RAS Pumping Station - South | THR-FT-RAS-P-S | Pumps, Return Activated Sludge, South | Pump,Centrifugal | Pump |  | P
136239 | THR-FT-P-4402 | Pump, Centrifugal, RAS, RAS Pumping Station - South | THR-FT-RAS-P-S | Pumps, Return Activated Sludge, South | Pump,Centrifugal | Pump |  | P
136240 | THR-FT-P-4403 | Pump, Centrifugal, RAS, RAS Pumping Station - South | THR-FT-RAS-P-S | Pumps, Return Activated Sludge, South | Pump,Centrifugal | Pump |  | P
136241 | THR-FT-P-4404 | Pump, Centrifugal, RAS, RAS Pumping Station - South | THR-FT-RAS-P-S | Pumps, Return Activated Sludge, South | Pump,Centrifugal | Pump |  | P
136242 | THR-FT-P-4405 | Pump, Centrifugal, RAS, RAS Pumping Station - South | THR-FT-RAS-P-S | Pumps, Return Activated Sludge, South | Pump,Centrifugal | Pump |  | P
115207 | TAB-PLT-P-1460 | Pump, Centrifugal, Raw Sewage, Scren Channel Unwatering Area | TAB-PLT-SC-D | D Building - Bar / Perforated Screen | Pump,Centrifugal | Pump |  | P
115208 | TAB-PLT-P-1460 | Pump, Centrifugal, Raw Sewage, Scren Channel Unwatering Area | TAB-PLT-T-1450 | Tank, Wet Well, Screening | Pump,Centrifugal | Pump |  | P
115209 | TAB-PLT-P-1470 | Pump, Centrifugal, Raw Sewage, Scren Channel Unwatering Area | TAB-PLT-SC-D | D Building - Bar / Perforated Screen | Pump,Centrifugal | Pump |  | P
117125 | TAB-PWA-P-0961 | Pump, Centrifugal, Raw Water | TAB-PWA-PUMPS | Plant Water - Pumps | Pump | Pump |  | P
117126 | TAB-PWA-P-0962 | Pump, Centrifugal, Raw Water | TAB-PWA-PUMPS | Plant Water - Pumps | Pump | Pump |  | P
30058 | FIS-RW-P-0601 | Pump, Centrifugal, Raw Water Sampling, Intake Valve Chamber, Lower Level | FIS-RW | Raw Water Production | Pump,Centrifugal | Pump |  | P
30059 | FIS-RW-P-0701 | Pump, Centrifugal, Raw Water Sampling, Intake Valve Chamber, Lower Level | FIS-RW | Raw Water Production | Pump,Centrifugal | Pump |  | P
97941 | FIS-RW-P-0601 | Pump, Centrifugal, Raw Water Sampling, Intake Valve Chamber, Lower Level | FIS-RW-SAMP | Sampling | Pump,Centrifugal | Pump |  | P
97942 | FIS-RW-P-0701 | Pump, Centrifugal, Raw Water Sampling, Intake Valve Chamber, Lower Level | FIS-RW-SAMP | Sampling | Pump,Centrifugal | Pump |  | P
16823 | FHA-RW-P-0801 | Pump, Centrifugal, Raw Water, Pump Building, Low Lift PS | FHA-RW-P | Raw Water Pumping | Pump,Centrifugal,single-Stage | Pump |  | P
16824 | FHA-RW-P-0801 | Pump, Centrifugal, Raw Water, Pump Building, Low Lift PS | FHA-RW-P-0801-KQ | Raw Water Pumping Unit #8 | Pump,Centrifugal,single-Stage | Pump |  | P
16826 | FHA-RW-P-0901 | Pump, Centrifugal, Raw Water, Pump Building, Low Lift PS | FHA-RW-P | Raw Water Pumping |  | Pump |  | P
16829 | FHA-RW-P-1101 | Pump, Centrifugal, Raw Water, Pump Building, Low Lift PS | FHA-RW-P-1101-KQ | Raw Water Pumping Unit #11 |  | Pump |  | P
16831 | FHA-RW-P-1201 | Pump, Centrifugal, Raw Water, Pump Building, Low Lift PS | FHA-RW-P | Raw Water Pumping |  | Pump |  | P
16833 | FHA-RW-P-1301 | Pump, Centrifugal, Raw Water, Pump Building, Low Lift PS | FHA-RW-P-1301-KQ | Raw Water Pumping Unit #13 |  | Pump |  | P
71841 | FHA-RW-P-0901 | Pump, Centrifugal, Raw Water, Pump Building, Low Lift PS | FHA-RW-P-0901-KQ | Raw Water Pumping Unit #9 |  | Pump |  | P
71843 | FHA-RW-P-1001 | Pump, Centrifugal, Raw Water, Pump Building, Low Lift PS | FHA-RW-P | Raw Water Pumping |  | Pump |  | P
71844 | FHA-RW-P-1001 | Pump, Centrifugal, Raw Water, Pump Building, Low Lift PS | FHA-RW-P-1001-KQ | Raw Water Pumping Unit #10 |  | Pump |  | P
71846 | FHA-RW-P-1101 | Pump, Centrifugal, Raw Water, Pump Building, Low Lift PS | FHA-RW-P | Raw Water Pumping |  | Pump |  | P
71848 | FHA-RW-P-1201 | Pump, Centrifugal, Raw Water, Pump Building, Low Lift PS | FHA-RW-P-1201-KQ | Raw Water Pumping Unit #12 |  | Pump |  | P
71850 | FHA-RW-P-1301 | Pump, Centrifugal, Raw Water, Pump Building, Low Lift PS | FHA-RW-P | Raw Water Pumping |  | Pump |  | P
50706 | TAB-OCS-P-8510 | Pump, Centrifugal, Recirculation, Biofilter Control Room | TAB-OCS-HU-8510 | Chamber, Humidification, #1 | Pump,Centrifugal | Pump |  | P
50707 | TAB-OCS-P-8520 | Pump, Centrifugal, Recirculation, Biofilter Control Room | TAB-OCS-HU-8510 | Chamber, Humidification, #1 | Pump,Centrifugal | Pump |  | P
50708 | TAB-OCS-P-8530 | Pump, Centrifugal, Recirculation, Biofilter Control Room | TAB-OCS-HU-8510 | Chamber, Humidification, #1 | Pump,Centrifugal | Pump |  | P
89640 | WTR-RDF-P-0005 | Pump, Centrifugal, Recirculation, North Valve House | WTR-RDF-AUX | Auxiliary Equipment (Building Facilities) | Pump,Centrifugal | Pump |  | P
77634 | THR-OCS-P-6199 | Pump, Centrifugal, Recirculation, Scrubber 0551, Plant Services, Odour Control System | THR-OCS-SB-0551 | Scrubber, Plant Services, Odour Control System | Pump,Centrifugal | Pump |  | P
77635 | THR-OCS-P-6200 | Pump, Centrifugal, Recirculation, Scrubber 0551, Plant Services, Odour Control System | THR-OCS-SB-0551 | Scrubber, Plant Services, Odour Control System | Pump,Centrifugal | Pump |  | P
77636 | THR-OCS-P-6209 | Pump, Centrifugal, Recirculation, Scrubber 0551, Plant Services, Odour Control System | THR-OCS-SB-0551 | Scrubber, Plant Services, Odour Control System | Pump,Centrifugal | Pump |  | P
137430 | THR-OCS-P-6192 | Pump, Centrifugal, Recirculation, Scrubber 0551, Plant Services, Odour Control System | THR-OCS-SB-0551 | Scrubber, Plant Services, Odour Control System | Pump,Centrifugal | Pump |  | P
77637 | THR-OCS-P-6223 | Pump, Centrifugal, Recirculation, Scrubber 0552, Plant Services, Odour Control System | THR-OCS-SB-0552 | Scrubber, Plant Services, Odour Control System | Pump,Centrifugal | Pump |  | P
77638 | THR-OCS-P-6236 | Pump, Centrifugal, Recirculation, Scrubber 0552, Plant Services, Odour Control System | THR-OCS-SB-0552 | Scrubber, Plant Services, Odour Control System | Pump,Centrifugal | Pump |  | P
137431 | THR-OCS-P-6228 | Pump, Centrifugal, Recirculation, Scrubber 0552, Plant Services, Odour Control System | THR-OCS-SB-0552 | Scrubber, Plant Services, Odour Control System | Pump,Centrifugal | Pump |  | P
137432 | THR-OCS-P-6232 | Pump, Centrifugal, Recirculation, Scrubber 0552, Plant Services, Odour Control System | THR-OCS-SB-0552 | Scrubber, Plant Services, Odour Control System | Pump,Centrifugal | Pump |  | P
77639 | THR-OCS-P-6248 | Pump, Centrifugal, Recirculation, Scrubber 0553, Plant Services, Odour Control System | THR-OCS-SB-0553 | Scrubber, Plant Services, Odour Control System | Pump,Centrifugal | Pump |  | P
77640 | THR-OCS-P-6262 | Pump, Centrifugal, Recirculation, Scrubber 0553, Plant Services, Odour Control System | THR-OCS-SB-0553 | Scrubber, Plant Services, Odour Control System | Pump,Centrifugal | Pump |  | P
137433 | THR-OCS-P-6252 | Pump, Centrifugal, Recirculation, Scrubber 0553, Plant Services, Odour Control System | THR-OCS-SB-0553 | Scrubber, Plant Services, Odour Control System | Pump,Centrifugal | Pump |  | P
137434 | THR-OCS-P-6257 | Pump, Centrifugal, Recirculation, Scrubber 0553, Plant Services, Odour Control System | THR-OCS-SB-0553 | Scrubber, Plant Services, Odour Control System | Pump,Centrifugal | Pump |  | P
77641 | THR-OCS-P-6278 | Pump, Centrifugal, Recirculation, Scrubber 0554, Plant Services, Odour Control System | THR-OCS-SB-0554 | Scrubber, Plant Services, Odour Control System | Pump,Centrifugal | Pump |  | P
77642 | THR-OCS-P-6286 | Pump, Centrifugal, Recirculation, Scrubber 0554, Plant Services, Odour Control System | THR-OCS-SB-0554 | Scrubber, Plant Services, Odour Control System | Pump,Centrifugal | Pump |  | P
137435 | THR-OCS-P-6275 | Pump, Centrifugal, Recirculation, Scrubber 0554, Plant Services, Odour Control System | THR-OCS-SB-0554 | Scrubber, Plant Services, Odour Control System | Pump,Centrifugal | Pump |  | P
137436 | THR-OCS-P-6281 | Pump, Centrifugal, Recirculation, Scrubber 0554, Plant Services, Odour Control System | THR-OCS-SB-0554 | Scrubber, Plant Services, Odour Control System | Pump,Centrifugal | Pump |  | P
77643 | THR-OCS-P-6300 | Pump, Centrifugal, Recirculation, Scrubber 0555, Plant Services, Odour Control System | THR-OCS-SB-0555 | Scrubber, Plant Services, Odour Control System | Pump,Centrifugal | Pump |  | P
137437 | THR-OCS-P-6306 | Pump, Centrifugal, Recirculation, Scrubber 0555, Plant Services, Odour Control System | THR-OCS-SB-0555 | Scrubber, Plant Services, Odour Control System | Pump,Centrifugal | Pump |  | P
137438 | THR-OCS-P-6310 | Pump, Centrifugal, Recirculation, Scrubber 0555, Plant Services, Odour Control System | THR-OCS-SB-0555 | Scrubber, Plant Services, Odour Control System | Pump,Centrifugal | Pump |  | P
137439 | THR-OCS-P-6311 | Pump, Centrifugal, Recirculation, Scrubber 0555, Plant Services, Odour Control System | THR-OCS-SB-0555 | Scrubber, Plant Services, Odour Control System | Pump,Centrifugal | Pump |  | P
75851 | THR-FPW-P-0013 | Pump, Centrifugal, Residual Chlorine Analyzer | THR-FPW-P | Filtered Plant Water, Pumps | Pump,Centrifugal | Pump |  | P
94287 | FHO-RW-P-1801 | Pump, Centrifugal, RW Pump 1801. S9, RW Pump Room | FHO-RAW | Raw Water Production | Pump,Centrifugal | Pump |  | P
94288 | FHO-RW-P-1801 | Pump, Centrifugal, RW Pump 1801. S9, RW Pump Room | FHO-RW-P-1801-KQ | RW Pump Unit 18 | Pump,Centrifugal | Pump |  | P
94290 | FHO-RW-P-1901 | Pump, Centrifugal, RW Pump 1901. S9, RW Pump Room | FHO-RAW | Raw Water Production | Pump,Centrifugal | Pump |  | P
94291 | FHO-RW-P-1901 | Pump, Centrifugal, RW Pump 1901. S9, RW Pump Room | FHO-RW-P-1901-KQ | RW Pump Unit 19 | Pump,Centrifugal | Pump |  | P
25289 | FHO-RW-P-2101 | Pump, Centrifugal, RW Pump 2101. S9, RW Pump Room | FHO-RAW | Raw Water Production | Pump,Centrifugal | Pump |  | P
25290 | FHO-RW-P-2201 | Pump, Centrifugal, RW Pump 2201. S9, RW Pump Room | FHO-RW-P-2201-KQ | RW Pump Unit 22 | Pump,Centrifugal | Pump |  | P
94293 | FHO-RW-P-2201 | Pump, Centrifugal, RW Pump 2201. S9, RW Pump Room | FHO-RAW | Raw Water Production | Pump,Centrifugal | Pump |  | P
25292 | FHO-RW-P-2301 | Pump, Centrifugal, RW Pump 2301. S9, RW Pump Room | FHO-RW-P-2301-KQ | RW Pump Unit 23 | Pump,Centrifugal | Pump |  | P
94295 | FHO-RW-P-2301 | Pump, Centrifugal, RW Pump 2301. S9, RW Pump Room | FHO-RAW | Raw Water Production | Pump,Centrifugal | Pump |  | P
94297 | FHO-RW-P-2401 | Pump, Centrifugal, RW Pump 2401. S9, RW Pump Room | FHO-RAW | Raw Water Production | Pump,Centrifugal | Pump |  | P
25294 | FHO-RW-P-2601 | Pump, Centrifugal, RW Pump 2601. S9, RW Pump Room | FHO-RAW | Raw Water Production | Pump,Centrifugal | Pump |  | P
94298 | FHO-RW-P-2601 | Pump, Centrifugal, RW Pump 2601. S9, RW Pump Room | FHO-RW-P-2601-KQ | RW Pump Unit 26 | Pump,Centrifugal | Pump |  | P
25296 | FHO-RW-P-2701 | Pump, Centrifugal, RW Pump 2701. S9, RW Pump Room | FHO-RAW | Raw Water Production | Pump,Centrifugal | Pump |  | P
94300 | FHO-RW-P-2701 | Pump, Centrifugal, RW Pump 2701. S9, RW Pump Room | FHO-RW-P-2701-KQ | RW Pump Unit 27 | Pump,Centrifugal | Pump |  | P
18587 | FHA-WWW-P-0001 | Pump, Centrifugal, Sample, Diversion Chamber, RMF, Recycle Area, Upper Stairs | FHA-WWW-EFFL | Effluent Discharge | Pump,Centrifugal | Pump |  | P
18588 | FHA-WWW-P-0001 | Pump, Centrifugal, Sample, Diversion Chamber, RMF, Recycle Area, Upper Stairs | FHA-WWW-P-0001-KQ | Sample Pump Unit 1 | Pump,Centrifugal | Pump |  | P
18589 | FHA-WWW-P-0001A | Pump, Centrifugal, Sample, Diversion Chamber, RMF, Recycle Area, Upper Stairs | FHA-WWW-EFFL | Effluent Discharge | Pump,Centrifugal | Pump |  | P
18590 | FHA-WWW-P-0001A | Pump, Centrifugal, Sample, Diversion Chamber, RMF, Recycle Area, Upper Stairs | FHA-WWW-P-0001-KQ | Sample Pump Unit 1 | Pump,Centrifugal | Pump |  | P
18591 | FHA-WWW-P-0002 | Pump, Centrifugal, Sample, Effluent Tank, RMF, S/W of Pilot Plant | FHA-WWW-EFFL | Effluent Discharge | Pump,Centrifugal | Pump |  | P
18592 | FHA-WWW-P-0002 | Pump, Centrifugal, Sample, Effluent Tank, RMF, S/W of Pilot Plant | FHA-WWW-P-0002-KQ | Sample Pump Unit 2 | Pump,Centrifugal | Pump |  | P
18595 | FHA-WWW-P-0002A | Pump, Centrifugal, Sample, Effluent Tank, RMF, S/W of Pilot Plant | FHA-WWW-EFFL | Effluent Discharge | Pump,Centrifugal | Pump |  | P
83307 | FHA-WWW-P-0002A | Pump, Centrifugal, Sample, Effluent Tank, RMF, S/W of Pilot Plant | FHA-WWW-P-0002-KQ | Sample Pump Unit 2 | Pump,Centrifugal | Pump |  | P
10245 | FCL-DCL-P-0002A | Pump, Centrifugal, Sampling After SO2, Decant Liquor, Sampling Pumps | FCL-AFTER SO2 | FCL-AFTER SO2 Sampling | Pump,Centrifugal | Pump |  | P
10246 | FCL-DCL-P-0002B | Pump, Centrifugal, Sampling After SO2, Decant Liquor, Sampling Pumps | FCL-AFTER SO2 | FCL-AFTER SO2 Sampling | Pump,Centrifugal | Pump |  | P
10243 | FCL-DCL-P-0001A | Pump, Centrifugal, Sampling Before SO2, Decant Liquor, Sampling Pumps | FCL-BEFORE SO2 | Before S02 Sampling | Pump,Centrifugal | Pump |  | P
10244 | FCL-DCL-P-0001B | Pump, Centrifugal, Sampling Before SO2, Decant Liquor, Sampling Pumps | FCL-BEFORE SO2 | Before S02 Sampling | Pump,Centrifugal | Pump |  | P
53666 | FCL-RW-P-0701 | Pump, Centrifugal, Sampling Line 1A, Sampling Pumps Offshore, Low Lift PS Basement | FCL-RW-SAMP | Raw Water Sampling | Pump,Centrifugal | Pump |  | P
12266 | FCL-RW-P-0801 | Pump, Centrifugal, Sampling Line 1B, Sampling Pumps Offshore, Low Lift PS Basement | FCL-RW-SAMP | Raw Water Sampling | Pump,Centrifugal | Pump |  | P
53667 | FCL-RW-P-0901 | Pump, Centrifugal, Sampling Line 2, Sampling Pumps Onshore, Low Lift PS Basement | FCL-RW-SAMP | Raw Water Sampling | Pump,Centrifugal | Pump |  | P
53668 | FCL-RW-P-1001 | Pump, Centrifugal, Sampling Line 2, Sampling Pumps Onshore, Low Lift PS Basement | FCL-RW-SAMP | Raw Water Sampling | Pump,Centrifugal | Pump |  | P
75763 | THR-EPS-P-0210 | Pump, Centrifugal, Screw | THR-EPS-P | Effluent Pumping Station, Pumps | Pump,Screw | Pump |  | P
135642 | THR-EPS-P-0110 | Pump, Centrifugal, Screw | THR-EPS-P | Effluent Pumping Station, Pumps | Pump,Screw | Pump |  | P
135644 | THR-EPS-P-0310 | Pump, Centrifugal, Screw | THR-EPS-P | Effluent Pumping Station, Pumps | Pump,Screw | Pump |  | P
135647 | THR-EPS-P-0410 | Pump, Centrifugal, Screw | THR-EPS-P | Effluent Pumping Station, Pumps | Pump,Screw | Pump |  | P
52509 | TAB-PRM-P-4510 | Pump, Centrifugal, Seal Water Booster to Primary Sludge Pump, Primary Tank, T-0900 Gallery | TAB-PRM-P-P | P Building - Primary Sludge Pumping | Pump,Centrifugal | Pump |  | P
52510 | TAB-PRM-P-4520 | Pump, Centrifugal, Seal Water Booster to Primary Sludge Pump, Primary Tank, T-0900 Gallery | TAB-PRM-T-4500 | Tank, Seal Water Pump Supply | Pump,Centrifugal | Pump |  | P
115997 | TAB-PRM-P-4510 | Pump, Centrifugal, Seal Water Booster to Primary Sludge Pump, Primary Tank, T-0900 Gallery | TAB-PRM-T-4500 | Tank, Seal Water Pump Supply | Pump,Centrifugal | Pump |  | P
68559 | THC-STR-P-0140 | Pump, Centrifugal, Secondary Sludge (RAS), P-0140, SE Plant | THC-STR-P-T-0100-02 | Pump, Tank 0100-0200, Secondary Clarification, RAS/WAS | Pump,Centrifugal | Pump |  | P
68579 | THC-STR-P-0840 | Pump, Centrifugal, Secondary Sludge, SE Plant, SE Plant Blowers Part 1 and Train #8 | THC-FT-T-0800 | Tank, Secondary Clarifier | Pump,Centrifugal | Pump |  | P
68580 | THC-STR-P-0840 | Pump, Centrifugal, Secondary Sludge, SE Plant, SE Plant Blowers Part 1 and Train #8 | THC-STR-P-T-0700-08 | Pump, Tank 0700-0800, Secondary Clarification, RAS/WAS | Pump,Centrifugal | Pump |  | P
68597 | THC-STR-P-5440 | Pump, Centrifugal, Secondary Sludge, SE Plant, SE Plant Blowers Part 1 and Train #8 | THC-STR-P-T-0700-08 | Pump, Tank 0700-0800, Secondary Clarification, RAS/WAS | Pump,Centrifugal | Pump |  | P
76298 | THR-FT-P-2320 | Pump, Centrifugal, Secondary Treatment, RAS Pumping - North | THR-FT-RAS-P | Final Tank, Return Activated Sludge Pumping | Pump,Centrifugal | Pump |  | P
76299 | THR-FT-P-2321 | Pump, Centrifugal, Secondary Treatment, RAS Pumping - North | THR-FT-RAS-P | Final Tank, Return Activated Sludge Pumping | Pump,Centrifugal | Pump |  | P
76300 | THR-FT-P-2321 | Pump, Centrifugal, Secondary Treatment, RAS Pumping - North | THR-FT-RAS-P-N | Pumps, Return Activated Sludge, North | Pump,Centrifugal | Pump |  | P
76301 | THR-FT-P-2322 | Pump, Centrifugal, Secondary Treatment, RAS Pumping - North | THR-FT-RAS-P | Final Tank, Return Activated Sludge Pumping | Pump,Centrifugal | Pump |  | P
76302 | THR-FT-P-2323 | Pump, Centrifugal, Secondary Treatment, RAS Pumping - North | THR-FT-RAS-P | Final Tank, Return Activated Sludge Pumping | Pump,Centrifugal | Pump |  | P
76303 | THR-FT-P-2324 | Pump, Centrifugal, Secondary Treatment, RAS Pumping - North | THR-FT-RAS-P-N | Pumps, Return Activated Sludge, North | Pump,Centrifugal | Pump |  | P
136167 | THR-FT-P-2320 | Pump, Centrifugal, Secondary Treatment, RAS Pumping - North | THR-FT-RAS-P-N | Pumps, Return Activated Sludge, North | Pump,Centrifugal | Pump |  | P
136168 | THR-FT-P-2322 | Pump, Centrifugal, Secondary Treatment, RAS Pumping - North | THR-FT-RAS-P-N | Pumps, Return Activated Sludge, North | Pump,Centrifugal | Pump |  | P
136169 | THR-FT-P-2323 | Pump, Centrifugal, Secondary Treatment, RAS Pumping - North | THR-FT-RAS-P-N | Pumps, Return Activated Sludge, North | Pump,Centrifugal | Pump |  | P
136170 | THR-FT-P-2324 | Pump, Centrifugal, Secondary Treatment, RAS Pumping - North | THR-FT-RAS-P | Final Tank, Return Activated Sludge Pumping | Pump,Centrifugal | Pump |  | P
76291 | THR-FT-P-2170S | Pump, Centrifugal, Secondary Treatment, RAS Pumping,Tunnel 20, - South | THR-FT-RAS-P | Final Tank, Return Activated Sludge Pumping | Pump,Centrifugal | Pump | 39980 | P
76292 | THR-FT-P-2171S | Pump, Centrifugal, Secondary Treatment, RAS Pumping,Tunnel 20, - South | THR-FT-RAS-P | Final Tank, Return Activated Sludge Pumping | Pump,Centrifugal | Pump | 39517 | P
76293 | THR-FT-P-2171S | Pump, Centrifugal, Secondary Treatment, RAS Pumping,Tunnel 20, - South | THR-FT-RAS-P-S | Pumps, Return Activated Sludge, South | Pump,Centrifugal | Pump | 39517 | P
76294 | THR-FT-P-2172S | Pump, Centrifugal, Secondary Treatment, RAS Pumping,Tunnel 20, - South | THR-FT-RAS-P | Final Tank, Return Activated Sludge Pumping | Pump,Centrifugal | Pump | 39518 | P
76295 | THR-FT-P-2172S | Pump, Centrifugal, Secondary Treatment, RAS Pumping,Tunnel 20, - South | THR-FT-RAS-P-S | Pumps, Return Activated Sludge, South | Pump,Centrifugal | Pump | 39518 | P
136160 | THR-FT-P-2170S | Pump, Centrifugal, Secondary Treatment, RAS Pumping,Tunnel 20, - South | THR-FT-RAS-P-S | Pumps, Return Activated Sludge, South | Pump,Centrifugal | Pump | 39980 | P
136163 | THR-FT-P-2174S | Pump, Centrifugal, Secondary Treatment, RAS Pumping,Tunnel 20,- South | THR-FT-RAS-P | Final Tank, Return Activated Sludge Pumping | Pump,Centrifugal | Pump | 39520 | P
136164 | THR-FT-P-2174S | Pump, Centrifugal, Secondary Treatment, RAS Pumping,Tunnel 20,- South | THR-FT-RAS-P-S | Pumps, Return Activated Sludge, South | Pump,Centrifugal | Pump | 39520 | P
136179 | THR-FT-P-2623 | Pump, Centrifugal, Secondary Treatment, Tunnel 23 East,RAS Pumping - North | THR-FT-RAS-P | Final Tank, Return Activated Sludge Pumping | Pump,Centrifugal | Pump |  | P
136180 | THR-FT-P-2623 | Pump, Centrifugal, Secondary Treatment, Tunnel 23 East,RAS Pumping - North | THR-FT-RAS-P-N | Pumps, Return Activated Sludge, North | Pump,Centrifugal | Pump |  | P
76314 | THR-FT-P-2621 | Pump, Centrifugal, Secondary Treatment,Tunnel 23 East, RAS Pumping - North | THR-FT-RAS-P-N | Pumps, Return Activated Sludge, North | Pump,Centrifugal | Pump |  | P
76315 | THR-FT-P-2622 | Pump, Centrifugal, Secondary Treatment,Tunnel 23 East, RAS Pumping - North | THR-FT-RAS-P-N | Pumps, Return Activated Sludge, North | Pump,Centrifugal | Pump |  | P
76316 | THR-FT-P-2624 | Pump, Centrifugal, Secondary Treatment,Tunnel 23 East, RAS Pumping - North | THR-FT-RAS-P-N | Pumps, Return Activated Sludge, North | Pump,Centrifugal | Pump |  | P
136177 | THR-FT-P-2621 | Pump, Centrifugal, Secondary Treatment,Tunnel 23 East, RAS Pumping - North | THR-FT-RAS-P | Final Tank, Return Activated Sludge Pumping | Pump,Centrifugal | Pump |  | P
136178 | THR-FT-P-2622 | Pump, Centrifugal, Secondary Treatment,Tunnel 23 East, RAS Pumping - North | THR-FT-RAS-P | Final Tank, Return Activated Sludge Pumping | Pump,Centrifugal | Pump |  | P
136181 | THR-FT-P-2624 | Pump, Centrifugal, Secondary Treatment,Tunnel 23 East, RAS Pumping - North | THR-FT-RAS-P | Final Tank, Return Activated Sludge Pumping | Pump,Centrifugal | Pump |  | P
136175 | THR-FT-P-2620 | Pump, Centrifugal, Secondary Treatment,Tunnel 23 East, RAS Pumping- North | THR-FT-RAS-P | Final Tank, Return Activated Sludge Pumping | Pump,Centrifugal | Pump |  | P
136176 | THR-FT-P-2620 | Pump, Centrifugal, Secondary Treatment,Tunnel 23 East, RAS Pumping- North | THR-FT-RAS-P-N | Pumps, Return Activated Sludge, North | Pump,Centrifugal | Pump |  | P
76318 | THR-FT-P-2720 | Pump, Centrifugal, Secondary Treatment,Tunnel 23 North, RAS Pumping - North | THR-FT-RAS-P | Final Tank, Return Activated Sludge Pumping | Pump,Centrifugal | Pump |  | P
76319 | THR-FT-P-2721 | Pump, Centrifugal, Secondary Treatment,Tunnel 23 North, RAS Pumping - North | THR-FT-RAS-P | Final Tank, Return Activated Sludge Pumping | Pump,Centrifugal | Pump |  | P
76320 | THR-FT-P-2722 | Pump, Centrifugal, Secondary Treatment,Tunnel 23 North, RAS Pumping - North | THR-FT-RAS-P | Final Tank, Return Activated Sludge Pumping | Pump,Centrifugal | Pump |  | P
76321 | THR-FT-P-2724 | Pump, Centrifugal, Secondary Treatment,Tunnel 23 North, RAS Pumping - North | THR-FT-RAS-P-N | Pumps, Return Activated Sludge, North | Pump,Centrifugal | Pump |  | P
136182 | THR-FT-P-2720 | Pump, Centrifugal, Secondary Treatment,Tunnel 23 North, RAS Pumping - North | THR-FT-RAS-P-N | Pumps, Return Activated Sludge, North | Pump,Centrifugal | Pump |  | P
136183 | THR-FT-P-2721 | Pump, Centrifugal, Secondary Treatment,Tunnel 23 North, RAS Pumping - North | THR-FT-RAS-P-N | Pumps, Return Activated Sludge, North | Pump,Centrifugal | Pump |  | P
136184 | THR-FT-P-2722 | Pump, Centrifugal, Secondary Treatment,Tunnel 23 North, RAS Pumping - North | THR-FT-RAS-P-N | Pumps, Return Activated Sludge, North | Pump,Centrifugal | Pump |  | P
136185 | THR-FT-P-2723 | Pump, Centrifugal, Secondary Treatment,Tunnel 23 North, RAS Pumping - North | THR-FT-RAS-P | Final Tank, Return Activated Sludge Pumping | Pump,Centrifugal | Pump |  | P
136186 | THR-FT-P-2723 | Pump, Centrifugal, Secondary Treatment,Tunnel 23 North, RAS Pumping - North | THR-FT-RAS-P-N | Pumps, Return Activated Sludge, North | Pump,Centrifugal | Pump |  | P
136187 | THR-FT-P-2724 | Pump, Centrifugal, Secondary Treatment,Tunnel 23 North, RAS Pumping - North | THR-FT-RAS-P | Final Tank, Return Activated Sludge Pumping | Pump,Centrifugal | Pump |  | P
136161 | THR-FT-P-2173S | Pump, Centrifugal, Secondary Treatment,Tunnel20, RAS Pumping - South | THR-FT-RAS-P | Final Tank, Return Activated Sludge Pumping | Pump,Centrifugal | Pump | 39519 | P
136162 | THR-FT-P-2173S | Pump, Centrifugal, Secondary Treatment,Tunnel20, RAS Pumping - South | THR-FT-RAS-P-S | Pumps, Return Activated Sludge, South | Pump,Centrifugal | Pump | 39519 | P
12513 | FCL-SED-P-0301A(S) | Pump, Centrifugal, Sedimentation Drain | FCL-SED-SAMP | Sedimentation Sampling | Pump,Centrifugal | Pump |  | P
12514 | FCL-SED-P-0301B(S) | Pump, Centrifugal, Sedimentation Drain | FCL-SED-SAMP | Sedimentation Sampling | Pump,Centrifugal | Pump |  | P
147247 | WTR-RDF-P-0006 | Pump, Centrifugal, Service Water, North Valve House | WTR-RDF-CW | City Water System | Pump,Centrifugal | Pump |  | P
147248 | WTR-RDF-P-0501 | Pump, Centrifugal, Service Water, South Valve House | WTR-RDF-CW | City Water System | Pump,Centrifugal | Pump |  | P
53896 | FCL-SED-P-0001A | Pump, Centrifugal, Settled Water Sampling , Filter Building Drainage Pumping Station | FCL-SED-SAMP | Sedimentation Sampling | Pump,Centrifugal | Pump |  | P
53897 | FCL-SED-P-0001B | Pump, Centrifugal, Settled Water Sampling , Filter Building Drainage Pumping Station | FCL-SED-SAMP | Sedimentation Sampling | Pump,Centrifugal | Pump |  | P
76391 | THR-FT-P-4710 | Pump, Centrifugal, Sludge Cross Feed, RAS Pumping Station - South | THR-FT-RAS-P-S | Pumps, Return Activated Sludge, South | Pump,Centrifugal | Pump |  | P
76392 | THR-FT-P-4730 | Pump, Centrifugal, Sludge Cross Feed, RAS Pumping Station - South | THR-FT-RAS-P-S | Pumps, Return Activated Sludge, South | Pump,Centrifugal | Pump |  | P
136246 | THR-FT-P-4720 | Pump, Centrifugal, Sludge Cross Feed, RAS Pumping Station - South | THR-FT-RAS-P-S | Pumps, Return Activated Sludge, South | Pump,Centrifugal | Pump |  | P
73174 | THR-DIG-P-2531SPARE | Pump, Centrifugal, Sludge Recirculation (Spare Assembly) | THR-DIG-PD-0500 | Tank, Primary Digester-5, Solids Treatment | Pump,Centrifugal | Pump |  | P
45898 | TAB-DIG-P-1040 | Pump, Centrifugal, Sludge Recirculation Pump for Digester 10, Digester 9-12 Control Building Basement | TAB-DIG-T-1000 | Tank, Digester tank, Digester 10 | Pump,Centrifugal | Pump |  | P
111283 | TAB-DIG-P-1050 | Pump, Centrifugal, Sludge Recirculation Pump for Digester 10, Digester 9-12 Control Building Basement | TAB-DIG-T-1000 | Tank, Digester tank, Digester 10 | Pump,Centrifugal | Pump | 45592 | P
45899 | TAB-DIG-P-1140 | Pump, Centrifugal, Sludge Recirculation Pump for Digester 11, Digester 9-12 Control Building Basement | TAB-DIG-T-1100 | Tank, Digester tank, Digester 11 | Pump,Centrifugal | Pump |  | P
111286 | TAB-DIG-P-1130 | Pump, Centrifugal, Sludge Recirculation Pump for Digester 11, Digester 9-12 Control Building Basement | TAB-DIG-T-1100 | Tank, Digester tank, Digester 11 | Pump,Centrifugal | Pump |  | P
111289 | TAB-DIG-P-1230 | Pump, Centrifugal, Sludge Recirculation Pump for Digester 12, Digester 9-12 Control Building Basement | TAB-DIG-T-1000 | Tank, Digester tank, Digester 10 | Pump,Centrifugal | Pump |  | P
111290 | TAB-DIG-P-1230 | Pump, Centrifugal, Sludge Recirculation Pump for Digester 12, Digester 9-12 Control Building Basement | TAB-DIG-T-1200 | Tank, Digester tank, Digester 12 | Pump,Centrifugal | Pump |  | P
111291 | TAB-DIG-P-1240 | Pump, Centrifugal, Sludge Recirculation Pump for Digester 12, Digester 9-12 Control Building Basement | TAB-DIG-T-1200 | Tank, Digester tank, Digester 12 | Pump,Centrifugal | Pump |  | P
45896 | TAB-DIG-P-0940 | Pump, Centrifugal, Sludge Recirculation Pump for Digester 9, Digester 9-12 Control Building Basement | TAB-DIG-T-0900 | Tank, Digester tank, Digester 9 | Pump,Centrifugal | Pump |  | P
45897 | TAB-DIG-P-1030 | Pump, Centrifugal, Sludge Recirculation Pump for Digester 9, Digester 9-12 Control Building Basement | TAB-DIG-T-1000 | Tank, Digester tank, Digester 10 | Pump,Centrifugal | Pump |  | P
111280 | TAB-DIG-P-0930 | Pump, Centrifugal, Sludge Recirculation Pump for Digester 9, Digester 9-12 Control Building Basement | TAB-DIG-T-0900 | Tank, Digester tank, Digester 9 | Pump,Centrifugal | Pump |  | P
133051 | THR-DIG-P-2521SPARE | Pump, Centrifugal, Sludge Recirculation Spare | THR-DIG-PD-0300 | Tank, Primary Digester-3, Solids Treatment | Pump,Centrifugal | Pump |  | P
73132 | THR-DIG-P-2502 | Pump, Centrifugal, Sludge Recirculation, Tank 0100 | THR-DIG-PD-0100 | Tank, Primary Digester-1, Solids Treatment | Pump,Centrifugal | Pump |  | P
133047 | THR-DIG-P-2501 | Pump, Centrifugal, Sludge Recirculation, Tank 0100 | THR-DIG-PD-0100 | Tank, Primary Digester-1, Solids Treatment | Pump,Centrifugal | Pump |  | P
73135 | THR-DIG-P-2512 | Pump, Centrifugal, Sludge Recirculation, Tank 0200 | THR-DIG-PD-0200 | Tank, Primary Digester-2, Solids Treatment | Pump,Centrifugal | Pump |  | P
133048 | THR-DIG-P-2511 | Pump, Centrifugal, Sludge Recirculation, Tank 0200 | THR-DIG-PD-0200 | Tank, Primary Digester-2, Solids Treatment | Pump,Centrifugal | Pump |  | P
73136 | THR-DIG-P-2521 | Pump, Centrifugal, Sludge Recirculation, Tank 0300 | THR-DIG-PD-0300 | Tank, Primary Digester-3, Solids Treatment | Pump,Centrifugal | Pump |  | P
133052 | THR-DIG-P-2522 | Pump, Centrifugal, Sludge Recirculation, Tank 0300 | THR-DIG-PD-0300 | Tank, Primary Digester-3, Solids Treatment | Pump,Centrifugal | Pump |  | P
133053 | THR-DIG-P-2531 | Pump, Centrifugal, Sludge Recirculation, Tank 0500 | THR-DIG-PD-0500 | Tank, Primary Digester-5, Solids Treatment | Pump,Centrifugal | Pump |  | P
133054 | THR-DIG-P-2532 | Pump, Centrifugal, Sludge Recirculation, Tank 0500 | THR-DIG-PD-0500 | Tank, Primary Digester-5, Solids Treatment | Pump,Centrifugal | Pump |  | P
133043 | THR-DIG-P-2318 | Pump, Centrifugal, Sludge Recirculation, Tank 0900 | THR-DIG-PD-0900 | Tank, Primary Digester-9, Solids Treatment | Pump,Centrifugal | Pump |  | P
133044 | THR-DIG-P-2319 | Pump, Centrifugal, Sludge Recirculation, Tank 0900 | THR-DIG-PD-0900 | Tank, Primary Digester-9, Solids Treatment | Pump,Centrifugal | Pump |  | P
133045 | THR-DIG-P-2368 | Pump, Centrifugal, Sludge Recirculation, Tank 1000 | THR-DIG-PD-1000 | Tank, Primary Digester-10, Solids Treatment | Pump,Centrifugal | Pump |  | P
133046 | THR-DIG-P-2369 | Pump, Centrifugal, Sludge Recirculation, Tank 1000 | THR-DIG-PD-1000 | Tank, Primary Digester-10, Solids Treatment | Pump,Centrifugal | Pump |  | P
44257 | TAB-DEW-P-4035 | Pump, Centrifugal, Sludge Transfer #1 | TAB-DEW-EQUALIZATION | Equalization Tank System | Pump,Centrifugal | Pump |  | P
110095 | TAB-DEW-P-4036 | Pump, Centrifugal, Sludge Transfer #2 | TAB-DEW-EQUALIZATION | Equalization Tank System | Pump,Centrifugal | Pump |  | P
45907 | TAB-DIG-P-1473 | Pump, Centrifugal, Sludge Transfer (DX2621), Digester Tank 14 | TAB-DIG-T-1400 | Digestion Tank 14 | Pump,Centrifugal | Pump |  | P
111301 | TAB-DIG-P-1473 | Pump, Centrifugal, Sludge Transfer (DX2621), Digester Tank 14 | TAB-DIG-T-13-16 | Digester Tanks 13-16 | Pump,Centrifugal | Pump |  | P
111302 | TAB-DIG-P-1474 | Pump, Centrifugal, Sludge Transfer (DX2622), Digester Tank 14 | TAB-DIG-T-13-16 | Digester Tanks 13-16 | Pump,Centrifugal | Pump |  | P
111303 | TAB-DIG-P-1474 | Pump, Centrifugal, Sludge Transfer (DX2622), Digester Tank 14 | TAB-DIG-T-1400 | Digestion Tank 14 | Pump,Centrifugal | Pump |  | P
111332 | TAB-DIG-P-5050 | Pump, Centrifugal, Sludge Transfer Pump, Digester 9-12 Control Building Basement | TAB-DIG-P-TRANSF9-12 | Digester Tank 9-12, Sludge Transfer Pumps | Pump,Centrifugal | Pump |  | P
111333 | TAB-DIG-P-5060 | Pump, Centrifugal, Sludge Transfer Pump, Digester 9-12 Control Building Basement | TAB-DIG-P-TRANSF9-12 | Digester Tank 9-12, Sludge Transfer Pumps | Pump,Centrifugal | Pump |  | P
133059 | THR-DIG-P-3116 | Pump, Centrifugal, Sludge Transfer, Digester Tank 0700 | THR-DIG-PD-0700 | Tank, Primary Digester-7, Solids Treatment | Pump,Centrifugal | Pump |  | P
133058 | THR-DIG-P-3115 | Pump, Centrifugal, Sludge Transfer, Digester Tank 0700, | THR-DIG-PD-0700 | Tank, Primary Digester-7, Solids Treatment | Pump,Centrifugal | Pump |  | P
73178 | THR-DIG-P-3166 | Pump, Centrifugal, Sludge Transfer, Digester Tank 0800 | THR-DIG-PD-0800 | Tank, Primary Digester-8, Solids Treatment | Pump,Centrifugal | Pump |  | P
133060 | THR-DIG-P-3165 | Pump, Centrifugal, Sludge Transfer, Digester Tank 0800 | THR-DIG-PD-0800 | Tank, Primary Digester-8, Solids Treatment | Pump,Centrifugal | Pump |  | P
73179 | THR-DIG-P-3211 | Pump, Centrifugal, Sludge Transfer, Digester Tank 0900 | THR-DIG-PD-0900 | Tank, Primary Digester-9, Solids Treatment | Pump,Centrifugal | Pump |  | P
133064 | THR-DIG-P-3212 | Pump, Centrifugal, Sludge Transfer, Digester Tank 0900 | THR-DIG-PD-0900 | Tank, Primary Digester-9, Solids Treatment | Pump,Centrifugal | Pump |  | P
73180 | THR-DIG-P-3271 | Pump, Centrifugal, Sludge Transfer, Digester Tank 1000 | THR-DIG-PD-1000 | Tank, Primary Digester-10, Solids Treatment | Pump,Centrifugal | Pump |  | P
73181 | THR-DIG-P-3272 | Pump, Centrifugal, Sludge Transfer, Digester Tank 1000 | THR-DIG-PD-1000 | Tank, Primary Digester-10, Solids Treatment | Pump,Centrifugal | Pump |  | P
73133 | THR-DIG-P-2503 | Pump, Centrifugal, Sludge Transfer, Tank 0100 | THR-DIG-PD-0100 | Tank, Primary Digester-1, Solids Treatment | Pump,Centrifugal | Pump |  | P
73134 | THR-DIG-P-2504 | Pump, Centrifugal, Sludge Transfer, Tank 0100 | THR-DIG-PD-0100 | Tank, Primary Digester-1, Solids Treatment | Pump,Centrifugal | Pump |  | P
133049 | THR-DIG-P-2513 | Pump, Centrifugal, Sludge Transfer, Tank 0200 | THR-DIG-PD-0200 | Tank, Primary Digester-2, Solids Treatment | Pump,Centrifugal | Pump |  | P
133050 | THR-DIG-P-2514 | Pump, Centrifugal, Sludge Transfer, Tank 0200 | THR-DIG-PD-0200 | Tank, Primary Digester-2, Solids Treatment | Pump,Centrifugal | Pump |  | P
73137 | THR-DIG-P-2523 | Pump, Centrifugal, Sludge Transfer, Tank 0300 | THR-DIG-PD-0300 | Tank, Primary Digester-3, Solids Treatment | Pump,Centrifugal | Pump |  | P
73138 | THR-DIG-P-2524 | Pump, Centrifugal, Sludge Transfer, Tank 0300 | THR-DIG-PD-0300 | Tank, Primary Digester-3, Solids Treatment | Pump,Centrifugal | Pump |  | P
73175 | THR-DIG-P-2533 | Pump, Centrifugal, Sludge Transfer, Tank 0500 | THR-DIG-PD-0500 | Tank, Primary Digester-5, Solids Treatment | Pump,Centrifugal | Pump |  | P
73176 | THR-DIG-P-2534 | Pump, Centrifugal, Sludge Transfer, Tank 0500 | THR-DIG-PD-0500 | Tank, Primary Digester-5, Solids Treatment | Pump,Centrifugal | Pump |  | P
78547 | THR-PRM-P-2120 | Pump, Centrifugal, Sludge, Primary Station 1 | THR-PRM-SOUTH | Primary Treatment, South Primary | Pump,Centrifugal | Pump |  | P
78548 | THR-PRM-P-2121 | Pump, Centrifugal, Sludge, Primary Station 1 | THR-PRM-SOUTH | Primary Treatment, South Primary | Pump,Centrifugal | Pump |  | P
78549 | THR-PRM-P-2121 | Pump, Centrifugal, Sludge, Primary Station 1 | THR-PRM-STA-1 | South Primary Station 1 | Pump,Centrifugal | Pump |  | P
138272 | THR-PRM-P-2120 | Pump, Centrifugal, Sludge, Primary Station 1 | THR-PRM-STA-1 | South Primary Station 1 | Pump,Centrifugal | Pump |  | P
138273 | THR-PRM-P-2120 | Pump, Centrifugal, Sludge, Primary Station 1 | THR-PRM-T | Primary Sedimentation Tanks | Pump,Centrifugal | Pump |  | P
138274 | THR-PRM-P-2121 | Pump, Centrifugal, Sludge, Primary Station 1 | THR-PRM-T | Primary Sedimentation Tanks | Pump,Centrifugal | Pump |  | P
138295 | THR-PRM-P-SLDGS | Pump, Centrifugal, Sludge, Primary Station 1,2&3 | THR-PRM-STA-1 | South Primary Station 1 | Pump,Centrifugal | Pump | 40264
78550 | THR-PRM-P-2221 | Pump, Centrifugal, Sludge, South Primary Station 2 | THR-PRM-STA-2 | South Primary Station 2 | Pump,Centrifugal | Pump |  | P
78551 | THR-PRM-P-2231 | Pump, Centrifugal, Sludge, South Primary Station 2 | THR-PRM-SOUTH | Primary Treatment, South Primary | Pump,Centrifugal | Pump |  | P
78552 | THR-PRM-P-2231 | Pump, Centrifugal, Sludge, South Primary Station 2 | THR-PRM-T | Primary Sedimentation Tanks | Pump,Centrifugal | Pump |  | P
78553 | THR-PRM-P-2241 | Pump, Centrifugal, Sludge, South Primary Station 2 | THR-PRM-STA-2 | South Primary Station 2 | Pump,Centrifugal | Pump |  | P
138275 | THR-PRM-P-2221 | Pump, Centrifugal, Sludge, South Primary Station 2 | THR-PRM-SOUTH | Primary Treatment, South Primary | Pump,Centrifugal | Pump |  | P
138276 | THR-PRM-P-2221 | Pump, Centrifugal, Sludge, South Primary Station 2 | THR-PRM-T | Primary Sedimentation Tanks | Pump,Centrifugal | Pump |  | P
138277 | THR-PRM-P-2231 | Pump, Centrifugal, Sludge, South Primary Station 2 | THR-PRM-STA-2 | South Primary Station 2 | Pump,Centrifugal | Pump |  | P
138278 | THR-PRM-P-2241 | Pump, Centrifugal, Sludge, South Primary Station 2 | THR-PRM-SOUTH | Primary Treatment, South Primary | Pump,Centrifugal | Pump |  | P
138279 | THR-PRM-P-2241 | Pump, Centrifugal, Sludge, South Primary Station 2 | THR-PRM-T | Primary Sedimentation Tanks | Pump,Centrifugal | Pump |  | P
78554 | THR-PRM-P-2340 | Pump, Centrifugal, Sludge, South Primary Station 3 | THR-PRM-SOUTH | Primary Treatment, South Primary | Pump,Centrifugal | Pump |  | P
78555 | THR-PRM-P-2340 | Pump, Centrifugal, Sludge, South Primary Station 3 | THR-PRM-STA-3 | South Primary Station 3 | Pump,Centrifugal | Pump |  | P
78556 | THR-PRM-P-2340 | Pump, Centrifugal, Sludge, South Primary Station 3 | THR-PRM-T | Primary Sedimentation Tanks | Pump,Centrifugal | Pump |  | P
78557 | THR-PRM-P-2341 | Pump, Centrifugal, Sludge, South Primary Station 3 | THR-PRM-SOUTH | Primary Treatment, South Primary | Pump,Centrifugal | Pump |  | P
78558 | THR-PRM-P-2341 | Pump, Centrifugal, Sludge, South Primary Station 3 | THR-PRM-STA-3 | South Primary Station 3 | Pump,Centrifugal | Pump |  | P
78559 | THR-PRM-P-2341 | Pump, Centrifugal, Sludge, South Primary Station 3 | THR-PRM-T | Primary Sedimentation Tanks | Pump,Centrifugal | Pump |  | P
52131 | FCL-PAC-P-0301 | Pump, Centrifugal, Slurry, PAC Transfer, Dry Chemical Building PAC Tanks | FCL-PAC | Taste and Odour Control (PAC) | Pump,Centrifugal | Pump |  | P
52132 | FCL-PAC-P-0401 | Pump, Centrifugal, Slurry, PAC Transfer, Dry Chemical Building PAC Tanks | FCL-PAC | Taste and Odour Control (PAC) | Pump,Centrifugal | Pump |  | P
75852 | THR-FPW-P-0014 | Pump, Centrifugal, Sodium Hypochlorite | THR-FPW-P | Filtered Plant Water, Pumps | Pump,Centrifugal | Pump |  | P
75853 | THR-FPW-P-0014 | Pump, Centrifugal, Sodium Hypochlorite | THR-FPW-T-0002 | Tank, Resevoir, Sodium Hypochlorite, Plant Water Building | Pump,Centrifugal | Pump |  | P
135740 | THR-FPW-P-0015 | Pump, Centrifugal, Sodium Hypochlorite | THR-FPW-P | Filtered Plant Water, Pumps | Pump,Centrifugal | Pump |  | P
135741 | THR-FPW-P-0015 | Pump, Centrifugal, Sodium Hypochlorite | THR-FPW-T-0002 | Tank, Resevoir, Sodium Hypochlorite, Plant Water Building | Pump,Centrifugal | Pump |  | P
90011 | WTR-RMI-P-0001 | Pump, Centrifugal, Sprinkler System | WTR-RMI-CW | City Water System | Pump,Centrifugal | Pump |  | P
56969 | TAB-THK-P-0805 | Pump, Centrifugal, SUB, Flotation Tank 0800 | TAB-THK-P-RECYCLE | Floatation - Recycling Pumps | Pump,Centrifugal | Pump |  | P
45990 | TAB-DIG-P-8062 | Pump, Centrifugal, Submersible Sump Pump, Digester 9-12 Control Building Basement | TAB-DIG-P-T9-12 | Digester Tanks 9-12, Sump Pumps | Pump,Centrifugal | Pump |  | P
111335 | TAB-DIG-P-8063 | Pump, Centrifugal, Submersible Sump Pump, Digester 9-12 Control Building Basement | TAB-DIG-P-T9-12 | Digester Tanks 9-12, Sump Pumps | Pump,Centrifugal | Pump |  | P
51597 | TAB-PLT-P-0122 | Pump, Centrifugal, Submersible, Grit Tank, T-0100, Grit Bldg., P Bldg. | TAB-PLT-T-0100 | Tank, Reservoir, Grit Removal, Grit Bldg., P Bldg. | Pump,Centrifugal | Pump |  | P
91443 | FHO-DEW-P-2001 | Pump, Centrifugal, Submersible, Basement Drain Sump, Ozone Building, S2, Outside, North Wall | FHO-DEW | Dewatering & Drainage | Pump,Centrifugal | Pump |  | P
91439 | FHO-DEW-P-1601 | Pump, Centrifugal, Submersible, DeWatering Well, Standby Power Building, S4, Surge Tank Room | FHO-DEW | Dewatering & Drainage | Pump,Centrifugal | Pump |  | P
91440 | FHO-DEW-P-1701 | Pump, Centrifugal, Submersible, DeWatering Well, Standby Power Building, S4, Surge Tank Room | FHO-DEW | Dewatering & Drainage | Pump,Centrifugal | Pump |  | P
91441 | FHO-DEW-P-1801 | Pump, Centrifugal, Submersible, Foundation Drain Well, Ozone Building, S2, Outside, North Wall | FHO-DEW | Dewatering & Drainage | Pump,Centrifugal | Pump |  | P
91442 | FHO-DEW-P-1901 | Pump, Centrifugal, Submersible, Foundation Drain Well, Ozone Building, S2, Outside, North Wall | FHO-DEW | Dewatering & Drainage | Pump,Centrifugal | Pump |  | P
115193 | TAB-PLT-P-0121 | Pump, Centrifugal, Submersible, Grit Tank, T-0100, Grit Bldg., P Bldg. | TAB-PLT-T-0100 | Tank, Reservoir, Grit Removal, Grit Bldg., P Bldg. | Pump,Centrifugal | Pump |  | P
51604 | TAB-PLT-P-0222 | Pump, Centrifugal, Submersible, Grit Tank, T-0200, Grit Bldg., P Bldg. | TAB-PLT-T-0200 | Tank, Reservoir, Grit Removal, Grit Bldg., P Bldg. | Pump,Centrifugal | Pump |  | P
115196 | TAB-PLT-P-0221 | Pump, Centrifugal, Submersible, Grit Tank, T-0200, Grit Bldg., P Bldg. | TAB-PLT-T-0200 | Tank, Reservoir, Grit Removal, Grit Bldg., P Bldg. | Pump,Centrifugal | Pump |  | P
115200 | TAB-PLT-P-0321 | Pump, Centrifugal, Submersible, Grit Tank, T-0300, Grit Bldg., P Bldg. | TAB-PLT-T-0300 | Tank, Reservoir, Grit Removal, Grit Bldg., P Bldg. | Pump,Centrifugal | Pump |  | P
115201 | TAB-PLT-P-0322 | Pump, Centrifugal, Submersible, Grit Tank, T-0300, Grit Bldg., P Bldg. | TAB-PLT-T-0300 | Tank, Reservoir, Grit Removal, Grit Bldg., P Bldg. | Pump,Centrifugal | Pump |  | P
115202 | TAB-PLT-P-0421 | Pump, Centrifugal, Submersible, Grit Tank, T-0400, Grit Bldg., P Bldg. | TAB-PLT-T-0400 | Tank, Reservoir, Grit Removal, Grit Bldg., P Bldg. | Pump,Centrifugal | Pump |  | P
115203 | TAB-PLT-P-0422 | Pump, Centrifugal, Submersible, Grit Tank, T-0400, Grit Bldg., P Bldg. | TAB-PLT-T-0400 | Tank, Reservoir, Grit Removal, Grit Bldg., P Bldg. | Pump,Centrifugal | Pump |  | P
51606 | TAB-PLT-P-0521 | Pump, Centrifugal, Submersible, Grit Tank, T-0500, Grit Bldg., P Bldg. | TAB-PLT-T-0500 | Tank, Reservoir, Grit Removal, Grit Bldg., P Bldg. | Pump,Centrifugal | Pump |  | P
115205 | TAB-PLT-P-0522 | Pump, Centrifugal, Submersible, Grit Tank, T-0500, Grit Bldg., P Bldg. | TAB-PLT-T-0500 | Tank, Reservoir, Grit Removal, Grit Bldg., P Bldg. | Pump,Centrifugal | Pump |  | P
51608 | TAB-PLT-P-0621 | Pump, Centrifugal, Submersible, Grit Tank, T-0600, Grit Bldg., P Bldg. | TAB-PLT-T-0600 | Tank, Reservoir, Grit Removal, Grit Bldg., P Bldg. | Pump,Centrifugal | Pump |  | P
51609 | TAB-PLT-P-0622 | Pump, Centrifugal, Submersible, Grit Tank, T-0600, Grit Bldg., P Bldg. | TAB-PLT-T-0600 | Tank, Reservoir, Grit Removal, Grit Bldg., P Bldg. | Pump,Centrifugal | Pump |  | P
115222 | TAB-PLT-P-5590 | Pump, Centrifugal, Submersible, Pump Chamber, Vacuum Truck Unloading Bay | TAB-PLT-VAC-TRK | Vacuum Truck Unloading Bay | Pump,Centrifugal | Pump |  | P
115223 | TAB-PLT-P-5591 | Pump, Centrifugal, Submersible, Pump Chamber, Vacuum Truck Unloading Bay | TAB-PLT-VAC-TRK | Vacuum Truck Unloading Bay | Pump,Centrifugal | Pump |  | P
116000 | TAB-PRM-P-5130 | Pump, Centrifugal, Submersible, Sump, Primary Tank, T-0900 Gallery | TAB-PRM-P-P | P Building - Primary Sludge Pumping | Pump,Submersible | Pump |  | P
116001 | TAB-PRM-P-5131 | Pump, Centrifugal, Submersible, Sump, Primary Tank, T-0900 Gallery | TAB-PRM-P-P | P Building - Primary Sludge Pumping | Pump,Submersible | Pump |  | P
52512 | TAB-PRM-P-5128 | Pump, Centrifugal, Submersible, Sump, Unwatering Pump Room, South East of Grit Tanks | TAB-PRM-P-P | P Building - Primary Sludge Pumping | Pump,Centrifugal | Pump |  | P
115999 | TAB-PRM-P-5129 | Pump, Centrifugal, Submersible, Sump, Unwatering Pump Room, South East of Grit Tanks | TAB-PRM-P-P | P Building - Primary Sludge Pumping | Pump,Centrifugal | Pump |  | P
146208 | WTR-PPD-P-0601S | Pump, Centrifugal, Sump | WTR-PPD-AUX | Auxiliary Equipment (Building Facilities) | Pump,Centrifugal | Pump | 38845 | P
135408 | THR-ELS-P-3619A | Pump, Centrifugal, Sump, Administration Building, Plant Services, Flood Monitoring System | THR-ELS-ADM | Electrical System, Administration Building | Pump,Centrifugal | Pump |  | P
135409 | THR-ELS-P-3619B | Pump, Centrifugal, Sump, Administration Building, Plant Services, Flood Monitoring System | THR-ELS-ADM | Electrical System, Administration Building | Pump,Centrifugal | Pump |  | P
78980 | THR-PRS-P-0057S | Pump, Centrifugal, Sump, Chemical Building, Secondary Treatment, Phosphorous Removal | THR-PRS-DRN | Phosphorous Removal System, Drain | Pump,Centrifugal | Pump | 39834 | P
64870 | THC-INC-P-0313 | Pump, Centrifugal, Sump, Decant, Incinerator Building | THC-GRK-SUMP PUMP | Sump Pumps, | Pump,Centrifugal | Pump |  | P
126637 | THC-INC-P-0314 | Pump, Centrifugal, Sump, Decant, Incinerator Building | THC-GRK-SUMP PUMP | Sump Pumps, | Pump,Centrifugal | Pump |  | P
136254 | THR-FT-P-4880 | Pump, Centrifugal, Sump, Gallery T19 | THR-FT-DRN | Final Tank, Drainage, Sump Pumps | Pump,Centrifugal | Pump |  | P
64868 | THC-INC-P-0310SU | Pump, Centrifugal, Sump, Heat Treatment, Incin. Building | THC-OBSOLETE-WA1 | Obsolete Equipments for WA1 | Pump,Centrifugal | Pump |  | P
126635 | THC-INC-P-0310SU | Pump, Centrifugal, Sump, Heat Treatment, Incin. Building | THC-GRK-SUMP PUMP | Sump Pumps, | Pump,Centrifugal | Pump |  | P
89641 | WTR-RDF-P-0007 | Pump, Centrifugal, Sump, North Valve House | WTR-RDF-AUX | Auxiliary Equipment (Building Facilities) | Pump,Centrifugal | Pump |  | P
89642 | WTR-RDF-P-0008 | Pump, Centrifugal, Sump, North Valve House | WTR-RDF-AUX | Auxiliary Equipment (Building Facilities) | Pump,Centrifugal | Pump |  | P
77633 | THR-OCS-P-3970A | Pump, Centrifugal, Sump, Odour Control System | THR-OCS-P | Odour Control System, Pumps | Pump,Centrifugal | Pump |  | P
137429 | THR-OCS-P-3970B | Pump, Centrifugal, Sump, Odour Control System | THR-OCS-P | Odour Control System, Pumps | Pump,Centrifugal | Pump |  | P
135739 | THR-FPW-P-0012 | Pump, Centrifugal, Sump, Plant Water Building, Plant Services, Flood Monitoring System | THR-FPW-P | Filtered Plant Water, Pumps | Pump,Centrifugal | Pump |  | P
3371 | COL-PCU-P-0001 | Pump, Centrifugal, Sump, Pump Floor, Cumber PS | COL-PCU | Cumber Pumping Station | Pump | Pump |  | P
3372 | COL-PCU-P-0001 | Pump, Centrifugal, Sump, Pump Floor, Cumber PS | COL-PCU-AUX-MECH | Mechanical Equipment | Pump | Pump |  | P
17915 | COL-PCU-P-0001 | Pump, Centrifugal, Sump, Pump Floor, Cumber PS | COL-PCU-MISC | Miscellaneous Equipment | Pump | Pump |  | P
6834 | COL-PWR-P-0001 | Pump, Centrifugal, Sump, Pump Floor, West Rouge PS | COL-PWR | West Rouge Pumping Station | Pump,Submersible | Pump |  | P
6835 | COL-PWR-P-0001 | Pump, Centrifugal, Sump, Pump Floor, West Rouge PS | COL-PWR-AUX-MECH | Mechanical Equipment | Pump,Submersible | Pump |  | P
6836 | COL-PWR-P-0001 | Pump, Centrifugal, Sump, Pump Floor, West Rouge PS | COL-PWR-MISC | Miscellaneous Equipment | Pump,Submersible | Pump |  | P
89643 | WTR-RDF-P-0301 | Pump, Centrifugal, Sump, South Valve House | WTR-RDF-AUX | Auxiliary Equipment (Building Facilities) | Pump,Centrifugal | Pump |  | P
89644 | WTR-RDF-P-0302 | Pump, Centrifugal, Sump, South Valve House | WTR-RDF-AUX | Auxiliary Equipment (Building Facilities) | Pump,Centrifugal | Pump |  | P
136252 | THR-FT-P-4861 | Pump, Centrifugal, Sump, Sump Pit No. 31,SP RAS PS | THR-FT-DRN | Final Tank, Drainage, Sump Pumps | Pump,Submersible | Pump |  | P
71368 | THR-AER-P-4801 | Pump, Centrifugal, Sump, T14S | THR-AER-DRN | Aeration Tank Drainage & Sump Pump | Pump,Centrifugal | Pump |  | P
71369 | THR-AER-P-4810 | Pump, Centrifugal, Sump, T14S | THR-AER-DRN | Aeration Tank Drainage & Sump Pump | Pump,Centrifugal | Pump |  | P
71370 | THR-AER-P-4811 | Pump, Centrifugal, Sump, T14S | THR-AER-DRN | Aeration Tank Drainage & Sump Pump | Pump,Centrifugal | Pump |  | P
131506 | THR-AER-P-4800 | Pump, Centrifugal, Sump, T14S | THR-AER-DRN | Aeration Tank Drainage & Sump Pump | Pump,Centrifugal | Pump |  | P
76398 | THR-FT-P-4840 | Pump, Centrifugal, Sump, T15 | THR-FT-DRN | Final Tank, Drainage, Sump Pumps | Pump,Submersible | Pump |  | P
76399 | THR-FT-P-4841 | Pump, Centrifugal, Sump, T15 | THR-FT-DRN | Final Tank, Drainage, Sump Pumps | Pump,Submersible | Pump |  | P
71371 | THR-AER-P-4890 | Pump, Centrifugal, Sump, T17E | THR-AER-DRN | Aeration Tank Drainage & Sump Pump | Pump,Centrifugal | Pump |  | P
131507 | THR-AER-P-4891 | Pump, Centrifugal, Sump, T17E | THR-AER-DRN | Aeration Tank Drainage & Sump Pump | Pump,Centrifugal | Pump |  | P
76402 | THR-FT-P-4881 | Pump, Centrifugal, Sump, T19 | THR-FT-DRN | Final Tank, Drainage, Sump Pumps | Pump,Centrifugal | Pump |  | P
76401 | THR-FT-P-4870 | Pump, Centrifugal, Sump, T20N | THR-FT-DRN | Final Tank, Drainage, Sump Pumps | Pump,Centrifugal | Pump |  | P
136253 | THR-FT-P-4871 | Pump, Centrifugal, Sump, T20N | THR-FT-DRN | Final Tank, Drainage, Sump Pumps | Pump,Centrifugal | Pump |  | P
76396 | THR-FT-P-4820 | Pump, Centrifugal, Sump, T20s | THR-FT-DRN | Final Tank, Drainage, Sump Pumps | Pump,Submersible | Pump |  | P
76397 | THR-FT-P-4821 | Pump, Centrifugal, Sump, T20s | THR-FT-DRN | Final Tank, Drainage, Sump Pumps | Pump,Submersible | Pump |  | P
135412 | THR-ELS-P-6828A | Pump, Centrifugal, Sump, West Substation, Plant Services, Flood Monitoring System | THR-ELS-WS | Electrical System, West Substation | Pump,Centrifugal | Pump |  | P
136250 | THR-FT-P-4851 | Pump, Centrifugal, Sump,Sump Pit No. 31, SP RAS PS | THR-FT-DRN | Final Tank, Drainage, Sump Pumps | Pump,Submersible | Pump |  | P
76400 | THR-FT-P-4850 | Pump, Centrifugal, Sump,Sump Pit No. 31,SP RAS PS | THR-FT-DRN | Final Tank, Drainage, Sump Pumps | Pump,Submersible | Pump |  | P
136251 | THR-FT-P-4860 | Pump, Centrifugal, Sump,Sump pit#30, SP RAS PS, | THR-FT-DRN | Final Tank, Drainage, Sump Pumps | Pump,Submersible | Pump |  | P
76305 | THR-FT-P-2402S | Pump, Centrifugal, Tank 1500, RAS Pumping,Tunnel 20 East of T-15, South | THR-FT-RAS-P | Final Tank, Return Activated Sludge Pumping | Pump,Centrifugal | Pump | 39523 | P
76306 | THR-FT-P-2402S | Pump, Centrifugal, Tank 1500, RAS Pumping,Tunnel 20 East of T-15, South | THR-FT-RAS-P-S | Pumps, Return Activated Sludge, South | Pump,Centrifugal | Pump | 39523 | P
76304 | THR-FT-P-2401 | Pump, Centrifugal, Tank 1500, RAS Pumping,Tunnel 20 East of T-15,South | THR-FT-RAS-P | Final Tank, Return Activated Sludge Pumping | Pump,Centrifugal | Pump |  | P
136171 | THR-FT-P-2401 | Pump, Centrifugal, Tank 1500, RAS Pumping,Tunnel 20 East of T-15,South | THR-FT-RAS-P-S | Pumps, Return Activated Sludge, South | Pump,Centrifugal | Pump |  | P
76307 | THR-FT-P-2521 | Pump, Centrifugal, Tank 1600 & 1700, RAS Pumping,Tunnel 23, South | THR-FT-RAS-P | Final Tank, Return Activated Sludge Pumping | Pump,Centrifugal | Pump |  | P
76308 | THR-FT-P-2521 | Pump, Centrifugal, Tank 1600 & 1700, RAS Pumping,Tunnel 23, South | THR-FT-RAS-P-S | Pumps, Return Activated Sludge, South | Pump,Centrifugal | Pump |  | P
76309 | THR-FT-P-2522 | Pump, Centrifugal, Tank 1600 & 1700, RAS Pumping,Tunnel 23, South | THR-FT-RAS-P-S | Pumps, Return Activated Sludge, South | Pump,Centrifugal | Pump |  | P
76312 | THR-FT-P-2524 | Pump, Centrifugal, Tank 1600 & 1700, RAS Pumping,Tunnel 23, South | THR-FT-RAS-P | Final Tank, Return Activated Sludge Pumping | Pump,Centrifugal | Pump |  | P
76313 | THR-FT-P-2524 | Pump, Centrifugal, Tank 1600 & 1700, RAS Pumping,Tunnel 23, South | THR-FT-RAS-P-S | Pumps, Return Activated Sludge, South | Pump,Centrifugal | Pump |  | P
136172 | THR-FT-P-2520 | Pump, Centrifugal, Tank 1600 & 1700, RAS Pumping,Tunnel 23, South | THR-FT-RAS-P | Final Tank, Return Activated Sludge Pumping | Pump,Centrifugal | Pump |  | P
136173 | THR-FT-P-2520 | Pump, Centrifugal, Tank 1600 & 1700, RAS Pumping,Tunnel 23, South | THR-FT-RAS-P-S | Pumps, Return Activated Sludge, South | Pump,Centrifugal | Pump |  | P
136174 | THR-FT-P-2522 | Pump, Centrifugal, Tank 1600 & 1700, RAS Pumping,Tunnel 23, South | THR-FT-RAS-P | Final Tank, Return Activated Sludge Pumping | Pump,Centrifugal | Pump |  | P
76310 | THR-FT-P-2523 | Pump, Centrifugal, Tank 1600 & 1700, RAS Pumping,Tunnel 23,South | THR-FT-RAS-P | Final Tank, Return Activated Sludge Pumping | Pump,Centrifugal | Pump |  | P
76311 | THR-FT-P-2523 | Pump, Centrifugal, Tank 1600 & 1700, RAS Pumping,Tunnel 23,South | THR-FT-RAS-P-S | Pumps, Return Activated Sludge, South | Pump,Centrifugal | Pump |  | P
85117 | WTR-PAH-P-0200 | Pump, Centrifugal, To District 5 | WTR-PAH-P | Pumping | Pump | Pump |  | P
85118 | WTR-PAH-P-0300 | Pump, Centrifugal, To District 5 | WTR-PAH-P | Pumping | Pump,Centrifugal | Pump |  | P
85119 | WTR-PAH-P-0300S | Pump, Centrifugal, To District 5 | WTR-PAH-P | Pumping | Pump,Centrifugal | Pump | 38908 | P
85120 | WTR-PAH-P-0300S | Pump, Centrifugal, To District 5 | WTR-SUSPENDED | Suspended Obsolete entity for storage purpose | Pump,Centrifugal | Pump | 38908 | P
143574 | WTR-PAH-P-0100 | Pump, Centrifugal, To District 5 | WTR-PAH-P | Pumping | Pump | Pump |  | P
86898 | WTR-PJS-P-0400 | Pump, Centrifugal, To DLWC | WTR-PJS-P | Pumping | Pump,Centrifugal | Pump |  | P
145063 | WTR-PJS-P-0100 | Pump, Centrifugal, To DLWC | WTR-PJS-P | Pumping | Pump,Centrifugal | Pump |  | P
145064 | WTR-PJS-P-0200 | Pump, Centrifugal, To DLWC | WTR-PJS-P | Pumping | Pump,Centrifugal | Pump |  | P
145065 | WTR-PJS-P-0300 | Pump, Centrifugal, To DLWC | WTR-PJS-P | Pumping | Pump,Centrifugal | Pump |  | P
145066 | WTR-PJS-P-0500 | Pump, Centrifugal, To DLWC | WTR-PJS-P | Pumping | Pump,Centrifugal | Pump |  | P
89438 | WTR-PWT-P-1030 | Pump, Centrifugal, Transfer, Fuel Bulk Storage Tank | WTR-PWT-T-1010 | Tank, Fuel, Bulk Storage, Pumping Station, Outdoor Generator Enclosure | Pump,Centrifugal | Pump |  | P
147096 | WTR-PWT-P-1020 | Pump, Centrifugal, Transfer, Fuel Bulk Storage Tank | WTR-PWT-T-1010 | Tank, Fuel, Bulk Storage, Pumping Station, Outdoor Generator Enclosure | Pump,Centrifugal | Pump |  | P
29010 | FIS-ELS-P-2101B | Pump, Centrifugal, Transfer, Storage Tank T-2101 to Day Tank 2102, Workshop Building, Pump Room | FIS-ELS-GEN-2100 | Generator, Diesel, Emergency, 4160V, 750KW, Workshop Building, Generator Room |  | Pump |  | P
97041 | FIS-ELS-P-2101A | Pump, Centrifugal, Transfer, Storage Tank T-2101 to Day Tank 2102, Workshop Building, Pump Room | FIS-ELS-GEN-2100 | Generator, Diesel, Emergency, 4160V, 750KW, Workshop Building, Generator Room |  | Pump |  | P
29011 | FIS-ELS-P-2201B | Pump, Centrifugal, Transfer, Storage Tank T-2201 to Day Tank 2102, Workshop Building, Pump Room | FIS-ELS-GEN-2200 | Generator, Diesel, Emergency, 4160V, 750KW, Workshop Building, Generator Room |  | Pump |  | P
97042 | FIS-ELS-P-2201A | Pump, Centrifugal, Transfer, Storage Tank T-2201 to Day Tank 2102, Workshop Building, Pump Room | FIS-ELS-GEN-2200 | Generator, Diesel, Emergency, 4160V, 750KW, Workshop Building, Generator Room |  | Pump |  | P
27040 | FHO-TRW-P-0300 | Pump, Centrifugal, Treated Water Building, S3, Treated Water Pump Room | FHO TRW PUMPING | Treated Water Pumping | Pump,Centrifugal | Pump |  | P
27041 | FHO-TRW-P-0300 | Pump, Centrifugal, Treated Water Building, S3, Treated Water Pump Room | FHO-TRW-P-0300-KQ | TRW Pump Unit 3 | Pump,Centrifugal | Pump |  | P
27042 | FHO-TRW-P-0400 | Pump, Centrifugal, Treated Water Building, S3, Treated Water Pump Room | FHO TRW PUMPING | Treated Water Pumping | Pump,Centrifugal | Pump |  | P
27044 | FHO-TRW-P-0500 | Pump, Centrifugal, Treated Water Building, S3, Treated Water Pump Room | FHO-TRW-P-0500-KQ | TRW Pump Unit 5 | Pump,Centrifugal | Pump |  | P
27047 | FHO-TRW-P-0600 | Pump, Centrifugal, Treated Water Building, S3, Treated Water Pump Room | FHO TRW PUMPING | Treated Water Pumping | Pump,Centrifugal | Pump |  | P
27048 | FHO-TRW-P-0600 | Pump, Centrifugal, Treated Water Building, S3, Treated Water Pump Room | FHO-TRW-P-1100-KQ | TRW Pump Unit 11 | Pump,Centrifugal | Pump |  | P
27051 | FHO-TRW-P-0800 | Pump, Centrifugal, Treated Water Building, S3, Treated Water Pump Room | FHO TRW PUMPING | Treated Water Pumping | Pump,Centrifugal | Pump |  | P
27052 | FHO-TRW-P-0800 | Pump, Centrifugal, Treated Water Building, S3, Treated Water Pump Room | FHO-TRW-P-0800-KQ | TRW Pump Unit 8 | Pump,Centrifugal | Pump |  | P
27056 | FHO-TRW-P-1000 | Pump, Centrifugal, Treated Water Building, S3, Treated Water Pump Room | FHO TRW PUMPING | Treated Water Pumping | Pump,Centrifugal | Pump |  | P
27057 | FHO-TRW-P-1000 | Pump, Centrifugal, Treated Water Building, S3, Treated Water Pump Room | FHO-TRW-P-1000-KQ | TRW Pump Unit 10 | Pump,Centrifugal | Pump |  | P
27062 | FHO-TRW-P-3000 | Pump, Centrifugal, Treated Water Building, S3, Treated Water Pump Room | FHO-TRW-P-3000-KQ | TRW Pump Unit 30 | Pump,Centrifugal | Pump |  | P
95477 | FHO-TRW-P-0100 | Pump, Centrifugal, Treated Water Building, S3, Treated Water Pump Room | FHO TRW PUMPING | Treated Water Pumping | Pump,Centrifugal | Pump |  | P
95478 | FHO-TRW-P-0100 | Pump, Centrifugal, Treated Water Building, S3, Treated Water Pump Room | FHO-TRW-P-0100-KQ | TRW Pump Unit 1 | Pump,Centrifugal | Pump |  | P
95492 | FHO-TRW-P-0500 | Pump, Centrifugal, Treated Water Building, S3, Treated Water Pump Room | FHO TRW PUMPING | Treated Water Pumping | Pump,Centrifugal | Pump |  | P
95500 | FHO-TRW-P-2900 | Pump, Centrifugal, Treated Water Building, S3, Treated Water Pump Room | FHO TRW PUMPING | Treated Water Pumping | Pump,Centrifugal | Pump |  | P
95501 | FHO-TRW-P-3000 | Pump, Centrifugal, Treated Water Building, S3, Treated Water Pump Room | FHO TRW PUMPING | Treated Water Pumping | Pump,Centrifugal | Pump |  | P
30803 | FIS-TRW-P-0002 | Pump, Centrifugal, Treated Water From Clearwell, Sampling Building, Lower Floor, East | FIS-TRW OUTPUT | Treated Water Output Sampling | Pump,Centrifugal | Pump |  | P
30801 | FIS-TRW-P-0001A | Pump, Centrifugal, Treated Water Output Sampling, Chemical Sampling Building, Lower Level | FIS-TRW OUTPUT | Treated Water Output Sampling | Pump,Centrifugal | Pump |  | P
30802 | FIS-TRW-P-0001B | Pump, Centrifugal, Treated Water Output Sampling, Chemical Sampling Building, Lower Level | FIS-TRW OUTPUT | Treated Water Output Sampling | Pump,Centrifugal | Pump |  | P
18076 | FHA-TRW-P-0100 | Pump, Centrifugal, Treated Water to Dist #1 Rosehill Reservoir, Pump Building, High Lift Pump Room | FHA-TRW-TWP | Treated Water Pumping | Pump,Gear | Pump |  | P
82023 | FHA-TRW-P-0100 | Pump, Centrifugal, Treated Water to Dist #1 Rosehill Reservoir, Pump Building, High Lift Pump Room | FHA-TRW-P-0100-KQ | Treated Water Pumping Unit #1 | Pump,Gear | Pump |  | P
82025 | FHA-TRW-P-0200 | Pump, Centrifugal, Treated Water to Dist #1 Rosehill Reservoir, Pump Building, High Lift Pump Room | FHA-TRW-P-0200-KQ | Treated Water Pumping Unit #2 |  | Pump |  | P
82026 | FHA-TRW-P-0200 | Pump, Centrifugal, Treated Water to Dist #1 Rosehill Reservoir, Pump Building, High Lift Pump Room | FHA-TRW-TWP | Treated Water Pumping |  | Pump |  | P
30809 | FIS-TRW-P-0400-SUS | Pump, Centrifugal, Treated Water to Island Distribution System, High Lift Pumping Station | FIS-SUSPENDED | Obsolete Entities/Processes | Pump,Centrifugal | Pump | 38440 | P
30811 | FIS-TRW-P-0600-SUS | Pump, Centrifugal, Treated Water to Island Distribution System, High Lift Pumping Station | FIS-SUSPENDED | Obsolete Entities/Processes | Pump,Centrifugal | Pump | 38441 | P
98712 | FIS-TRW-P-0400-SUS | Pump, Centrifugal, Treated Water to Island Distribution System, High Lift Pumping Station | FIS-TRW-PUMPING | Treated Water Pumping | Pump,Centrifugal | Pump | 38440 | P
98713 | FIS-TRW-P-0600-SUS | Pump, Centrifugal, Treated Water to Island Distribution System, High Lift Pumping Station | FIS-TRW-PUMPING | Treated Water Pumping | Pump,Centrifugal | Pump | 38441 | P
30805 | FIS-TRW-P-0100 | Pump, Centrifugal, Treated Water to Island Distribution System, Workshop Building, High Lift PS | FIS-TRW-PUMPING | Treated Water Pumping | Pump,Centrifugal | Pump |  | P
30808 | FIS-TRW-P-0300 | Pump, Centrifugal, Treated Water to Island Distribution System, Workshop Building, High Lift PS | FIS-TRW-PUMPING | Treated Water Pumping | Pump,Centrifugal | Pump |  | P
30810 | FIS-TRW-P-0500 | Pump, Centrifugal, Treated Water to Island Distribution System, Workshop Building, High Lift PS | FIS-TRW-PUMPING | Treated Water Pumping | Pump,Centrifugal | Pump |  | P
82038 | FHA-TRW-P-1400 | Pump, Centrifugal, Treated Water to Scarborough. Pump Building, High Lift Pump Room #2 | FHA-TRW-TWP | Treated Water Pumping |  | Pump |  | P
82039 | FHA-TRW-P-1500 | Pump, Centrifugal, Treated Water to Scarborough. Pump Building, High Lift Pump Room #2 | FHA-TRW-P-1500-KQ | Treated Water Pumping Unit #15 |  | Pump |  | P
82040 | FHA-TRW-P-1500 | Pump, Centrifugal, Treated Water to Scarborough. Pump Building, High Lift Pump Room #2 | FHA-TRW-TWP | Treated Water Pumping |  | Pump |  | P
82042 | FHA-TRW-P-1600 | Pump, Centrifugal, Treated Water to Scarborough. Pump Building, High Lift Pump Room #2 | FHA-TRW-TWP | Treated Water Pumping |  | Pump |  | P
18083 | FHA-TRW-P-0400A | Pump, Centrifugal, Treated Water to to Dist #2 Eglin ton Reservoir,Pump Building,High Lift Pump Room | FHA-TRW-TWP | Treated Water Pumping |  | Pump |  | P
82032 | FHA-TRW-P-0400A | Pump, Centrifugal, Treated Water to to Dist #2 Eglin ton Reservoir,Pump Building,High Lift Pump Room | FHA-TRW-P-0400A-KQ | Treated Water Pumping Unit #4A |  | Pump |  | P
82034 | FHA-TRW-P-0400B | Pump, Centrifugal, Treated Water to to Dist #2 St. Clair Reservoir,Pump Building,High Lift Pump Room | FHA-TRW-P-0400B-KQ | Treated Water Pumping Unit #4B |  | Pump |  | P
82035 | FHA-TRW-P-0400B | Pump, Centrifugal, Treated Water to to Dist #2 St. Clair Reservoir,Pump Building,High Lift Pump Room | FHA-TRW-TWP | Treated Water Pumping |  | Pump |  | P
95485 | FHO-TRW-P-0101C | Pump, Centrifugal, TRW Output Sampling, S2, Ozone Bldg,West End,Inside Secondary TRW Suction Channel | FHO TRW OUTPUT | Treated Water Output Sampling |  | Pump |  | P
78193 | THR-PLT-P-2301 | Pump, Centrifugal, Unwatering, Preliminary Treatment, Grit Removal - Grit Tanks - North Plant | THR-PLT-DRN | Preliminary Treatment, Drain & Sump Pump | Pump,Centrifugal | Pump |  | P
137914 | THR-PLT-P-2300 | Pump, Centrifugal, Unwatering, Preliminary Treatment, Grit Removal - Grit Tanks - North Plant | THR-PLT-DRN | Preliminary Treatment, Drain & Sump Pump | Pump,Centrifugal | Pump |  | P
71812 | THR-BG-P-1204 | Pump, Centrifugal, Used Oil, Engine Lubrication Oil System-Unit No 2, Engine-Generator & Heat Recovery System | THR-CG-ENG-1201 | Engine, Generator NT1788901, Engine Room, Engine-Generator & Heat Recovery System | Pump,Centrifugal | Pump |  | P
131868 | THR-BG-P-1203 | Pump, Centrifugal, Used Oil, Engine Lubrication Oil System-Unit No 2, Engine-Generator & Heat Recovery System | THR-CG-ENG-1201 | Engine, Generator NT1788901, Engine Room, Engine-Generator & Heat Recovery System | Pump,Centrifugal | Pump |  | P
72120 | THR-CG-P-1203 | Pump, Centrifugal, Used Oil, Lube Oil System, Engine-Generator 1101 & 1201 | THR-CG-ENG-1201 | Engine, Generator NT1788901, Engine Room, Engine-Generator & Heat Recovery System |  | Pump |  | P
132114 | THR-CG-P-1204 | Pump, Centrifugal, Used Oil, Lube Oil System, Engine-Generator 1101 & 1201 | THR-CG-ENG-1201 | Engine, Generator NT1788901, Engine Room, Engine-Generator & Heat Recovery System |  | Pump |  | P
86903 | WTR-PJS-P-1001 | Pump, Centrifugal, Vacuum | WTR-PJS-C-1101 | Compressor, Vacuum Priming Unit | Pump,Centrifugal | Pump |  | P
145067 | WTR-PJS-P-1002 | Pump, Centrifugal, Vacuum | WTR-PJS-C-1101 | Compressor, Vacuum Priming Unit | Pump,Centrifugal | Pump |  | P
24566 | FHO-MCS-P-0101 | Pump, Centrifugal, Vacuum Tanks T-0101&0201, S3, Compressor Room | FHO-MCS-P-0101-KQ | Vacuum Priming Pump 1 | Pump,Centrifugal,Vacuum | Pump |  | P
24567 | FHO-MCS-P-0101 | Pump, Centrifugal, Vacuum Tanks T-0101&0201, S3, Compressor Room | FHO-TRW-VP | Vacuum Priming | Pump,Centrifugal,Vacuum | Pump |  | P
24568 | FHO-MCS-P-0201 | Pump, Centrifugal, Vacuum Tanks T-0101&0201, S3, Compressor Room | FHO-MCS-P-0201-KQ | Vacuum Priming Pump 2 | Pump,Centrifugal,Vacuum | Pump |  | P
24569 | FHO-MCS-P-0201 | Pump, Centrifugal, Vacuum Tanks T-0101&0201, S3, Compressor Room | FHO-TRW-VP | Vacuum Priming | Pump,Centrifugal,Vacuum | Pump |  | P
93781 | FHO-MCS-P-0301 | Pump, Centrifugal, Vacuum Tanks T-0101&0201, S3, Compressor Room | FHO-MCS-P-0301-KQ | Vacuum Priming Pump 3 | Pump,Centrifugal,Vacuum | Pump |  | P
93782 | FHO-MCS-P-0301 | Pump, Centrifugal, Vacuum Tanks T-0101&0201, S3, Compressor Room | FHO-TRW-VP | Vacuum Priming | Pump,Centrifugal,Vacuum | Pump |  | P
78560 | THR-PRM-P-2420 | Pump, Centrifugal, VFD, PT #09 - sludge pump 1 | THR-PRM-NORTH | Primary Treatment, North Primary | Pump,Centrifugal | Pump |  | P
78561 | THR-PRM-P-2420 | Pump, Centrifugal, VFD, PT #09 - sludge pump 1 | THR-PRM-SLP-N | Sludge Pumping, Primary Treatment, North Primary | Pump,Centrifugal | Pump |  | P
78562 | THR-PRM-P-2430 | Pump, Centrifugal, VFD, PT #09 - sludge pump 2 | THR-PRM-NORTH | Primary Treatment, North Primary | Pump,Centrifugal | Pump |  | P
138280 | THR-PRM-P-2430 | Pump, Centrifugal, VFD, PT #09 - sludge pump 2 | THR-PRM-SLP-N | Sludge Pumping, Primary Treatment, North Primary | Pump,Centrifugal | Pump |  | P
78563 | THR-PRM-P-2520 | Pump, Centrifugal, VFD, PT #10 - sludge pump 1 | THR-PRM-NORTH | Primary Treatment, North Primary | Pump,Centrifugal | Pump |  | P
138281 | THR-PRM-P-2520 | Pump, Centrifugal, VFD, PT #10 - sludge pump 1 | THR-PRM-SLP-N | Sludge Pumping, Primary Treatment, North Primary | Pump,Centrifugal | Pump |  | P
78564 | THR-PRM-P-2530 | Pump, Centrifugal, VFD, PT #10 - sludge pump 2 | THR-PRM-SLP-N | Sludge Pumping, Primary Treatment, North Primary | Pump,Centrifugal | Pump |  | P
138282 | THR-PRM-P-2530 | Pump, Centrifugal, VFD, PT #10 - sludge pump 2 | THR-PRM-NORTH | Primary Treatment, North Primary | Pump,Centrifugal | Pump |  | P
78565 | THR-PRM-P-2620 | Pump, Centrifugal, VFD, PT #11 - sludge pump 1 | THR-PRM-SLP-N | Sludge Pumping, Primary Treatment, North Primary | Pump,Centrifugal | Pump |  | P
138283 | THR-PRM-P-2620 | Pump, Centrifugal, VFD, PT #11 - sludge pump 1 | THR-PRM-NORTH | Primary Treatment, North Primary | Pump,Centrifugal | Pump |  | P
78566 | THR-PRM-P-2630 | Pump, Centrifugal, VFD, PT #11 - sludge pump 2 | THR-PRM-NORTH | Primary Treatment, North Primary | Pump,Centrifugal | Pump |  | P
138284 | THR-PRM-P-2630 | Pump, Centrifugal, VFD, PT #11 - sludge pump 2 | THR-PRM-SLP-N | Sludge Pumping, Primary Treatment, North Primary | Pump,Centrifugal | Pump |  | P
76385 | THR-FT-P-4501 | Pump, Centrifugal, WAS, RAS Pumping Station - South | THR-FT-WAS-P-S | Final Tank, Waste Activated Sludge Pumping-South | Pump,Submersible | Pump |  | P
76386 | THR-FT-P-4502 | Pump, Centrifugal, WAS, RAS Pumping Station - South | THR-FT-WAS-P-S | Final Tank, Waste Activated Sludge Pumping-South | Pump,Submersible | Pump |  | P
76349 | THR-FT-P-4063 | Pump, Centrifugal, WAS, Secondary Treatment, WAS Pumping | THR-S-E | SUSPENDED ENTITY | Pump,Centrifugal | Pump | 33900 | P
76350 | THR-FT-P-4064 | Pump, Centrifugal, WAS, Secondary Treatment, WAS Pumping | THR-FT-WAS-P | Final Tank, Waste Activated Sludge Pumping | Pump,Centrifugal | Pump | 33901 | P
76351 | THR-FT-P-4065 | Pump, Centrifugal, WAS, Secondary Treatment, WAS Pumping | THR-S-E | SUSPENDED ENTITY | Pump,Centrifugal | Pump | 33902 | P
76352 | THR-FT-P-4066 | Pump, Centrifugal, WAS, Secondary Treatment, WAS Pumping | THR-FT-WAS-P | Final Tank, Waste Activated Sludge Pumping | Pump,Centrifugal | Pump | 33903 | P
136219 | THR-FT-P-4054S | Pump, Centrifugal, WAS, Secondary Treatment, WAS Pumping | THR-FT-WAS-P | Final Tank, Waste Activated Sludge Pumping | Pump,Centrifugal | Pump | 40092 | P
136220 | THR-FT-P-4063 | Pump, Centrifugal, WAS, Secondary Treatment, WAS Pumping | THR-FT-WAS-P | Final Tank, Waste Activated Sludge Pumping | Pump,Centrifugal | Pump | 33900 | P
136221 | THR-FT-P-4064 | Pump, Centrifugal, WAS, Secondary Treatment, WAS Pumping | THR-S-E | SUSPENDED ENTITY | Pump,Centrifugal | Pump | 33901 | P
136222 | THR-FT-P-4065 | Pump, Centrifugal, WAS, Secondary Treatment, WAS Pumping | THR-FT-WAS-P | Final Tank, Waste Activated Sludge Pumping | Pump,Centrifugal | Pump | 33902 | P
136223 | THR-FT-P-4066 | Pump, Centrifugal, WAS, Secondary Treatment, WAS Pumping | THR-S-E | SUSPENDED ENTITY | Pump,Centrifugal | Pump | 33903 | P
136218 | THR-FT-P-4053S | Pump, Centrifugal, WAS, Secondary Treatment, WAS Pumping (NIS) | THR-FT-WAS-P | Final Tank, Waste Activated Sludge Pumping | Pump,Centrifugal | Pump | 38036 | P
76353 | THR-FT-P-4100S | Pump, Centrifugal, WAS, Tank 0100, South, Secondary Treatment, WAS Pumping | THR-FT-T-0100 | Tank, Final Settling, Mixed Liquor, Secondary Clarification - South (Tank#01) | Pump,Centrifugal | Pump | 38037 | P
76354 | THR-FT-P-4100S | Pump, Centrifugal, WAS, Tank 0100, South, Secondary Treatment, WAS Pumping | THR-FT-WAS-P | Final Tank, Waste Activated Sludge Pumping | Pump,Centrifugal | Pump | 38037 | P
76355 | THR-FT-P-4101S | Pump, Centrifugal, WAS, Tank 0200, South, Secondary Treatment, WAS Pumping | THR-FT-T-0200 | Tank, Final Settling, Mixed Liquor, Secondary Clarification - South (Tank#02) | Pump,Centrifugal | Pump | 37992 | P
76356 | THR-FT-P-4101S | Pump, Centrifugal, WAS, Tank 0200, South, Secondary Treatment, WAS Pumping | THR-FT-WAS-P | Final Tank, Waste Activated Sludge Pumping | Pump,Centrifugal | Pump | 37992 | P
76357 | THR-FT-P-4102S | Pump, Centrifugal, WAS, Tank 0300, South, Secondary Treatment, WAS Pumping | THR-FT-T-0300 | Tank, Final Settling, Mixed Liquor, Secondary Clarification - South (Tank#03) | Pump,Centrifugal | Pump | 38038 | P
76358 | THR-FT-P-4102S | Pump, Centrifugal, WAS, Tank 0300, South, Secondary Treatment, WAS Pumping | THR-FT-WAS-P | Final Tank, Waste Activated Sludge Pumping | Pump,Centrifugal | Pump | 38038 | P
76359 | THR-FT-P-4103S | Pump, Centrifugal, WAS, Tank 0400, South, Secondary Treatment, WAS Pumping | THR-FT-T-0400 | Tank, Final Settling, Mixed Liquor, Secondary Clarification - South (Tank#04) | Pump,Centrifugal | Pump | 37991 | P
76360 | THR-FT-P-4103S | Pump, Centrifugal, WAS, Tank 0400, South, Secondary Treatment, WAS Pumping | THR-FT-WAS-P | Final Tank, Waste Activated Sludge Pumping | Pump,Centrifugal | Pump | 37991 | P
136224 | THR-FT-P-4110S | Pump, Centrifugal, WAS, Tank 0500, South, Secondary Treatment, WAS Pumping | THR-FT-T-0500S | Tank, Final Settling, Mixed Liquor, Secondary Clarification - South | Pump,Centrifugal | Pump | 39309 | P
136225 | THR-FT-P-4110S | Pump, Centrifugal, WAS, Tank 0500, South, Secondary Treatment, WAS Pumping | THR-FT-WAS-P | Final Tank, Waste Activated Sludge Pumping | Pump,Centrifugal | Pump | 39309 | P
76361 | THR-FT-P-4111S | Pump, Centrifugal, WAS, Tank 0600, South, Secondary Treatment, WAS Pumping | THR-FT-T-0600S | Tank, Final Settling, Mixed Liquor, Secondary Treatment, Secondary Clarification - South | Pump,Centrifugal | Pump | 39986 | P
76362 | THR-FT-P-4111S | Pump, Centrifugal, WAS, Tank 0600, South, Secondary Treatment, WAS Pumping | THR-FT-WAS-P | Final Tank, Waste Activated Sludge Pumping | Pump,Centrifugal | Pump | 39986 | P
76363 | THR-FT-P-4112S | Pump, Centrifugal, WAS, Tank 0700, South, Secondary Treatment, WAS Pumping | THR-FT-T-0700S | Tank, Final Settling, Mixed Liquor, Secondary Clarification - South | Pump,Centrifugal | Pump | 39308 | P
76364 | THR-FT-P-4112S | Pump, Centrifugal, WAS, Tank 0700, South, Secondary Treatment, WAS Pumping | THR-FT-WAS-P | Final Tank, Waste Activated Sludge Pumping | Pump,Centrifugal | Pump | 39308 | P
76365 | THR-FT-P-4113SUSP | Pump, Centrifugal, WAS, Tank 0800, South, Secondary Treatment, WAS Pumping | THR-FT-T-0600S | Tank, Final Settling, Mixed Liquor, Secondary Treatment, Secondary Clarification - South | Pump,Centrifugal | Pump | 39310 | P
136226 | THR-FT-P-4113S | Pump, Centrifugal, WAS, Tank 0800, South, Secondary Treatment, WAS Pumping | THR-FT-T-0800S | Tank, Final Settling, Mixed Liquor, Secondary Treatment, Secondary Clarification - South | Pump,Centrifugal | Pump | 38039 | P
136227 | THR-FT-P-4113S | Pump, Centrifugal, WAS, Tank 0800, South, Secondary Treatment, WAS Pumping | THR-FT-WAS-P | Final Tank, Waste Activated Sludge Pumping | Pump,Centrifugal | Pump | 38039 | P
136228 | THR-FT-P-4113SUSP | Pump, Centrifugal, WAS, Tank 0800, South, Secondary Treatment, WAS Pumping | THR-FT-T-0800S | Tank, Final Settling, Mixed Liquor, Secondary Treatment, Secondary Clarification - South | Pump,Centrifugal | Pump | 39310 | P
76366 | THR-FT-P-4120S | Pump, Centrifugal, WAS, Tank 0900, South, Secondary Treatment, WAS Pumping | THR-FT-T-0900S | Tank, Final Settling, Mixed Liquor, Secondary Treatment, Secondary Clarification - South | Pump,Centrifugal | Pump | 39311 | P
76367 | THR-FT-P-4120S | Pump, Centrifugal, WAS, Tank 0900, South, Secondary Treatment, WAS Pumping | THR-FT-WAS-P | Final Tank, Waste Activated Sludge Pumping | Pump,Centrifugal | Pump | 39311 | P
76368 | THR-FT-P-4121S | Pump, Centrifugal, WAS, Tank 1000, South, Secondary Treatment, WAS Pumping | THR-FT-T-1000S | Tank, Final Settling, Mixed Liquor, Secondary Treatment, Secondary Clarification - South | Pump,Centrifugal | Pump | 39312 | P
136229 | THR-FT-P-4121S | Pump, Centrifugal, WAS, Tank 1000, South, Secondary Treatment, WAS Pumping | THR-FT-WAS-P | Final Tank, Waste Activated Sludge Pumping | Pump,Centrifugal | Pump | 39312 | P
136230 | THR-FT-P-4122S | Pump, Centrifugal, WAS, Tank 1100, South, Secondary Treatment, WAS Pumping | THR-FT-T-1100S | Tank, Final Settling, Mixed Liquor, Secondary Treatment, Secondary Clarification - South | Pump,Centrifugal | Pump | 39313 | P
136231 | THR-FT-P-4122S | Pump, Centrifugal, WAS, Tank 1100, South, Secondary Treatment, WAS Pumping | THR-FT-WAS-P | Final Tank, Waste Activated Sludge Pumping | Pump,Centrifugal | Pump | 39313 | P
76369 | THR-FT-P-4123S | Pump, Centrifugal, WAS, Tank 1200, South, Secondary Treatment, WAS Pumping | THR-FT-T-1200S | Tank, Final Settling, Mixed Liquor, Secondary Treatment, Secondary Clarification - South | Pump,Centrifugal | Pump | 39314 | P
76370 | THR-FT-P-4123S | Pump, Centrifugal, WAS, Tank 1200, South, Secondary Treatment, WAS Pumping | THR-FT-WAS-P | Final Tank, Waste Activated Sludge Pumping | Pump,Centrifugal | Pump | 39314 | P
76375 | THR-FT-P-4130 | Pump, Centrifugal, WAS, Tank 1300, North, Secondary Treatment, WAS Pumping | THR-FT-WAS-P | Final Tank, Waste Activated Sludge Pumping | Pump,Centrifugal | Pump |  | P
136236 | THR-FT-P-4130 | Pump, Centrifugal, WAS, Tank 1300, North, Secondary Treatment, WAS Pumping | THR-FT-T-1300 | Tank, Final Settling, Mixed Liquor, Secondary Treatment, Secondary Clarification - North (Tank#13) | Pump,Centrifugal | Pump |  | P
76376 | THR-FT-P-4131 | Pump, Centrifugal, WAS, Tank 1400, North, Secondary Treatment, WAS Pumping | THR-FT-WAS-P | Final Tank, Waste Activated Sludge Pumping | Pump,Centrifugal | Pump |  | P
136237 | THR-FT-P-4131 | Pump, Centrifugal, WAS, Tank 1400, North, Secondary Treatment, WAS Pumping | THR-FT-T-1400 | Tank, Final Settling, Mixed Liquor, Secondary Treatment, Secondary Clarification - North (Tank#14) | Pump,Centrifugal | Pump |  | P
76371 | THR-FT-P-4124S | Pump, Centrifugal, WAS, Tank 1500, South, Secondary Treatment, WAS Pumping | THR-FT-WAS-P | Final Tank, Waste Activated Sludge Pumping | Pump,Centrifugal | Pump | 39315 | P
136232 | THR-FT-P-4124S | Pump, Centrifugal, WAS, Tank 1500, South, Secondary Treatment, WAS Pumping | THR-FT-T-1500 | Tank, Final Settling, Mixed Liquor, Secondary Treatment, Secondary Clarification - South (Tank#15) | Pump,Centrifugal | Pump | 39315 | P
76372 | THR-FT-P-4125 | Pump, Centrifugal, WAS, Tank 1600, South, Secondary Treatment, WAS Pumping | THR-FT-WAS-P | Final Tank, Waste Activated Sludge Pumping | Pump,Centrifugal | Pump |  | P
136233 | THR-FT-P-4125 | Pump, Centrifugal, WAS, Tank 1600, South, Secondary Treatment, WAS Pumping | THR-FT-T-1600 | Tank, Final Settling, Mixed Liquor, Secondary Treatment, Secondary Clarification - South (Tank#16) | Pump,Centrifugal | Pump |  | P
136234 | THR-FT-P-4125 | Pump, Centrifugal, WAS, Tank 1600, South, Secondary Treatment, WAS Pumping | THR-FT-T-1700 | Tank, Final Settling, Mixed Liquor, Secondary Treatment, Secondary Clarification -South (Tank#17) | Pump,Centrifugal | Pump |  | P
76373 | THR-FT-P-4126 | Pump, Centrifugal, WAS, Tank 1700, South, Secondary Treatment, WAS Pumping | THR-FT-T-1700 | Tank, Final Settling, Mixed Liquor, Secondary Treatment, Secondary Clarification -South (Tank#17) | Pump,Centrifugal | Pump |  | P
76374 | THR-FT-P-4126 | Pump, Centrifugal, WAS, Tank 1700, South, Secondary Treatment, WAS Pumping | THR-FT-WAS-P | Final Tank, Waste Activated Sludge Pumping | Pump,Centrifugal | Pump |  | P
136235 | THR-FT-P-4126 | Pump, Centrifugal, WAS, Tank 1700, South, Secondary Treatment, WAS Pumping | THR-FT-T-1600 | Tank, Final Settling, Mixed Liquor, Secondary Treatment, Secondary Clarification - South (Tank#16) | Pump,Centrifugal | Pump |  | P
76377 | THR-FT-P-4140 | Pump, Centrifugal, WAS, Tank 1800, North, Secondary Treatment, WAS Pumping | THR-FT-T-1800 | Tank, Final Settling, Mixed Liquor, Secondary Treatment, Secondary Clarification - North (Tank#18) | Pump,Centrifugal | Pump |  | P
76378 | THR-FT-P-4140 | Pump, Centrifugal, WAS, Tank 1800, North, Secondary Treatment, WAS Pumping | THR-FT-WAS-P | Final Tank, Waste Activated Sludge Pumping | Pump,Centrifugal | Pump |  | P
76381 | THR-FT-P-4150 | Pump, Centrifugal, WAS, Tank 1900, North, Secondary Treatment, WAS Pumping | THR-FT-WAS-P | Final Tank, Waste Activated Sludge Pumping | Pump,Centrifugal | Pump |  | P
136238 | THR-FT-P-4150 | Pump, Centrifugal, WAS, Tank 1900, North, Secondary Treatment, WAS Pumping | THR-FT-T-1900 | Tank, Final Settling, Mixed Liquor, Secondary Treatment, Secondary Clarification - North (Tank#19) | Pump,Centrifugal | Pump |  | P
76382 | THR-FT-P-4151 | Pump, Centrifugal, WAS, Tank 2000, North, Secondary Treatment, WAS Pumping | THR-FT-T-2000 | Tank, Final Settling, Mixed Liquor, Secondary Treatment, Secondary Clarification - North (Tank#20) | Pump,Centrifugal | Pump |  | P
76383 | THR-FT-P-4151 | Pump, Centrifugal, WAS, Tank 2000, North, Secondary Treatment, WAS Pumping | THR-FT-WAS-P | Final Tank, Waste Activated Sludge Pumping | Pump,Centrifugal | Pump |  | P
76379 | THR-FT-P-4141 | Pump, Centrifugal, WAS, Tank 2100, North, Secondary Treatment, WAS Pumping | THR-FT-T-2100 | Tank, Final Settling, Mixed Liquor, Secondary Treatment, Secondary Clarification - North (Tank#21) | Pump,Centrifugal | Pump |  | P
76380 | THR-FT-P-4141 | Pump, Centrifugal, WAS, Tank 2100, North, Secondary Treatment, WAS Pumping | THR-FT-WAS-P | Final Tank, Waste Activated Sludge Pumping | Pump,Centrifugal | Pump |  | P
61600 | FCL-WWW-P-1120 | Pump, Centrifugal, Washdown, Clarifier T-1100, Clarification Facility | FCL-WWW-T-1100 | Tank, Clarifier, North, RMF Clarification Facility | Pump,Centrifugal | Pump |  | P
14413 | FCL-WWW-P-1220 | Pump, Centrifugal, Washdown, Clarifier T-1200, Clarification Facility | FCL-WWW-T-1200 | Tank, Clarifier, South, RMF Clarification Facility | Pump,Centrifugal | Pump |  | P
27563 | FHO-WWW-P-1101 | Pump, Centrifugal, Waste Water Transfer, S4, Waste Water Pump Room | FHO-WWW | Residue Management / Waste Water System | Pump,Centrifugal | Pump |  | P
27564 | FHO-WWW-P-1201 | Pump, Centrifugal, Waste Water Transfer,S4, Waste Water Pump Room | FHO-WWW | Residue Management / Waste Water System | Pump,Centrifugal | Pump |  | P
27565 | FHO-WWW-P-1301 | Pump, Centrifugal, Waste Water Transfer,S4, Waste Water Pump Room | FHO-WWW | Residue Management / Waste Water System | Pump,Centrifugal | Pump |  | P
9688 | FCL-AM-P-0001 | Pump, Centrifugal, Waste Water, Scrubber, Aqua Ammonia Scrubber System | FCL-AM | Ammoniation | Pump,Centrifugal | Pump |  | P
45942 | FCL-AM-P-0001 | Pump, Centrifugal, Waste Water, Scrubber, Aqua Ammonia Scrubber System | FCL-AM-SCRUBBER | Ammonia Scrubber System | Pump,Centrifugal | Pump |  | P
85866 | WTR-PEL-P-0300 | Pump, Centrifugal, Water | WTR-PEL-P | Pumping | Pump,Centrifugal | Pump |  | P
85867 | WTR-PEL-P-0400 | Pump, Centrifugal, Water | WTR-PEL-P | Pumping | Pump,Centrifugal | Pump |  | P
85868 | WTR-PEL-P-0800 | Pump, Centrifugal, Water | WTR-PEL-P | Pumping | Pump,Centrifugal | Pump |  | P
144163 | WTR-PEL-P-0200 | Pump, Centrifugal, Water | WTR-PEL-P | Pumping | Pump,Centrifugal | Pump |  | P
144164 | WTR-PEL-P-0500 | Pump, Centrifugal, Water | WTR-PEL-P | Pumping | Pump,Centrifugal | Pump |  | P
144165 | WTR-PEL-P-0600 | Pump, Centrifugal, Water | WTR-PEL-P | Pumping | Pump,Centrifugal | Pump |  | P
144166 | WTR-PEL-P-0700 | Pump, Centrifugal, Water | WTR-PEL-P | Pumping | Pump,Centrifugal | Pump |  | P
144167 | WTR-PEL-P-0900 | Pump, Centrifugal, Water | WTR-PEL-P | Pumping | Pump,Centrifugal | Pump |  | P
9793 | FCL-BW-P-0201 | Pump, Centrifugal, Water Back Wash, | FCL-ELS-BUS-00B2 | Switchgear,Indoor,High Lift Bldg - Switchgear Room,4.16 kV Line 2 | Pump,Centrifugal | Pump |  | P
9794 | FCL-BW-P-0301 | Pump, Centrifugal, Water Back Wash, | FCL-BW | Backwash System | Pump,Centrifugal | Pump |  | P
9795 | FCL-BW-P-0401 | Pump, Centrifugal, Water Back Wash, | FCL-BW | Backwash System | Pump,Centrifugal | Pump |  | P
9796 | FCL-BW-P-0401 | Pump, Centrifugal, Water Back Wash, | FCL-ELS-BUS-00B2 | Switchgear,Indoor,High Lift Bldg - Switchgear Room,4.16 kV Line 2 | Pump,Centrifugal | Pump |  | P
46176 | FCL-BW-P-0201 | Pump, Centrifugal, Water Back Wash, | FCL-BW | Backwash System | Pump,Centrifugal | Pump |  | P
46177 | FCL-BW-P-0301 | Pump, Centrifugal, Water Back Wash, | FCL-ELS-BUS-00B1 | Switchgear,Indoor,High Lift Bldg - Switchgear Room,4.16 kV Line 1 | Pump,Centrifugal | Pump |  | P
46178 | FCL-BW-P-0301 | Pump, Centrifugal, Water Back Wash, | FCL-RW | Raw Water | Pump,Centrifugal | Pump |  | P
9791 | FCL-BW-P-0101 | Pump, Centrifugal, Water Back Wash,High Lift Bu | FCL-ELS-BUS-00B1 | Switchgear,Indoor,High Lift Bldg - Switchgear Room,4.16 kV Line 1 | Pump,Centrifugal | Pump |  | P
9792 | FCL-BW-P-0101 | Pump, Centrifugal, Water Back Wash,High Lift Bu | FCL-RW | Raw Water | Pump,Centrifugal | Pump |  | P
46175 | FCL-BW-P-0101 | Pump, Centrifugal, Water Back Wash,High Lift Bu | FCL-BW | Backwash System | Pump,Centrifugal | Pump |  | P
129581 | THC-STW-P-0013 | Pump, Centrifugal, Water Feature Circultion, Admin. Building Basement Mechanical Room | THC-STW | Storm Water |  | Pump |  | P
90194 | WTR-RRH-P-0301 | Pump, Centrifugal, Water to Sprinkler System, Rosehill Reservoir, Valve House | WTR-RRH-CW | City Water System | Pump,Centrifugal | Pump |  | P
90195 | WTR-RRH-P-0302 | Pump, Centrifugal, Water to Sprinkler System, Rosehill Reservoir, Valve House | WTR-RRH-CW | City Water System | Pump,Centrifugal | Pump |  | P
89645 | WTR-RDF-P-0401 | Pump, Centrifugal, Water to Sprinkler System, South Valve House | WTR-RDF-CW | City Water System | Pump,Centrifugal | Pump |  | P
87964 | WTR-PMI-P-1000 | Pump, Centrifugal, Water Transmission (VFD), West Pump Room | WTR-PMI-P | Pumping | Pump,Centrifugal | Pump |  | P
87965 | WTR-PMI-P-1200 | Pump, Centrifugal, Water Transmission (VFD), West Pump Room | WTR-PMI-P | Pumping | Pump,Centrifugal | Pump |  | P
145935 | WTR-PMI-P-0700 | Pump, Centrifugal, Water Transmission (VFD), West Pump Room | WTR-PMI-P | Pumping | Pump,Centrifugal | Pump |  | P
89222 | WTR-PTH-P-0200 | Pump, Centrifugal, Water Transmission to District 5 | WTR-PTH-P | Pumping | Pump,Centrifugal | Pump |  | P
146988 | WTR-PTH-P-0100 | Pump, Centrifugal, Water Transmission to District 5 | WTR-PTH-P | Pumping | Pump,Centrifugal | Pump |  | P
145934 | WTR-PMI-P-0600 | Pump, Centrifugal, Water Transmission, West Pump Room | WTR-PMI-P | Pumping | Pump,Centrifugal | Pump |  | P
145936 | WTR-PMI-P-0800 | Pump, Centrifugal, Water Transmission, West Pump Room | WTR-PMI-P | Pumping | Pump,Centrifugal | Pump |  | P
145939 | WTR-PMI-P-1100 | Pump, Centrifugal, Water Transmission, West Pump Room | WTR-PMI-P | Pumping | Pump,Centrifugal | Pump |  | P
115224 | TAB-PLT-P-6001 | Pump, Centrifugal, Water, Humidification Unit, Biofilter Area | TAB-PLT-HU-6000 | Humidifier,Chamber, Biofilter Area | Pump | Pump |  | P
115225 | TAB-PLT-P-6002 | Pump, Centrifugal, Water, Humidification Unit, Biofilter Area | TAB-PLT-HU-6000 | Humidifier,Chamber, Biofilter Area | Pump | Pump |  | P
71808 | THR-BG-P-0901 | Pump, Centrifugal, West Dewatering System, Compressor Building, Digester and Natural Gas Supply System | THR-BG-P | Blended Gas, Pumping | Pump,Centrifugal | Pump |  | P
27039 | FHO-TRW-P-0202 | Pump, Centrifugal, Wet Pit, Sampling, East Chemical Mixing Conduit, S3 Level | FHO-TRW | Treated Water System | Pump,Centrifugal | Pump |  | P
95486 | FHO-TRW-P-0201 | Pump, Centrifugal, Wet Pit, Sampling, Secondary Treated Water Suction Channel, S3 Level | FHO-TRW | Treated Water System | Pump,Centrifugal | Pump |  | P
10418 | FCL-DEW-P-0501B(S) | Pump, Centrifugal, Wet Well Tank, Dewatering & Sump Pumps@Settling Tanks | FCL-DEW | Dewatering | Pump,Centrifugal | Pump | 33462 | P
10419 | FCL-DEW-P-0501B(S) | Pump, Centrifugal, Wet Well Tank, Dewatering & Sump Pumps@Settling Tanks | FCL-OBSOLETE | Removed From Service | Pump,Centrifugal | Pump | 33462 | P
47978 | FCL-DEW-P-0501A(S) | Pump, Centrifugal, Wet Well Tank, Dewatering & Sump Pumps@Settling Tanks | FCL-DEW | Dewatering | Pump,Centrifugal | Pump | 33461 | P
47979 | FCL-DEW-P-0501A(S) | Pump, Centrifugal, Wet Well Tank, Dewatering & Sump Pumps@Settling Tanks | FCL-OBSOLETE | Removed From Service | Pump,Centrifugal | Pump | 33461 | P
140896 | TNT-DIS-P-0301 | Pump, Centrifugal,Chlorine Tank Wash down | TNT-DIS-T-0100 | Tank, Chlorine Contact | Pump,Centrifugal | Pump |  | P
81889 | TNT-DIS-P-0401 | Pump, Centrifugal,Drain Sump | TNT-DIS-T-0200 | Tank, Chlorine Contact | Pump,Centrifugal | Pump |  | P
51615 | TAB-PLT-P-2300 | Pump, Centrifugal,Grit Slury, West Grit Gallery | TAB-PLT-T-1401 | Grit Tank # 14 | Pump | Pump |  | P
51616 | TAB-PLT-P-2400 | Pump, Centrifugal,Grit Slury, West Grit Gallery | TAB-PLT-T-1401 | Grit Tank # 14 | Pump | Pump |  | P
51617 | TAB-PLT-P-2500 | Pump, Centrifugal,Grit Slury, West Grit Gallery | TAB-PLT-T-1501 | Grit Tank # 15 | Pump | Pump |  | P
51618 | TAB-PLT-P-2600 | Pump, Centrifugal,Grit Slury, West Grit Gallery | TAB-PLT-T-1501 | Grit Tank # 15 | Pump | Pump |  | P
51619 | TAB-PLT-P-2700 | Pump, Centrifugal,Grit Slury, West Grit Gallery | TAB-PLT-T-1601 | Grit Tank # 16 | Pump | Pump |  | P
115211 | TAB-PLT-P-2100 | Pump, Centrifugal,Grit Slury, West Grit Gallery | TAB-PLT-T-1301 | Grit Tank # 13 | Pump | Pump |  | P
115212 | TAB-PLT-P-2200 | Pump, Centrifugal,Grit Slury, West Grit Gallery | TAB-PLT-T-1301 | Grit Tank # 13 | Pump | Pump |  | P
115213 | TAB-PLT-P-2800 | Pump, Centrifugal,Grit Slury, West Grit Gallery | TAB-PLT-T-1601 | Grit Tank # 16 | Pump | Pump |  | P
60958 | THC-DEW-P-2002 | Pump, Centrifugal,Polymer Solution,Emulsion Polymer Skid,Solid Treatment | THC-DEW-CP-2001 | Control Panel,,Emulsion Polymer Skid,Solid Treatment |  | Pump |  | P
131502 | THR-AER-P-3502 | Pump, Centrifugal,Sump,T14 | THR-AER-DRN | Aeration Tank Drainage & Sump Pump | Pump,Centrifugal | Pump |  | P
131503 | THR-AER-P-3505 | Pump, Centrifugal,Sump,T14 | THR-AER-DRN | Aeration Tank Drainage & Sump Pump | Pump,Centrifugal | Pump |  | P
131504 | THR-AER-P-3506 | Pump, Centrifugal,Sump,T14 | THR-AER-DRN | Aeration Tank Drainage & Sump Pump | Pump,Centrifugal | Pump |  | P
131505 | THR-AER-P-3618 | Pump, Centrifugal,Sump,T14 | THR-AER-DRN | Aeration Tank Drainage & Sump Pump | Pump,Centrifugal | Pump |  | P
81551 | TNT-CSO-P-0100 | Pump, Centrifugal,Tank Drain, Dry Pit Pump Station | TNT-CSO | Combined Sewer Overflow and storage system | Pump,Centrifugal | Pump |  | P
81552 | TNT-CSO-P-0200 | Pump, Centrifugal,Tank Drain, Dry Pit Pump Station | TNT-CSO | Combined Sewer Overflow and storage system | Pump,Centrifugal | Pump |  | P
18080 | FHA-TRW-P-0300B | Pump, Centrifugal,Treated Water to to Dist #2 St. Clair Reservoir,Pump Building,High Lift Pump Room | FHA-TRW-P-0300B-KQ | Treated Water Pumping Unit #3B |  | Pump |  | P
18081 | FHA-TRW-P-0300B | Pump, Centrifugal,Treated Water to to Dist #2 St. Clair Reservoir,Pump Building,High Lift Pump Room | FHA-TRW-TWP | Treated Water Pumping |  | Pump |  | P
82027 | FHA-TRW-P-0300A | Pump, Centrifugal,Treated Water to to Dist #2 St. Clair Reservoir,Pump Building,High Lift Pump Room | FHA-TRW-P-0300A-KQ | Treated Water Pumping Unit #3A |  | Pump |  | P
82028 | FHA-TRW-P-0300A | Pump, Centrifugal,Treated Water to to Dist #2 St. Clair Reservoir,Pump Building,High Lift Pump Room | FHA-TRW-TWP | Treated Water Pumping |  | Pump |  | P
10409 | FCL-DEW-P-0301C | Pump, Centrifuge, Washdown Pumping, Sedimentation Tanks | FCL-DEW-SED | Sedimentation Area Dewatering | Pump,Centrifugal | Pump |  | P
61597 | FCL-WWW-P-0301C | Pump, Centrifuge, Washdown Pumping, Sedimentation Tanks | FCL-DEW-SED | Sedimentation Area Dewatering | Pump,Centrifugal | Pump |  | P
41249 | TAB-ACC-P-3602 | PUMP, CENTRIGUGAL, BASEMENT ADMIN BUILDING | TAB-ACC-AHU-3602 | AIR HANDLING UNIT, ROOFTOP ADMIN BUILDING | Pump,Centrifugal | Pump |  | P
41250 | TAB-ACC-P-3602 | PUMP, CENTRIGUGAL, BASEMENT ADMIN BUILDING | TAB-ADM-STRC | Old Admin Building - General | Pump,Centrifugal | Pump |  | P
99015 | FPP-CCS-P-0001 | Pump, Chemical dosing, Phosphate (Duty) | FHA-FPP | Harris Filtration Pilot Plant | Pump,Positive Displacement,Gear | Pump |  | P
99016 | FPP-CCS-P-0001 | Pump, Chemical dosing, Phosphate (Duty) | FPP-LPL-PIP-0001 | Lead Pipe Loop system | Pump,Positive Displacement,Gear | Pump |  | P
99017 | FPP-CCS-P-0002 | Pump, Chemical dosing, Phosphate (Duty) | FHA-FPP | Harris Filtration Pilot Plant | Pump,Positive Displacement,Gear | Pump |  | P
99018 | FPP-CCS-P-0002 | Pump, Chemical dosing, Phosphate (Duty) | FPP-LPL-PIP-0001 | Lead Pipe Loop system | Pump,Positive Displacement,Gear | Pump |  | P
53186 | TAB-PRS-P-3120 | Pump, Chemical Dosing, Secondary Dosing | TAB-PRS-P-FECL2 | Ferrous Chloride Pumps | Pump | Pump |  | P
53190 | TAB-PRS-P-3210 | Pump, Chemical Dosing, Secondary Dosing | TAB-PRS-P-FECL2 | Ferrous Chloride Pumps | Pump | Pump |  | P
53194 | TAB-PRS-P-3230 | Pump, Chemical Dosing, Secondary Dosing | TAB-PRS-P-FECL2 | Ferrous Chloride Pumps | Pump | Pump |  | P
53196 | TAB-PRS-P-3240 | Pump, Chemical Dosing, Secondary Dosing | TAB-PRS-P-FECL2 | Ferrous Chloride Pumps | Pump | Pump |  | P
53199 | TAB-PRS-P-3320 | Pump, Chemical Dosing, Secondary Dosing | TAB-PRS-P-FECL2 | Ferrous Chloride Pumps | Pump | Pump |  | P
116609 | TAB-PRS-P-3010 | Pump, Chemical Dosing, Secondary Dosing | TAB-PRS-P-FECL2 | Ferrous Chloride Pumps | Pump | Pump |  | P
116610 | TAB-PRS-P-3020 | Pump, Chemical Dosing, Secondary Dosing | TAB-PRS-P-FECL2 | Ferrous Chloride Pumps | Pump | Pump |  | P
116611 | TAB-PRS-P-3030 | Pump, Chemical Dosing, Secondary Dosing | TAB-PRS-P-FECL2 | Ferrous Chloride Pumps | Pump | Pump |  | P
116612 | TAB-PRS-P-3040 | Pump, Chemical Dosing, Secondary Dosing | TAB-PRS-P-FECL2 | Ferrous Chloride Pumps | Pump | Pump |  | P
116613 | TAB-PRS-P-3110 | Pump, Chemical Dosing, Secondary Dosing | TAB-PRS-P-FECL2 | Ferrous Chloride Pumps | Pump | Pump |  | P
116617 | TAB-PRS-P-3130 | Pump, Chemical Dosing, Secondary Dosing | TAB-PRS-P-FECL2 | Ferrous Chloride Pumps | Pump | Pump |  | P
116618 | TAB-PRS-P-3140 | Pump, Chemical Dosing, Secondary Dosing | TAB-PRS-P-FECL2 | Ferrous Chloride Pumps | Pump | Pump |  | P
116620 | TAB-PRS-P-3220 | Pump, Chemical Dosing, Secondary Dosing | TAB-PRS-P-FECL2 | Ferrous Chloride Pumps | Pump | Pump |  | P
116624 | TAB-PRS-P-3310 | Pump, Chemical Dosing, Secondary Dosing | TAB-PRS-P-FECL2 | Ferrous Chloride Pumps | Pump | Pump |  | P
116627 | TAB-PRS-P-3330 | Pump, Chemical Dosing, Secondary Dosing | TAB-PRS-P-FECL2 | Ferrous Chloride Pumps | Pump | Pump |  | P
53185 | TAB-PRS-P-3110? | Pump, Chemical Feed | TAB-PRS-P-FECL2 | Ferrous Chloride Pumps | Pump,Positive Displacement,Progressive Cavity | Pump | 46111 | P
53187 | TAB-PRS-P-3130? | Pump, Chemical Feed | TAB-PRS-P-FECL2 | Ferrous Chloride Pumps | Pump,Positive Displacement,Progressive Cavity | Pump | 46113 | P
53188 | TAB-PRS-P-3130? | Pump, Chemical Feed | TAB-SUSPENDED ENTITY | Suspended entities | Pump,Positive Displacement,Progressive Cavity | Pump | 46113 | P
53191 | TAB-PRS-P-3210? | Pump, Chemical Feed | TAB-PRS-P-FECL2 | Ferrous Chloride Pumps | Pump,Positive Displacement,Progressive Cavity | Pump | 46115 | P
53192 | TAB-PRS-P-3210? | Pump, Chemical Feed | TAB-SUSPENDED ENTITY | Suspended entities | Pump,Positive Displacement,Progressive Cavity | Pump | 46115 | P
53193 | TAB-PRS-P-3220? | Pump, Chemical Feed | TAB-PRS-P-FECL2 | Ferrous Chloride Pumps | Pump,Positive Displacement,Progressive Cavity | Pump | 46116 | P
53195 | TAB-PRS-P-3230? | Pump, Chemical Feed | TAB-SUSPENDED ENTITY | Suspended entities | Pump,Positive Displacement,Progressive Cavity | Pump | 46117 | P
53197 | TAB-PRS-P-3240? | Pump, Chemical Feed | TAB-SUSPENDED ENTITY | Suspended entities | Pump,Positive Displacement,Progressive Cavity | Pump | 46118 | P
53198 | TAB-PRS-P-3310? | Pump, Chemical Feed | TAB-PRS-P-FECL2 | Ferrous Chloride Pumps | Pump,Positive Displacement,Progressive Cavity | Pump | 46119 | P
53200 | TAB-PRS-P-3320? | Pump, Chemical Feed | TAB-SUSPENDED ENTITY | Suspended entities | Pump,Positive Displacement,Progressive Cavity | Pump | 46120 | P
53201 | TAB-PRS-P-3330? | Pump, Chemical Feed | TAB-PRS-P-FECL2 | Ferrous Chloride Pumps | Pump,Positive Displacement,Progressive Cavity | Pump | 46121 | P
53202 | TAB-PRS-P-3430 | Pump, Chemical Feed | TAB-PRS-P-FECL2 | Ferrous Chloride Pumps | Pump,Positive Displacement,Progressive Cavity | Pump |  | P
53203 | TAB-PRS-P-3440 | Pump, Chemical Feed | TAB-PRS-P-FECL2 | Ferrous Chloride Pumps | Pump,Positive Displacement,Progressive Cavity | Pump |  | P
116614 | TAB-PRS-P-3110? | Pump, Chemical Feed | TAB-SUSPENDED ENTITY | Suspended entities | Pump,Positive Displacement,Progressive Cavity | Pump | 46111 | P
116615 | TAB-PRS-P-3120? | Pump, Chemical Feed | TAB-PRS-P-FECL2 | Ferrous Chloride Pumps | Pump,Positive Displacement,Progressive Cavity | Pump | 46112 | P
116616 | TAB-PRS-P-3120? | Pump, Chemical Feed | TAB-SUSPENDED ENTITY | Suspended entities | Pump,Positive Displacement,Progressive Cavity | Pump | 46112 | P
116621 | TAB-PRS-P-3220? | Pump, Chemical Feed | TAB-SUSPENDED ENTITY | Suspended entities | Pump,Positive Displacement,Progressive Cavity | Pump | 46116 | P
116622 | TAB-PRS-P-3230? | Pump, Chemical Feed | TAB-PRS-P-FECL2 | Ferrous Chloride Pumps | Pump,Positive Displacement,Progressive Cavity | Pump | 46117 | P
116623 | TAB-PRS-P-3240? | Pump, Chemical Feed | TAB-PRS-P-FECL2 | Ferrous Chloride Pumps | Pump,Positive Displacement,Progressive Cavity | Pump | 46118 | P
116625 | TAB-PRS-P-3310? | Pump, Chemical Feed | TAB-SUSPENDED ENTITY | Suspended entities | Pump,Positive Displacement,Progressive Cavity | Pump | 46119 | P
116626 | TAB-PRS-P-3320? | Pump, Chemical Feed | TAB-PRS-P-FECL2 | Ferrous Chloride Pumps | Pump,Positive Displacement,Progressive Cavity | Pump | 46120 | P
116628 | TAB-PRS-P-3330? | Pump, Chemical Feed | TAB-SUSPENDED ENTITY | Suspended entities | Pump,Positive Displacement,Progressive Cavity | Pump | 46121 | P
116629 | TAB-PRS-P-3340? | Pump, Chemical Feed | TAB-PRS-P-FECL2 | Ferrous Chloride Pumps | Pump,Positive Displacement,Progressive Cavity | Pump | 46122 | P
116630 | TAB-PRS-P-3340? | Pump, Chemical Feed | TAB-SUSPENDED ENTITY | Suspended entities | Pump,Positive Displacement,Progressive Cavity | Pump | 46122 | P
116631 | TAB-PRS-P-3410 | Pump, Chemical Feed | TAB-PRS-P-FECL2 | Ferrous Chloride Pumps | Pump,Positive Displacement,Progressive Cavity | Pump |  | P
116632 | TAB-PRS-P-3420 | Pump, Chemical Feed | TAB-PRS-P-FECL2 | Ferrous Chloride Pumps | Pump,Positive Displacement,Progressive Cavity | Pump |  | P
19846 | FHO-AM-P-0101 | Pump, Chemical Feed, Ammonia Skid 1, S4, Ammonia Room | FHO-AM | Ammoniation | Pump,Positive Displacement,Gear | Pump |  | P
19847 | FHO-AM-P-0101 | Pump, Chemical Feed, Ammonia Skid 1, S4, Ammonia Room | FHO-AM-P-0101-KQ | Ammonia Train 1 | Pump,Positive Displacement,Gear | Pump |  | P
19849 | FHO-AM-P-0201 | Pump, Chemical Feed, Ammonia Skid 2, S4, Ammonia Room | FHO-AM | Ammoniation | Pump,Positive Displacement,Gear | Pump |  | P
19850 | FHO-AM-P-0201 | Pump, Chemical Feed, Ammonia Skid 2, S4, Ammonia Room | FHO-AM-P-0201-KQ | Ammonia Train 2 | Pump,Positive Displacement,Gear | Pump |  | P
121514 | THC-ACC-P-0132 | Pump, Chemical Feed, Building A | THC-ACC-BLDG A | Old Plant Blower Building HVAC | Pump | Pump |  | P
121513 | THC-ACC-P-0101 | Pump, Chemical Feed, Building E | THC-ACC-BLDG E | Boiler House, HVAC | Pump,Centrifugal | Pump |  | P
92920 | FHO-FL-P-0101 | Pump, Chemical Feed, Fluoride Skid 1, S4, Fluoride Room | FHO-FL | Fluoridation | Pump,Gear | Pump |  | P
92921 | FHO-FL-P-0101 | Pump, Chemical Feed, Fluoride Skid 1, S4, Fluoride Room | FHO-FL-P-0101-KQ | Fluoride Skid 1 | Pump,Gear | Pump |  | P
23009 | FHO-FL-P-0201 | Pump, Chemical Feed, Fluoride Skid 2, S4, Fluoride Room | FHO-FL | Fluoridation | Pump,Gear | Pump |  | P
92922 | FHO-FL-P-0201 | Pump, Chemical Feed, Fluoride Skid 2, S4, Fluoride Room | FHO-FL-P-0201-KQ | Fluoride Skid 2 | Pump,Gear | Pump |  | P
53189 | TAB-PRS-P-3140? | Pump, Chemical Feed, Spare | TAB-SUSPENDED ENTITY | Suspended entities | Pump,Positive Displacement,Progressive Cavity | Pump | 46114 | P
116619 | TAB-PRS-P-3140? | Pump, Chemical Feed, Spare | TAB-PRS-P-FECL2 | Ferrous Chloride Pumps | Pump,Positive Displacement,Progressive Cavity | Pump | 46114 | P
130291 | THR-ACC-FD-0010 | Pump, Chemical Feeder, Boiler Descaler, Boiler Room, Grit Bldg. | THR-ACC-BO | Air Conditioning, Heating and Ventilation, Boiler | Pump,Diaphragm | Pump |  | FD
41307 | TAB-ACC-P-8804 | Pump, Chemical Metering | TAB-ACC-T-8802 | Tank, Chemical Mixing-North | Pump,Positive Displacement,Metering | Pump |  | P
41308 | TAB-ACC-P-8904 | Pump, Chemical Metering | TAB-ACC-T-8902 | Tank, Chemical Mixing- South | Pump,Positive Displacement,Metering | Pump |  | P
41309 | TAB-ACC-P-8904 | Pump, Chemical Metering | TAB-HRS-P | Steam Chemical Mixing & Pumping | Pump,Positive Displacement,Metering | Pump |  | P
54002 | TAB-PWA-P-2711 | Pump, Chemical Metering | TAB-DIS-NAOCL | Disinfection - Sodium Hypochlorite | Pump,Positive Displacement,Metering | Pump |  | P
54003 | TAB-PWA-P-2721 | Pump, Chemical Metering | TAB-DIS-NAOCL | Disinfection - Sodium Hypochlorite | Pump,Positive Displacement,Metering | Pump |  | P
107617 | TAB-ACC-P-8804 | Pump, Chemical Metering | TAB-HRS-P | Steam Chemical Mixing & Pumping | Pump,Positive Displacement,Metering | Pump |  | P
117136 | TAB-PWA-P-2731 | Pump, Chemical Metering | TAB-DIS-NAOCL | Disinfection - Sodium Hypochlorite | Pump,Positive Displacement,Metering | Pump |  | P
117137 | TAB-PWA-P-2741 | Pump, Chemical Metering | TAB-DIS-NAOCL | Disinfection - Sodium Hypochlorite | Pump,Positive Displacement,Metering | Pump |  | P
117138 | TAB-PWA-P-2751 | Pump, Chemical Metering | TAB-DIS-NAOCL | Disinfection - Sodium Hypochlorite | Pump,Positive Displacement,Metering | Pump |  | P
117139 | TAB-PWA-P-2761S | Pump, Chemical Metering | TAB-DIS-NAOCL | Disinfection - Sodium Hypochlorite | Pump,Positive Displacement,Metering | Pump | 46642 | P
117140 | TAB-PWA-P-2761S | Pump, Chemical Metering | TAB-SUSPENDED ENTITY | Suspended entities | Pump,Positive Displacement,Metering | Pump | 46642 | P
89061 | WTR-PSC-P-0001 | Pump, Chemical, for Chlorination | WTR-PSC-AUX | Auxiliary Equipment (Building Facilities) | Pump,Metering | Pump |  | P
58902 | THC-ACC-P-0193 | Pump, Chilled Water Circulating, Building A | THC-ACC-BLDG A | Old Plant Blower Building HVAC | Pump | Pump |  | P
111346 | TAB-DIG-P-9726 | Pump, Chilled Water Circulating, CWCP-1, Digester Gas Control Build, Basement | TAB-DIG-P-CW | Digester Gas Control Building - Cooling Water System | Pump,Non Positive Displacement | Pump |  | P
46008 | TAB-DIG-P-9727 | Pump, Chilled Water Circulating, CWCP-2, Digester Gas Control Build, Basement | TAB-DIG-P-CW | Digester Gas Control Building - Cooling Water System | Pump,Non Positive Displacement | Pump |  | P
8441 | DP0154A | Pump, Chilled Water Circulating, for centrifuges | TAB-ACC-CI | Chiller and Air Coolers | Pump,Centrifugal | Pump
8442 | DP0155A | Pump, Chilled Water Circulating, for centrifuges | TAB-ACC-CI | Chiller and Air Coolers | Pump,Centrifugal | Pump
8443 | DP0156A | Pump, Chilled Water Circulating, for centrifuges | TAB-ACC-CI | Chiller and Air Coolers | Pump,Centrifugal | Pump
8444 | DP0157A | Pump, Chilled Water Circulating, for centrifuges | TAB-ACC-CI | Chiller and Air Coolers | Pump,Centrifugal | Pump
39531 | DP0154A | Pump, Chilled Water Circulating, for centrifuges | TAB-DEW CENTRIFUGES | Centrifuge Systems | Pump,Centrifugal | Pump
39532 | DP0155A | Pump, Chilled Water Circulating, for centrifuges | TAB-DEW CENTRIFUGES | Centrifuge Systems | Pump,Centrifugal | Pump
39533 | DP0156A | Pump, Chilled Water Circulating, for centrifuges | TAB-DEW CENTRIFUGES | Centrifuge Systems | Pump,Centrifugal | Pump
39534 | DP0157A | Pump, Chilled Water Circulating, for centrifuges | TAB-DEW CENTRIFUGES | Centrifuge Systems | Pump,Centrifugal | Pump
105265 | NX2348A | Pump, Chilled Water Supply 2 -Z Bldg | TAB-ACC-CI | Chiller and Air Coolers | Pump | Pump
38270 | NX2347A | Pump, Chilled Water Supply-Z Bldg | TAB-ACC-CI | Chiller and Air Coolers | Pump | Pump
44761 | FCL-ACC-P-0401 | Pump, Chilled Water Systm, CI-0401, High Lift Heating & Ventilation Room | FCL-ACC | Climate Control (HVAC) |  | Pump |  | P
44762 | FCL-ACC-P-0401 | Pump, Chilled Water Systm, CI-0401, High Lift Heating & Ventilation Room | FCL-ACC-AHU-0401 | Air Handling Unit, High Lift PS Control Room,Electrical Shop,Basement Office Air Supply,Control Room |  | Pump |  | P
44763 | FCL-ACC-P-0402 | Pump, Chilled Water Systm, CI-0401, High Lift Heating & Ventilation Room | FCL-ACC | Climate Control (HVAC) |  | Pump |  | P
44764 | FCL-ACC-P-0402 | Pump, Chilled Water Systm, CI-0401, High Lift Heating & Ventilation Room | FCL-ACC-AHU-0401 | Air Handling Unit, High Lift PS Control Room,Electrical Shop,Basement Office Air Supply,Control Room |  | Pump |  | P
70375 | THR-ACC-P-0571 | Pump, Chilled Water, Recirculating, Cooling System, Basement Behind Elevator | THR-ACC-CI-0500B | Chiller, System 2 Compressor, Cooling System, Basement Behind Elevator | Pump,Centrifugal | Pump |  | P
70376 | THR-ACC-P-0571 | Pump, Chilled Water, Recirculating, Cooling System, Basement Behind Elevator | THR-ACC-NX-500 | Chiller Package, Engine Room, Basement, Behind Elevator | Pump,Centrifugal | Pump |  | P
70377 | THR-ACC-P-0572 | Pump, Chilled Water, Recirculating, Cooling System, Basement Behind Elevator | THR-ACC-CI-0500B | Chiller, System 2 Compressor, Cooling System, Basement Behind Elevator | Pump,Centrifugal | Pump |  | P
70378 | THR-ACC-P-0573 | Pump, Chilled Water, Recirculating, Cooling System, Basement Behind Elevator | THR-ACC-CI-0500B | Chiller, System 2 Compressor, Cooling System, Basement Behind Elevator | Pump,Centrifugal | Pump |  | P
130787 | THR-ACC-P-0572 | Pump, Chilled Water, Recirculating, Cooling System, Basement Behind Elevator | THR-ACC-NX-500 | Chiller Package, Engine Room, Basement, Behind Elevator | Pump,Centrifugal | Pump |  | P
130788 | THR-ACC-P-0573 | Pump, Chilled Water, Recirculating, Cooling System, Basement Behind Elevator | THR-ACC-NX-500 | Chiller Package, Engine Room, Basement, Behind Elevator | Pump,Centrifugal | Pump |  | P
130789 | THR-ACC-P-0574 | Pump, Chilled Water, Recirculating, Cooling System, Basement Behind Elevator | THR-ACC-CI-0500B | Chiller, System 2 Compressor, Cooling System, Basement Behind Elevator | Pump,Centrifugal | Pump |  | P
130790 | THR-ACC-P-0574 | Pump, Chilled Water, Recirculating, Cooling System, Basement Behind Elevator | THR-ACC-NX-500 | Chiller Package, Engine Room, Basement, Behind Elevator | Pump,Centrifugal | Pump |  | P
70379 | THR-ACC-P-0575 | Pump, Chilled Water, Return, Cooling System, Basement Behind Elevator | THR-ACC-NX-500 | Chiller Package, Engine Room, Basement, Behind Elevator | Pump,Centrifugal | Pump |  | P
70380 | THR-ACC-P-0576 | Pump, Chilled Water, Return, Cooling System, Basement Behind Elevator | THR-ACC-NX-500 | Chiller Package, Engine Room, Basement, Behind Elevator | Pump,Centrifugal | Pump |  | P
130791 | THR-ACC-P-0575 | Pump, Chilled Water, Return, Cooling System, Basement Behind Elevator | THR-ACC-CI-0500B | Chiller, System 2 Compressor, Cooling System, Basement Behind Elevator | Pump,Centrifugal | Pump |  | P
130792 | THR-ACC-P-0576 | Pump, Chilled Water, Return, Cooling System, Basement Behind Elevator | THR-ACC-CI-0500B | Chiller, System 2 Compressor, Cooling System, Basement Behind Elevator | Pump,Centrifugal | Pump |  | P
130793 | THR-ACC-P-0577 | Pump, Chilled Water, Return, Cooling System, Basement Behind Elevator | THR-ACC-CI-0500B | Chiller, System 2 Compressor, Cooling System, Basement Behind Elevator | Pump,Centrifugal | Pump |  | P
130794 | THR-ACC-P-0577 | Pump, Chilled Water, Return, Cooling System, Basement Behind Elevator | THR-ACC-NX-500 | Chiller Package, Engine Room, Basement, Behind Elevator | Pump,Centrifugal | Pump |  | P
53988 | TAB-PWA-P-0090 | Pump, Chiller Cir. | TAB-PWA-PUMPS | Plant Water - Pumps | Pump,Centrifugal | Pump |  | P
117121 | TAB-PWA-P-0090 | Pump, Chiller Cir. | TAB-ACC-CI | Chiller and Air Coolers | Pump,Centrifugal | Pump |  | P
31310 | FPP-SBS-P-0200 | Pump, Chlorine | FHA-FPP | Harris Filtration Pilot Plant | Pump,Peristaltic | Pump |  | P
99021 | FPP-CLB-P-0100 | Pump, Chlorine | FHA-FPP | Harris Filtration Pilot Plant | Pump,Peristaltic | Pump |  | P
68853 | THC-STW-P-0021 | Pump, Chlorine Metering, Feature Treatment Loop, Storm Water System, Admin. Building | THC-STW | Storm Water |  | Pump |  | P
68854 | THC-STW-P-0022 | Pump, Chlorine Metering, Filteration/Chlorination, Storm Water System, Admin. Building | THC-STW | Storm Water |  | Pump |  | P
38517 | P51224 | Pump, Chlorine Residual | TAB-DIS-SS-25 | Chlorine Process - Pumps, Chlorine Residual, Circulating, Spray, Return | Pump,Centrifugal | Pump
105442 | P51216 | Pump, Chlorine Residual | TAB-DIS-SS-25 | Chlorine Process - Pumps, Chlorine Residual, Circulating, Spray, Return | Pump,Centrifugal | Pump
112652 | TAB-DIS-P-3008 | Pump, Chlorine Sampling | TAB-DIS-SP | Disinfection - Sampling & Metering | Pump | Pump |  | P
47523 | TAB-DIS-P-3501 | Pump, Chlorine Sampling, | TAB-DIS-SP | Disinfection - Sampling & Metering | Pump | Pump |  | P
47524 | TAB-DIS-P-3503 | Pump, Chlorine Sampling, | TAB-DIS-SP | Disinfection - Sampling & Metering | Pump | Pump |  | P
47564 | TAB-DIS-P-3506 | Pump, Chlorine Sampling, | TAB-DIS-SP | Disinfection - Sampling & Metering | Pump | Pump |  | P
112651 | TAB-DIS-P-3007 | Pump, Chlorine Sampling, | TAB-DIS-SP | Disinfection - Sampling & Metering | Pump | Pump |  | P
112653 | TAB-DIS-P-3502 | Pump, Chlorine Sampling, | TAB-DIS-SP | Disinfection - Sampling & Metering | Pump | Pump |  | P
112654 | TAB-DIS-P-3504 | Pump, Chlorine Sampling, | TAB-DIS-SP | Disinfection - Sampling & Metering | Pump | Pump |  | P
112655 | TAB-DIS-P-3505 | Pump, Chlorine Sampling, | TAB-DIS-SP | Disinfection - Sampling & Metering | Pump | Pump |  | P
134411 | THR-DIS-P-1510 | Pump, Chlorine Solution, Chlorination Building, Disinfection, Chlorination System | THR-DIS-P-S | Disinfection, Pumps, Sump & Chlorine Solution | Pump,Centrifugal | Pump |  | P
134412 | THR-DIS-P-1510 | Pump, Chlorine Solution, Chlorination Building, Disinfection, Chlorination System | THR-DIS-P-SUS | Disinfection, Pumps, Sump & Chlorine Solution | Pump,Centrifugal | Pump |  | P
99060 | FPP-SBS-P-0100 | Pump, Chlorine, Raw Water | FHA-FPP | Harris Filtration Pilot Plant | Pump,Peristaltic | Pump |  | P
8197 | CX2002A | Pump, Circulating | TAB-DIS-SS-25 | Chlorine Process - Pumps, Chlorine Residual, Circulating, Spray, Return | Pump | Pump
38362 | CX2001A | Pump, Circulating | TAB-DIS-SS-25 | Chlorine Process - Pumps, Chlorine Residual, Circulating, Spray, Return | Pump | Pump
38363 | CX2003A | Pump, Circulating | TAB-DIS-SS-25 | Chlorine Process - Pumps, Chlorine Residual, Circulating, Spray, Return | Pump | Pump
41258 | TAB-ACC-P-3881 | Pump, Circulating, Glycol, PG29/30/31-1 | TAB-ACC-3800 | Filter Bldg, Heat Rec. Bldg, Inc. Bldg Space Heating,(Item #29/30/31) | Pump,Centrifugal | Pump |  | P
41274 | TAB-ACC-P-5050 | Pump, Circulating, Glycol, HWCP -3, New Gas Control Building Basement, Mid Section | TAB-ACC-5000 | Space Heating,Dig.Gas Cntl Bldg,Item 15 | Pump,Centrifugal | Pump |  | P
41275 | TAB-ACC-P-5051 | Pump, Circulating, Glycol, HWCP -4, New Gas Control Building Basement, Mid Section | TAB-ACC-5000 | Space Heating,Dig.Gas Cntl Bldg,Item 15 | Pump,Centrifugal | Pump |  | P
41276 | TAB-ACC-P-5211 | Pump, Circulating, Hot Water , Dig 13-16 Space Heating, P13-1, | TAB-ACC-5200 | Space Heating, Digester 13-16 | Pump,Centrifugal | Pump |  | P
41272 | TAB-ACC-P-5010 | Pump, Circulating, Hot Water , P15-1, New Gas Control Building Basement, Mid Section | TAB-ACC-5000 | Space Heating,Dig.Gas Cntl Bldg,Item 15 | Pump,Centrifugal | Pump |  | P
41252 | TAB-ACC-P-3611 | Pump, Circulating, Hot Water , Secondary Loop 5, Old Admin Bldg, P5-1, | TAB-ACC-3600 | Heating, Space ,Old Admin Bldg,Prm 1-6, Lab Spc Heating,(Item #5) | Pump,Centrifugal | Pump |  | P
41269 | TAB-ACC-P-4812 | Pump, Circulating, Hot Water ,Dig 19-22 Sludge Heating,P17-2, | TAB-ACC-4800 | Process Heating, ( Digester 19-22,Item #17) | Pump,Centrifugal | Pump |  | P
107565 | TAB-ACC-P-3810 | Pump, Circulating, Hot Water ,P29/30/31-1 | TAB-ACC-3800 | Filter Bldg, Heat Rec. Bldg, Inc. Bldg Space Heating,(Item #29/30/31) | Pump,Centrifugal | Pump |  | P
41285 | TAB-ACC-P-6012 | Pump, Circulating, Hot Water,Dig 13-16 Sludge Heating, P14-2, | TAB-ACC-6000 | (Item #14) Digester 13-16 Process Heating | Pump,Centrifugal | Pump |  | P
107562 | TAB-ACC-P-3412 | Pump, Circulating, Hot Water,Filter Bldg, S-6 & S-7, P38-2, | TAB-ACC-3400 | Filter Bldg (Old Dewatering) S-6,S-7Space Heating,(Item #38) | Pump,Centrifugal | Pump |  | P
41267 | TAB-ACC-P-4612 | Pump, Circulating, Hot Water. Dig 19-22 Space Heating,P16-2, | TAB-ACC-4600 | Space Heating, Digester 19-22,Item 16 | Pump,Centrifugal | Pump |  | P
41304 | TAB-ACC-P-8220 | Pump, Circulating, M Bldg | TAB-ACC-8200 | HVAC, M&T Building | Pump,Non Positive Displacement,Submersible | Pump |  | P
107609 | TAB-ACC-P-8220 | Pump, Circulating, M Bldg | TAB-ACC-BO-8002 | Boiler , Hot Water, M Bldg, Heating and Ventilation | Pump,Non Positive Displacement,Submersible | Pump |  | P
41207 | TAB-ACC-P-0211 | Pump, Circulating, Primary Hot Water,Heat Exchanger | TAB-ACC-0200 | Domestic H.W. System 1, Admin Bldg, Item 20 | Pump | Pump |  | P
88424 | WTR-PRH-P-0005 | Pump, Circulating, Pump Skid, Basement | WTR-PRH-ELS | Electrical System | Pump,Centrifugal,Multi-Stage | Pump |  | P
107610 | TAB-ACC-P-8221 | Pump, Circulating,Glycol, P-8, M Bldg, Heating and Ventilation | TAB-ACC-8200 | HVAC, M&T Building | Pump,Non Positive Displacement,Submersible | Pump |  | P
107548 | TAB-ACC-P-2050 | Pump, Circulating,Glycol,Aeration and Chemical Gallery,PG37-1 | TAB-ACC-2000 | Heating ,Space , Aeration and Chemical Gallery , Item 4/37 | Pump,Centrifugal | Pump |  | P
41238 | TAB-ACC-P-2051 | Pump, Circulating,Glycol,Aeration and Chemical Gallery,PG37-2 | TAB-ACC-2000 | Heating ,Space , Aeration and Chemical Gallery , Item 4/37 | Pump,Centrifugal | Pump |  | P
107577 | TAB-ACC-P-5212 | Pump, Circulating,Hot Water Dig 13-16 Space Heating,P13-2, | TAB-ACC-5200 | Space Heating, Digester 13-16 | Pump,Centrifugal | Pump |  | P
41255 | TAB-ACC-P-3811 | Pump, Circulating,Hot Water ,P29/30/31-2 | TAB-ACC-3800 | Filter Bldg, Heat Rec. Bldg, Inc. Bldg Space Heating,(Item #29/30/31) | Pump,Centrifugal | Pump |  | P
41268 | TAB-ACC-P-4811 | Pump, Circulating,Hot Water,Dig 19-22 Sludge Heating, P17-1, | TAB-ACC-4800 | Process Heating, ( Digester 19-22,Item #17) | Pump,Centrifugal | Pump |  | P
41253 | TAB-ACC-P-3650 | Pump, Circulation Glycol | TAB-ACC-HE-3650 | Heat Exchanger, Old Admin bldg | Pump,Centrifugal | Pump |  | P
41254 | TAB-ACC-P-3651 | Pump, Circulation Glycol | TAB-ACC-HE-3650 | Heat Exchanger, Old Admin bldg | Pump,Centrifugal | Pump |  | P
132111 | THR-CG-P-1114 | Pump, Circulation, Jacket Water Heater, Heat Recovery System, Engine-Gen 1101 | THR-CG-ENG-1101 | Engine, Generator 1101, Engine Room, Engine-Generator & Heat Recovery System |  | Pump |  | P
72121 | THR-CG-P-1214 | Pump, Circulation, Jacket Water Heater, Heat Recovery System, Engine-Gen 1201 | THR-CG-ENG-1201 | Engine, Generator NT1788901, Engine Room, Engine-Generator & Heat Recovery System |  | Pump |  | P
72118 | THR-CG-P-1113 | Pump, Circulation, Jacket Water, Heat Recovery System, Engine-Gen 1101 | THR-CG-ENG-1101 | Engine, Generator 1101, Engine Room, Engine-Generator & Heat Recovery System |  | Pump |  | P
132116 | THR-CG-P-1213 | Pump, Circulation, Jacket Water, Heat Recovery System, Engine-Gen 1201 | THR-CG-ENG-1201 | Engine, Generator NT1788901, Engine Room, Engine-Generator & Heat Recovery System |  | Pump |  | P
38512 | OX2058A | Pump, City Water Booster | TAB-DEW-SERVICES | Dewatering Building Service & Safety Systems | Pump | Pump
105434 | OX2059A | Pump, City Water Booster | TAB-DEW-SERVICES | Dewatering Building Service & Safety Systems | Pump | Pump
21235 | FHO-DOZ-P-5010 | Pump, Closed Loop Cooling Water Pump, Ozone Building, L1, Ozone Equipment Room | FHO-DOZ-CL-CW | CLOSED LOOP COOLING WATER SYSTEM | Pump,Centrifugal | Pump |  | P
91565 | FHO-DOZ-P-5020 | Pump, Closed Loop Cooling Water Pump, Ozone Building, L1, Ozone Equipment Room | FHO-DOZ-CL-CW | CLOSED LOOP COOLING WATER SYSTEM | Pump,Centrifugal | Pump |  | P
91566 | FHO-DOZ-P-5030 | Pump, Closed Loop Cooling Water Pump, Ozone Building, L1, Ozone Equipment Room | FHO-DOZ-CL-CW | CLOSED LOOP COOLING WATER SYSTEM | Pump,Centrifugal | Pump |  | P
88458 | FHO-ACC-P-0501-SUS | Pump, Condensate Return | FHO-MCS-HVAC | Plant HVAC |  | Pump | 37510 | P
88459 | FHO-ACC-P-0501-SUS | Pump, Condensate Return | FHO-SUSPENDED | Suspended Entity List |  | Pump | 37510 | P
101695 | KX2409A | Pump, Condensate, D Bldg | TAB-HRS-P-DEA | Deaerator Equipment/ Cndensation , | Pump | Pump
34317 | KX2134A | Pump, Condensate, New PS | TAB-HRS-P-CON | New PS - Condensate Pumps | Pump | Pump
58903 | THC-ACC-P-0194 | Pump, Condenser (P4), Building A | THC-ACC-BLDG A | Old Plant Blower Building HVAC | Pump | Pump |  | P
19503 | FHO-ACC-P-0105 | Pump, Cooling Tower HE-0100 Recirculation, Admin Building, S1, Boiler Room | FHO-ACC-HE-0100 | Heat Exchanger, Cooling Tower, L2 Admin Buiding West End |  | Pump |  | P
87971 | WTR-PMI-P-2100 | Pump, Cooling Water Circulating | WTR-PMI-ACC | Air Conditioning, Heating and Ventilation |  | Pump |  | P
19502 | FHO-ACC-P-0103 | Pump, Cooling Water to AHU-0103, Admin Building, S1, Boiler Room | FHO-ACC-AC-0501 | Air Conditioner, Admin Building, L1, Control Room North West Office, Ceiling |  | Pump |  | P
88455 | FHO-ACC-P-0104 | Pump, Cooling Water to AHU-0103, Admin Building, S1, Boiler Room | FHO-ACC-AC-0501 | Air Conditioner, Admin Building, L1, Control Room North West Office, Ceiling |  | Pump |  | P
19500 | FHO-ACC-P-0101 | Pump, Cooling Water to Chillers, Admin Building, S1, Boiler Room | FHO-ACC-AC-0501 | Air Conditioner, Admin Building, L1, Control Room North West Office, Ceiling | Pump,Non Positive Displacement | Pump |  | P
19501 | FHO-ACC-P-0102 | Pump, Cooling Water to Chillers, Admin Building, S1, Boiler Room | FHO-ACC-AC-0501 | Air Conditioner, Admin Building, L1, Control Room North West Office, Ceiling |  | Pump |  | P
19504 | FHO-ACC-P-1501 | Pump, Cooling Water, Ozone Building, S2, Raw Water Process Room, South | FHO-ACC-AC-0501 | Air Conditioner, Admin Building, L1, Control Room North West Office, Ceiling |  | Pump |  | P
19505 | FHO-ACC-P-1502 | Pump, Cooling Water, Ozone Building, S2, Raw Water Process Room, South | FHO-ACC-AC-0501 | Air Conditioner, Admin Building, L1, Control Room North West Office, Ceiling |  | Pump |  | P
46004 | TAB-DIG-P-9722 | Pump, CWP-1, Digester Cooling System | TAB-DIG-P-CW | Digester Gas Control Building - Cooling Water System | Pump | Pump |  | P
46005 | TAB-DIG-P-9723 | Pump, CWP-2, Digester Cooling System | TAB-DIG-P-CW | Digester Gas Control Building - Cooling Water System | Pump | Pump |  | P
46006 | TAB-DIG-P-9724 | Pump, CWP-3, Chill Water ReCirc. | TAB-DIG-P-CW | Digester Gas Control Building - Cooling Water System | Pump | Pump |  | P
46007 | TAB-DIG-P-9725 | Pump, CWP-4, Chill water Recirc. | TAB-DIG-P-CW | Digester Gas Control Building - Cooling Water System | Pump,Non Positive Displacement | Pump |  | P
41297 | TAB-ACC-P-7403 | Pump, Deaerator | TAB-HRS-P-DEA | Deaerator Equipment/ Cndensation , | Pump | Pump |  | P
41305 | TAB-ACC-P-8801 | Pump, Deaerator | TAB-ACC-T-8801 | Tank, Condensation, Main | Pump,Centrifugal | Pump |  | P
41306 | TAB-ACC-P-8801 | Pump, Deaerator | TAB-HRS-P-DEA | Deaerator Equipment/ Cndensation , | Pump,Centrifugal | Pump |  | P
107599 | TAB-ACC-P-7403 | Pump, Deaerator | TAB-ACC-T-8901 | Tank, Condensation, Back Up | Pump | Pump |  | P
107600 | TAB-ACC-P-7404 | Pump, Deaerator | TAB-ACC-T-8901 | Tank, Condensation, Back Up | Pump | Pump |  | P
107601 | TAB-ACC-P-7404 | Pump, Deaerator | TAB-HRS-P-DEA | Deaerator Equipment/ Cndensation , | Pump | Pump |  | P
107602 | TAB-ACC-P-7405 | Pump, Deaerator | TAB-ACC-T-8901 | Tank, Condensation, Back Up | Pump | Pump |  | P
107603 | TAB-ACC-P-7405 | Pump, Deaerator | TAB-HRS-P-DEA | Deaerator Equipment/ Cndensation , | Pump | Pump |  | P
107613 | TAB-ACC-P-8802 | Pump, Deaerator | TAB-ACC-T-8801 | Tank, Condensation, Main | Pump | Pump |  | P
107614 | TAB-ACC-P-8802 | Pump, Deaerator | TAB-HRS-P-DEA | Deaerator Equipment/ Cndensation , | Pump | Pump |  | P
107615 | TAB-ACC-P-8803 | Pump, Deaerator | TAB-ACC-T-8801 | Tank, Condensation, Main | Pump,Centrifugal | Pump |  | P
107616 | TAB-ACC-P-8803 | Pump, Deaerator | TAB-HRS-P-DEA | Deaerator Equipment/ Cndensation , | Pump,Centrifugal | Pump |  | P
44256 | TAB-DEW-P-3501 | Pump, Decant # 1,New Wet Well | TAB-DEW-WEL | Centrate Wet Wells | Pump | Pump |  | P
110092 | TAB-DEW-P-3502 | Pump, Decant #2 New Wet Well | TAB-DEW-WEL | Centrate Wet Wells | Pump | Pump |  | P
110093 | TAB-DEW-P-3503 | Pump, Decant #3, New Wet Well | TAB-DEW-WEL | Centrate Wet Wells | Pump | Pump |  | P
72684 | THR-DCL-P-0300 | Pump, Dechlorination Sample, Dechlorination Simulation Room | THR-DCL-P | Pump, Dechlorination, Sample & Dosing | Pump,Centrifugal | Pump |  | P
72685 | THR-DCL-P-0400 | Pump, Dechlorination Sample, Dechlorination Simulation Room | THR-DCL | Dechlorination | Pump,Centrifugal | Pump |  | P
72686 | THR-DCL-P-0400 | Pump, Dechlorination Sample, Dechlorination Simulation Room | THR-DCL-P | Pump, Dechlorination, Sample & Dosing | Pump,Centrifugal | Pump |  | P
132619 | THR-DCL-P-0300 | Pump, Dechlorination Sample, Dechlorination Simulation Room | THR-DCL | Dechlorination | Pump,Centrifugal | Pump |  | P
132620 | THR-DCL-P-0500 | Pump, Dechlorination Sample, Dechlorination Simulation Room | THR-DCL | Dechlorination | Pump,Centrifugal | Pump |  | P
132621 | THR-DCL-P-0500 | Pump, Dechlorination Sample, Dechlorination Simulation Room | THR-DCL-P | Pump, Dechlorination, Sample & Dosing | Pump,Centrifugal | Pump |  | P
72680 | THR-DCL-P | Pump, Dechlorination, Sample & Dosing | THR-DCL | Dechlorination | Pump,Metering | Pump
115993 | TAB-PRM-P-4100 | Pump, Density, Primary Sludge Line2 | TAB-PRM-P-OPS | Old PS Building - Scum ,Sludge & Sump Pumps | Pump | Pump |  | P
148297 | YX2413A | Pump, Dewatering, Old PS House #3 | TAB-PRM-P-SUMP | P Bldg & Old PS Buildings, Primary Treatment Sump and Unwatering Pumps | Pump,Non Positive Displacement | Pump
127660 | THC-PLT-P-0610 | Pump, Dewatering, Screen and Bypass Channels, Pipe Gallery, Raw Sewage Screening | THC-PLT-SC-0150 | Screen, Perforated Plate, Screen Room, Raw Sewage Screening | Pump,Centrifugal | Pump |  | P
47983 | FCL-DEW-P-0701A | Pump, dewatering, surge tank dewatering pit,Surge tank basement | FCL-TRW-T-0001 | Vessel, Pressure, Surge, Surge Tank Building |  | Pump |  | P
47984 | FCL-DEW-P-0701B | Pump, dewatering, surge tank dewatering pit,Surge tank basement | FCL-TRW-T-0001 | Vessel, Pressure, Surge, Surge Tank Building |  | Pump |  | P
66749 | THC-PRM-P-6130SP | Pump, Dewatering, Tank 0100 & 0200, Primary Sludge Distribution | THC-PRM-T-0100 | Tank, Primary Clarifier | Pump,Centrifugal | Pump | 39041 | P
128091 | THC-PRM-P-6130SP | Pump, Dewatering, Tank 0100 & 0200, Primary Sludge Distribution | THC-PRM-CLAR | Primary Clarification | Pump,Centrifugal | Pump | 39041 | P
66793 | THC-PRM-P-6330SP | Pump, Dewatering, Tank 0300 & 0400, Primary Sludge Distribution | THC-PRM-CLAR | Primary Clarification | Pump,Centrifugal | Pump | 39042 | P
128095 | THC-PRM-P-6330SP | Pump, Dewatering, Tank 0300 & 0400, Primary Sludge Distribution | THC-PRM-T-0300 | Tank, Primary Clarifier | Pump,Centrifugal | Pump | 39042 | P
66802 | THC-PRM-P-6730SP | Pump, Dewatering, Tank 0700 & 0800, Primary Sludge Distribution | THC-PRM-T-0700 | Tank, Primary Clarifier | Pump,Centrifugal | Pump | 39043 | P
128099 | THC-PRM-P-6730SP | Pump, Dewatering, Tank 0700 & 0800, Primary Sludge Distribution | THC-PRM-CLAR | Primary Clarification | Pump,Centrifugal | Pump | 39043 | P
68582 | THC-STR-P-0940 | Pump, Dewatering, Tank 0900, Secondary Clarifier, RAS/WAS | THC-STR | Secondary Treatment | Pump,Centrifugal | Pump |  | P
68583 | THC-STR-P-0940SP | Pump, Dewatering, Tank 0900, Secondary Clarifier, RAS/WAS | THC-STR-RAS/WAS-I-IV | RAS/WAS, Phase I-IV | Pump,Centrifugal | Pump | 46674 | P
129377 | THC-STR-P-0940 | Pump, Dewatering, Tank 0900, Secondary Clarifier, RAS/WAS | THC-LQMT-SPARE | THC Liquids Maintenance Spare parts/materials | Pump,Centrifugal | Pump |  | P
129378 | THC-STR-P-0940 | Pump, Dewatering, Tank 0900, Secondary Clarifier, RAS/WAS | THC-STR-RAS/WAS-I-IV | RAS/WAS, Phase I-IV | Pump,Centrifugal | Pump |  | P
68584 | THC-STR-P-1040 | Pump, Dewatering, Tank 1000, Secondary Clarifier, RAS/WAS | THC-STR-RAS/WAS-I-IV | RAS/WAS, Phase I-IV | Pump,Centrifugal | Pump |  | P
129379 | THC-STR-P-1040SP | Pump, Dewatering, Tank 1000, Secondary Clarifier, RAS/WAS | THC-STR-RAS/WAS-I-IV | RAS/WAS, Phase I-IV | Pump,Centrifugal | Pump | 46675 | P
68585 | THC-STR-P-1140SP | Pump, Dewatering, Tank 1100, Secondary Clarifier, RAS/WAS | THC-STR-RAS/WAS-I-IV | RAS/WAS, Phase I-IV | Pump,Centrifugal | Pump | 46676 | P
129380 | THC-STR-P-1140 | Pump, Dewatering, Tank 1100, Secondary Clarifier, RAS/WAS | THC-STR-RAS/WAS-I-IV | RAS/WAS, Phase I-IV | Pump,Centrifugal | Pump |  | P
68586 | THC-STR-P-1240 | Pump, Dewatering, Tank 1200, Secondary Clarifier, RAS/WAS | THC-STR-RAS/WAS-I-IV | RAS/WAS, Phase I-IV | Pump,Centrifugal | Pump |  | P
68587 | THC-STR-P-1240SP | Pump, Dewatering, Tank 1200, Secondary Clarifier, RAS/WAS | THC-STR-RAS/WAS-I-IV | RAS/WAS, Phase I-IV | Pump,Centrifugal | Pump | 46677 | P
68590 | THC-STR-P-1340SP | Pump, Dewatering, Tank 1300, Secondary Clarifier, RAS/WAS | THC-STR-RAS/WAS-I-IV | RAS/WAS, Phase I-IV | Pump,Centrifugal | Pump | 46678 | P
129387 | THC-STR-P-1440SP | Pump, Dewatering, Tank 1400, Secondary Clarifier, RAS/WAS | THC-STR-RAS/WAS-I-IV | RAS/WAS, Phase I-IV | Pump,Centrifugal | Pump | 46679 | P
129388 | THC-STR-P-1540SP | Pump, Dewatering, Tank 1500, Secondary Clarifier, RAS/WAS | THC-STR-RAS/WAS-I-IV | RAS/WAS, Phase I-IV | Pump,Centrifugal | Pump | 46680 | P
68595 | THC-STR-P-1640-SCRP | Pump, Dewatering, Tank 1600, Secondary Clarifier, RAS/WAS | THC-STR-RAS/WAS-I-IV | RAS/WAS, Phase I-IV | Pump,Centrifugal | Pump | 33919 | P
129392 | THC-STR-P-1640-SCRP | Pump, Dewatering, Tank 1600, Secondary Clarifier, RAS/WAS | THC-SUSPENDED | Suspended entity | Pump,Centrifugal | Pump | 33919 | P
129391 | THC-STR-P-1640 | Pump, Dewatering, Tunnel T19 Phase IV Secondary | THC-STR-RAS/WAS-I-IV | RAS/WAS, Phase I-IV | Pump,Centrifugal | Pump |  | P
82252 | TNT-PRS-P-0101 | Pump, Diaphragm Variable Speed, Ferrous Chloride - Pump 1, Phosphorus Removal System | TNT-PRS-T-0100 | Tank,Storage, Ferrous Chloride | Pump,Diaphragm | Pump |  | P
82253 | TNT-PRS-P-0102 | Pump, Diaphragm Variable Speed, Ferrous Chloride - Pump 2, Phosphorus Removal System | TNT-PRS-T-0100 | Tank,Storage, Ferrous Chloride | Pump,Diaphragm | Pump |  | P
141177 | TNT-PRS-P-0103 | Pump, Diaphragm Variable Speed, Ferrous Chloride - Pump 3, Phosphorus Removal System | TNT-PRS-T-0100 | Tank,Storage, Ferrous Chloride | Pump,Diaphragm | Pump |  | P
74463 | THR-DIS-P-0120 | Pump, Diaphragm, Chemical Metering, Skid#1 Disinfection Building Main Floor | THR-DIS-P-EFF | Pumps, Disinfection, Effluent | Pump,Diaphragm | Pump |  | P
134391 | THR-DIS-P-0110 | Pump, Diaphragm, Chemical Metering, Skid#1 Disinfection Building Main Floor | THR-DIS-P-EFF | Pumps, Disinfection, Effluent | Pump,Diaphragm | Pump |  | P
74464 | THR-DIS-P-0220 | Pump, Diaphragm, Chemical Metering, Skid#2 Disinfection Building Main Floor | THR-DIS-P-EFF | Pumps, Disinfection, Effluent | Pump,Diaphragm | Pump |  | P
134392 | THR-DIS-P-0210 | Pump, Diaphragm, Chemical Metering, Skid#2 Disinfection Building Main Floor | THR-DIS-P-EFF | Pumps, Disinfection, Effluent | Pump,Diaphragm | Pump |  | P
74465 | THR-DIS-P-0310 | Pump, Diaphragm, Chemical Metering, Skid#3 Disinfection Building Main Floor | THR-DIS-P-EFF | Pumps, Disinfection, Effluent | Pump,Diaphragm | Pump |  | P
134393 | THR-DIS-P-0320 | Pump, Diaphragm, Chemical Metering, Skid#3 Disinfection Building Main Floor | THR-DIS-P-EFF | Pumps, Disinfection, Effluent | Pump,Diaphragm | Pump |  | P
74466 | THR-DIS-P-0410 | Pump, Diaphragm, Chemical Metering, Skid#4 Disinfection Building Main Floor | THR-DIS-P-NRAS | Pumps, Disinfection, North Return Activated Sludge | Pump,Diaphragm | Pump |  | P
134394 | THR-DIS-P-0420 | Pump, Diaphragm, Chemical Metering, Skid#4 Disinfection Building Main Floor | THR-DIS-P-NRAS | Pumps, Disinfection, North Return Activated Sludge | Pump,Diaphragm | Pump |  | P
74467 | THR-DIS-P-0510 | Pump, Diaphragm, Chemical Metering, Skid#5 Disinfection Building Main Floor | THR-DIS-P-SRAS | Pumps, Disinfection, South Return Activated Sludge | Pump,Diaphragm | Pump |  | P
74468 | THR-DIS-P-0520 | Pump, Diaphragm, Chemical Metering, Skid#5 Disinfection Building Main Floor | THR-DIS-P-SRAS | Pumps, Disinfection, South Return Activated Sludge | Pump,Diaphragm | Pump |  | P
74469 | THR-DIS-P-0610 | Pump, Diaphragm, Chemical Metering, Skid#6 Disinfection Building Main Floor | THR-DIS-P-FPW | Pumps, Disinfection, Filtered Plant Water | Pump,Diaphragm | Pump |  | P
74470 | THR-DIS-P-0620 | Pump, Diaphragm, Chemical Metering, Skid#6 Disinfection Building Main Floor | THR-DIS-P-FPW | Pumps, Disinfection, Filtered Plant Water | Pump,Diaphragm | Pump |  | P
78981 | THR-PRS-P-0200S | Pump, Diaphragm, Ferrous Chloride to Head house, Chemical Building, Secondary Treatment, Phosphorous Removal | THR-PRS-P | Phosphorous Removal System, Pumps | Pump,Centrifugal | Pump | 39835 | P
78982 | THR-PRS-P-0210S | Pump, Diaphragm, Ferrous Chloride to Head house, Chemical Building, Secondary Treatment, Phosphorous Removal | THR-PRS-P | Phosphorous Removal System, Pumps | Pump,Centrifugal | Pump | 39836 | P
78983 | THR-PRS-P-0230S | Pump, Diaphragm, Ferrous Chloride to Head house, Chemical Building, Secondary Treatment, Phosphorous Removal | THR-PRS-P | Phosphorous Removal System, Pumps | Pump,Centrifugal | Pump | 39838 | P
138643 | THR-PRS-P-0220S | Pump, Diaphragm, Ferrous Chloride to Head house, Chemical Building, Secondary Treatment, Phosphorous Removal | THR-PRS-P | Phosphorous Removal System, Pumps | Pump,Centrifugal | Pump | 39837 | P
138644 | THR-PRS-P-0240S | Pump, Diaphragm, Ferrous Chloride to Head house, Chemical Building, Secondary Treatment, Phosphorous Removal | THR-PRS-P | Phosphorous Removal System, Pumps | Pump,Centrifugal | Pump | 39839 | P
138649 | THR-PRS-P-0400S | Pump, Diaphragm, Ferrous Chloride to North Aeration Tank 0600, Chemical Building, Secondary Treatment, Phosphorous Removal | THR-PRS-P | Phosphorous Removal System, Pumps | Pump,Centrifugal | Pump | 39848 | P
78989 | THR-PRS-P-0435S | Pump, Diaphragm, Ferrous Chloride to North Aeration Tank 0700 & North Aeration Tank 0800, Chemical Building, Secondary Treatment, Phosphorous Removal | THR-PRS-P | Phosphorous Removal System, Pumps | Pump,Centrifugal | Pump | 39850 | P
78988 | THR-PRS-P-0420S | Pump, Diaphragm, Ferrous Chloride to North Aeration Tank 0700, Chemical Building, Secondary Treatment, Phosphorous Removal | THR-PRS-P | Phosphorous Removal System, Pumps | Pump,Centrifugal | Pump | 39849 | P
78990 | THR-PRS-P-0440S | Pump, Diaphragm, Ferrous Chloride to North Aeration Tank 0800, Chemical Building, Secondary Treatment, Phosphorous Removal | THR-PRS-P | Phosphorous Removal System, Pumps | Pump,Centrifugal | Pump | 39851 | P
78984 | THR-PRS-P-0315S | Pump, Diaphragm, Ferrous Chloride to South Aeration Tank 0100 & Aeration Tank 0200, Chemical Building, Secondary Treatment, Phosphorous Removal | THR-PRS-P | Phosphorous Removal System, Pumps | Pump,Centrifugal | Pump | 39841 | P
138645 | THR-PRS-P-0300S | Pump, Diaphragm, Ferrous Chloride to South Aeration Tank 0100, Chemical Building, Secondary Treatment, Phosphorous Removal | THR-PRS-P | Phosphorous Removal System, Pumps | Pump,Centrifugal | Pump | 39840 | P
78985 | THR-PRS-P-0320S | Pump, Diaphragm, Ferrous Chloride to South Aeration Tank 0200, Chemical Building, Secondary Treatment, Phosphorous Removal | THR-PRS-P | Phosphorous Removal System, Pumps | Pump,Centrifugal | Pump | 39842 | P
138646 | THR-PRS-P-0355S | Pump, Diaphragm, Ferrous Chloride to South Aeration Tank 0300 & Aeration Tank 0400, Chemical Building, Secondary Treatment, Phosphorous Removal | THR-PRS-P | Phosphorous Removal System, Pumps | Pump,Centrifugal | Pump | 39844 | P
78986 | THR-PRS-P-0340S | Pump, Diaphragm, Ferrous Chloride to South Aeration Tank 0300, Chemical Building, Secondary Treatment, Phosphorous Removal | THR-PRS-P | Phosphorous Removal System, Pumps | Pump,Centrifugal | Pump | 39843 | P
138647 | THR-PRS-P-0360S | Pump, Diaphragm, Ferrous Chloride to South Aeration Tank 0400, Chemical Building, Secondary Treatment, Phosphorous Removal | THR-PRS-P | Phosphorous Removal System, Pumps | Pump,Centrifugal | Pump | 39845 | P
78987 | THR-PRS-P-0395S | Pump, Diaphragm, Ferrous Chloride to South Aeration Tank 0500 & North Aeration Tank 0600, Chemical Building, Secondary Treatment, Phosphorous Removal | THR-PRS-P | Phosphorous Removal System, Pumps | Pump,Centrifugal | Pump | 39847 | P
138648 | THR-PRS-P-0380S | Pump, Diaphragm, Ferrous Chloride to South Aeration Tank 0500, Chemical Building, Secondary Treatment, Phosphorous Removal | THR-PRS-P | Phosphorous Removal System, Pumps | Pump,Centrifugal | Pump | 39846 | P
140727 | TNT-DIG-P-1101 | Pump, Digested Sludge Pumping | TNT-DIG-DS | Digested Sludge Headers, Digester, Transfer & Recirc. Pumps | Pump,Positive Displacement,Piston | Pump |  | P
45971 | TAB-DIG-P-4013 | Pump, Digester Mixing #1A | TAB-DIG-P-MIXING 1-4 | Sludge Mixing Pumps | Pump,Centrifugal | Pump |  | P
45972 | TAB-DIG-P-4013 | Pump, Digester Mixing #1A | TAB-DIG-T-01-04 | Digester Tanks 1-4 | Pump,Centrifugal | Pump |  | P
111320 | TAB-DIG-P-4014 | Pump, Digester Mixing #1B | TAB-DIG-P-MIXING 1-4 | Sludge Mixing Pumps | Pump,Centrifugal | Pump |  | P
111321 | TAB-DIG-P-4014 | Pump, Digester Mixing #1B | TAB-DIG-T-01-04 | Digester Tanks 1-4 | Pump,Centrifugal | Pump |  | P
45973 | TAB-DIG-P-4023 | Pump, Digester Mixing #2A | TAB-DIG-T-01-04 | Digester Tanks 1-4 | Pump,Centrifugal | Pump |  | P
111322 | TAB-DIG-P-4023 | Pump, Digester Mixing #2A | TAB-DIG-P-MIXING 1-4 | Sludge Mixing Pumps | Pump,Centrifugal | Pump |  | P
45974 | TAB-DIG-P-4024 | Pump, Digester Mixing #2B | TAB-DIG-P-MIXING 1-4 | Sludge Mixing Pumps | Pump,Centrifugal | Pump |  | P
111323 | TAB-DIG-P-4024 | Pump, Digester Mixing #2B | TAB-DIG-T-01-04 | Digester Tanks 1-4 | Pump,Centrifugal | Pump |  | P
45975 | TAB-DIG-P-4033 | Pump, Digester Mixing #3A | TAB-DIG-P-MIXING 1-4 | Sludge Mixing Pumps | Pump,Centrifugal | Pump |  | P
45976 | TAB-DIG-P-4033 | Pump, Digester Mixing #3A | TAB-DIG-T-01-04 | Digester Tanks 1-4 | Pump,Centrifugal | Pump |  | P
111324 | TAB-DIG-P-4034 | Pump, Digester Mixing #3B | TAB-DIG-P-MIXING 1-4 | Sludge Mixing Pumps | Pump,Centrifugal | Pump |  | P
111325 | TAB-DIG-P-4034 | Pump, Digester Mixing #3B | TAB-DIG-T-01-04 | Digester Tanks 1-4 | Pump,Centrifugal | Pump |  | P
111326 | TAB-DIG-P-4043 | Pump, Digester Mixing #4A | TAB-DIG-P-MIXING 1-4 | Sludge Mixing Pumps | Pump,Centrifugal | Pump |  | P
111327 | TAB-DIG-P-4043 | Pump, Digester Mixing #4A | TAB-DIG-T-01-04 | Digester Tanks 1-4 | Pump,Centrifugal | Pump |  | P
45977 | TAB-DIG-P-4044 | Pump, Digester Mixing #4B | TAB-DIG-P-MIXING 1-4 | Sludge Mixing Pumps | Pump,Centrifugal | Pump |  | P
111328 | TAB-DIG-P-4044 | Pump, Digester Mixing #4B | TAB-DIG-T-01-04 | Digester Tanks 1-4 | Pump,Centrifugal | Pump |  | P
3501 | COL-PEV-P-0100 | Pump, Discharge | COL-PEV | Ellis Sewage Pumping Station |  | Pump |  | P
3830 | COL-PHP-P-0100 | Pump, Discharge | COL-PHP | High Park Sewage Pumping Station |  | Pump |  | P
4019 | COL-PKS-P-0200 | Pump, Discharge | COL-PKS | King St West Sewage Pumping Station |  | Pump |  | P
5234 | COL-PRR-P-0100 | Pump, Discharge | COL-PRR | Riverside Sewage Pumping Station |  | Pump |  | P
5235 | COL-PRR-P-0200 | Pump, Discharge | COL-PRR | Riverside Sewage Pumping Station |  | Pump |  | P
5643 | COL-PSP-P-0100 | Pump, Discharge | COL-PSP | Southport Sewage Pumping Station |  | Pump |  | P
5644 | COL-PSP-P-0200 | Pump, Discharge | COL-PSP | Southport Sewage Pumping Station |  | Pump |  | P
5974 | COL-PSU-P-0100 | Pump, Discharge | COL-PSU | Sunnyside Pumping Station |  | Pump |  | P
6344 | COL-PVM-P-0100 | Pump, Discharge | COL-PVM | Valleymede Sewage Pumping Station |  | Pump |  | P
6345 | COL-PVM-P-0200 | Pump, Discharge | COL-PVM | Valleymede Sewage Pumping Station |  | Pump |  | P
18420 | COL-PEV-P-0200 | Pump, Discharge | COL-PEV | Ellis Sewage Pumping Station |  | Pump |  | P
20069 | COL-PHP-P-0200 | Pump, Discharge | COL-PHP | High Park Sewage Pumping Station |  | Pump |  | P
20452 | COL-PKS-P-0100 | Pump, Discharge | COL-PKS | King St West Sewage Pumping Station |  | Pump |  | P
26496 | COL-PSU-P-0200 | Pump, Discharge | COL-PSU | Sunnyside Pumping Station |  | Pump |  | P
106130 | SWM-PWI-P-0100 | Pump, Discharge | SWM-PWI | Wilson Storm Pumping Station |  | Pump |  | P
106131 | SWM-PWI-P-0200 | Pump, Discharge | SWM-PWI | Wilson Storm Pumping Station |  | Pump |  | P
27551 | FHO-WWW-P-0101-SU | Pump, Discharge to Clarifier Influent Header | FHO-WWW | Residue Management / Waste Water System | Pump,Centrifugal | Pump | 32522 | P
95837 | FHO-WWW-P-0101-SU | Pump, Discharge to Clarifier Influent Header | FHO-OBSOLETE | Removed From Service | Pump,Centrifugal | Pump | 32522 | P
95838 | FHO-WWW-P-0101-SU | Pump, Discharge to Clarifier Influent Header | FHO-WWW-P-0101-KQ | WW Pump 1 | Pump,Centrifugal | Pump | 32522 | P
27552 | FHO-WWW-P-0201 | Pump, Discharge to Clarifier Influent Header, Clarifier Building, S5, Waste Water Pump Room | FHO-WWW | Residue Management / Waste Water System | Pump,Centrifugal | Pump |  | P
27556 | FHO-WWW-P-0301 | Pump, Discharge to Clarifier Influent Header, Clarifier Building, S5, Waste Water Pump Room | FHO-WWW | Residue Management / Waste Water System | Pump,Centrifugal | Pump |  | P
95835 | FHO-WWW-P-0101 | Pump, Discharge to Clarifier Influent Header, Clarifier Building, S5, Waste Water Pump Room | FHO-WWW | Residue Management / Waste Water System | Pump,Centrifugal | Pump |  | P
27558 | FHO-WWW-P-0301-SU | Pump, Discharge to Clarifier Influent Header, WW Pump 3 | FHO-OBSOLETE | Removed From Service | Pump,Centrifugal | Pump | 32523 | P
27559 | FHO-WWW-P-0301-SU | Pump, Discharge to Clarifier Influent Header, WW Pump 3 | FHO-WWW-P-0301-KQ | WW Pump 3 | Pump,Centrifugal | Pump | 32523 | P
95842 | FHO-WWW-P-0301-SU | Pump, Discharge to Clarifier Influent Header, WW Pump 3 | FHO-WWW | Residue Management / Waste Water System | Pump,Centrifugal | Pump | 32523 | P
41251 | TAB-ACC-P-3603 | PUMP, DOMESTIC HOT WATER RECIRC, BASEMENT ADMIN BUILDING | TAB-ADM-STRC | Old Admin Building - General | Pump | Pump |  | P
55548 | TAB-SLO-P-0201 | Pump, Double Piston, Sludge Cake Transfer, Schwing | TAB-SLO-T-0201 | Storage Silo #1,Sludge Cake | Pump,Positive Displacement,Piston | Pump |  | P
118651 | TAB-SLO-P-0202 | Pump, Double Piston, Sludge Cake Transfer, Schwing | TAB-SLO-T-0202 | Storage Silo #2,Sludge Cake | Pump,Positive Displacement,Piston | Pump |  | P
118652 | TAB-SLO-P-0203 | Pump, Double Piston, Sludge Cake Transfer, Schwing | TAB-SLO-T-0203 | Storage,Silo #3 ,Sludge Cake | Pump,Positive Displacement,Piston | Pump |  | P
80187 | THR-THK-P-0555 | Pump, Drainage Sump, STB Outside, North West Side | THR-THK-P-SUMP | Sump Pumps | Pump,Submersible | Pump |  | P
80188 | THR-THK-P-0556 | Pump, Drainage Sump, STB Outside, North West Side | THR-THK-P-SUMP | Sump Pumps | Pump,Submersible | Pump |  | P
82200 | TNT-PLT-P-1102 | Pump, Drainage, Constant Speed | TNT-PLT-T-1100 | Tank, Wet Well,Drainage | Pump,Centrifugal | Pump |  | P
141129 | TNT-PLT-P-1101 | Pump, Drainage, Constant Speed | TNT-PLT-T-1100 | Tank, Wet Well,Drainage | Pump,Centrifugal | Pump |  | P
141130 | TNT-PLT-P-1110 | Pump, Drainage, Constant Speed | TNT-PLT-T-1100 | Tank, Wet Well,Drainage | Pump,Centrifugal | Pump |  | P
10399 | FCL-DEW-P-0101A | Pump, Dry Pit Submersible, Raw Water Process Dewatering, Raw Water Dewatering Pit | FCL-DEW-RW | Raw water Area Dewatering | Pump,Centrifugal | Pump |  | P
10400 | FCL-DEW-P-0101A | Pump, Dry Pit Submersible, Raw Water Process Dewatering, Raw Water Dewatering Pit | FCL-DEW-T-0101-SUS | Dewatering, Dry Pit RW | Pump,Centrifugal | Pump |  | P
47962 | FCL-DEW-P-0101A | Pump, Dry Pit Submersible, Raw Water Process Dewatering, Raw Water Dewatering Pit | FCL-DEW | Dewatering | Pump,Centrifugal | Pump |  | P
47964 | FCL-DEW-P-0101B | Pump, Dry Pit Submersible, Raw Water Process Dewatering, Raw Water Dewatering Pit | FCL-DEW-RW | Raw water Area Dewatering | Pump,Centrifugal | Pump |  | P
47965 | FCL-DEW-P-0101B | Pump, Dry Pit Submersible, Raw Water Process Dewatering, Raw Water Dewatering Pit | FCL-DEW-T-0101-SUS | Dewatering, Dry Pit RW | Pump,Centrifugal | Pump |  | P
10420 | FCL-DEW-P-0601A | Pump, Dry Pit Submersible. High Lift PS Area Dewatering Pump, Treated Water Dewatering Pit | FCL-DEW | Dewatering | Pump,Centrifugal | Pump |  | P
10421 | FCL-DEW-P-0601A | Pump, Dry Pit Submersible. High Lift PS Area Dewatering Pump, Treated Water Dewatering Pit | FCL-DEW-T-0601 | Tank, Drain Pit, High Lift PS Area Dewatering Pit | Pump,Centrifugal | Pump |  | P
10422 | FCL-DEW-P-0601B | Pump, Dry Pit Submersible. High Lift PS Area Dewatering Pump, Treated Water Dewatering Pit | FCL-DEW | Dewatering | Pump,Centrifugal | Pump |  | P
10423 | FCL-DEW-P-0601B | Pump, Dry Pit Submersible. High Lift PS Area Dewatering Pump, Treated Water Dewatering Pit | FCL-DEW-T-0601 | Tank, Drain Pit, High Lift PS Area Dewatering Pit | Pump,Centrifugal | Pump |  | P
47981 | FCL-DEW-P-0601A | Pump, Dry Pit Submersible. High Lift PS Area Dewatering Pump, Treated Water Dewatering Pit | FCL-DEW-HLPS | High Lift Area Dewatering | Pump,Centrifugal | Pump |  | P
47982 | FCL-DEW-P-0601B | Pump, Dry Pit Submersible. High Lift PS Area Dewatering Pump, Treated Water Dewatering Pit | FCL-DEW-HLPS | High Lift Area Dewatering | Pump,Centrifugal | Pump |  | P
10411 | FCL-DEW-P-0401A | Pump, Dry Pit Submersible. Low Lift PS Area Dewatering, Raw Water Dewatering Pit | FCL-DEW-RW | Raw water Area Dewatering | Pump,Centrifugal | Pump |  | P
47975 | FCL-DEW-P-0401B | Pump, Dry Pit Submersible. Low Lift PS Area Dewatering, Raw Water Dewatering Pit | FCL-DEW-RW | Raw water Area Dewatering | Pump,Submersible | Pump |  | P
10416 | FCL-DEW-P-0501A | Pump, Dry Pit Submersible. Pre-Treatment Area Dewatering, Sedimentation Tank Dewatering Pit | FCL-DEW-SED | Sedimentation Area Dewatering | Pump,Centrifugal | Pump |  | P
10417 | FCL-DEW-P-0501B | Pump, Dry Pit Submersible. Pre-Treatment Area Dewatering, Sedimentation Tank Dewatering Pit | FCL-DEW-SED | Sedimentation Area Dewatering | Pump,Centrifugal | Pump |  | P
47977 | FCL-DEW-P-0501A | Pump, Dry Pit Submersible. Pre-Treatment Area Dewatering, Sedimentation Tank Dewatering Pit | FCL-DEW | Dewatering | Pump,Centrifugal | Pump |  | P
47980 | FCL-DEW-P-0501B | Pump, Dry Pit Submersible. Pre-Treatment Area Dewatering, Sedimentation Tank Dewatering Pit | FCL-DEW | Dewatering | Pump,Centrifugal | Pump |  | P
10408 | FCL-DEW-P-0301B | Pump, Dry Pit Submersible. Sedimentation Tanks Process Dewatering, Sedimentation Tank Dewatering Pit | FCL-DEW-SED | Sedimentation Area Dewatering | Pump,Centrifugal | Pump |  | P
47968 | FCL-DEW-P-0301A | Pump, Dry Pit Submersible. Sedimentation Tanks Process Dewatering, Sedimentation Tank Dewatering Pit | FCL-DEW | Dewatering | Pump,Centrifugal | Pump |  | P
47969 | FCL-DEW-P-0301A | Pump, Dry Pit Submersible. Sedimentation Tanks Process Dewatering, Sedimentation Tank Dewatering Pit | FCL-DEW-SED | Sedimentation Area Dewatering | Pump,Centrifugal | Pump |  | P
47970 | FCL-DEW-P-0301B | Pump, Dry Pit Submersible. Sedimentation Tanks Process Dewatering, Sedimentation Tank Dewatering Pit | FCL-DEW | Dewatering | Pump,Centrifugal | Pump |  | P
10404 | FCL-DEW-P-0201A | Pump, Dry Pit Submersible. Treated Water Process Dewatering, Treated Water Dewatering Pit | FCL-DEW | Dewatering | Pump,Centrifugal | Pump |  | P
10405 | FCL-DEW-P-0201B | Pump, Dry Pit Submersible. Treated Water Process Dewatering, Treated Water Dewatering Pit | FCL-DEW-T-0201 | Tank, Treated Water Process Dewatering Pit | Pump,Centrifugal | Pump |  | P
47966 | FCL-DEW-P-0201A | Pump, Dry Pit Submersible. Treated Water Process Dewatering, Treated Water Dewatering Pit | FCL-DEW-T-0201 | Tank, Treated Water Process Dewatering Pit | Pump,Centrifugal | Pump |  | P
47967 | FCL-DEW-P-0201B | Pump, Dry Pit Submersible. Treated Water Process Dewatering, Treated Water Dewatering Pit | FCL-DEW | Dewatering | Pump,Centrifugal | Pump |  | P
12129 | FCL-POL-P-4110 | Pump, Duty, Polymer Skid No.1, Polymer Feed to Thickener #1, Centrifuge Building Polymer Room | FCL-WWW-POL | Polymer | Pump | Pump |  | P
12131 | FCL-POL-P-4130 | Pump, Duty, Polymer Skid No.3, Polymer Feed to Thickener #2, Centrifuge Building Polymer Room | FCL-WWW-POL | Polymer | Pump | Pump |  | P
12132 | FCL-POL-P-4210 | Pump, Duty, Polymer Skid No.4, Polymer Feed to Centrifuge #1, Centrifuge Building Polymer Room | FCL-WWW-POL | Polymer | Pump | Pump |  | P
52526 | FCL-POL-P-4230 | Pump, Duty, Polymer Skid No.6, Polymer Feed to Centrifuge #2, Centrifuge Building Polymer Room | FCL-WWW-POL | Polymer | Pump | Pump |  | P
117122 | TAB-PWA-P-0555 | Pump, Effluent, Filtered, Plant Water | TAB-PWA-PUMPS | Plant Water - Pumps | Pump,Centrifugal | Pump |  | P
53996 | TAB-PWA-P-2600S | Pump, Effluent, No.1, PWPS | TAB-PWA-PUMPS | Plant Water - Pumps | Pump,Centrifugal | Pump | 47617 | P
53997 | TAB-PWA-P-2600S | Pump, Effluent, No.1, PWPS | TAB-SUSPENDED ENTITY | Suspended entities | Pump,Centrifugal | Pump | 47617 | P
117131 | TAB-PWA-P-2602S | Pump, Effluent, No.3,PWPS | TAB-PWA-PUMPS | Plant Water - Pumps | Pump | Pump | 47626 | P
117132 | TAB-PWA-P-2602S | Pump, Effluent, No.3,PWPS | TAB-SUSPENDED ENTITY | Suspended entities | Pump | Pump | 47626 | P
53999 | TAB-PWA-P-2603S | Pump, Effluent, No.6,PWPS | TAB-PWA-PUMPS | Plant Water - Pumps | Pump | Pump | 47631 | P
117133 | TAB-PWA-P-2603S | Pump, Effluent, No.6,PWPS | TAB-SUSPENDED ENTITY | Suspended entities | Pump | Pump | 47631 | P
53998 | TAB-PWA-P-2601S | Pump, Effluent,No.2, PWPS | TAB-PWA-PUMPS | Plant Water - Pumps | Pump | Pump | 47621 | P
117130 | TAB-PWA-P-2601S | Pump, Effluent,No.2, PWPS | TAB-SUSPENDED ENTITY | Suspended entities | Pump | Pump | 47621 | P
54000 | TAB-PWA-P-2604S | Pump, Effluent,No.7, PWPS | TAB-PWA-PUMPS | Plant Water - Pumps | Pump | Pump | 47636 | P
117134 | TAB-PWA-P-2604S | Pump, Effluent,No.7, PWPS | TAB-SUSPENDED ENTITY | Suspended entities | Pump | Pump | 47636 | P
54001 | TAB-PWA-P-2605S | Pump, Effluent,No.8, PWPS | TAB-PWA-PUMPS | Plant Water - Pumps | Pump | Pump | 47643 | P
117135 | TAB-PWA-P-2605S | Pump, Effluent,No.8, PWPS | TAB-SUSPENDED ENTITY | Suspended entities | Pump | Pump | 47643 | P
55562 | TAB-SLO-P-8086 | Pump, Elevator Sump | TAB-SLO-SP | Sump & Booster Pumps | Pump,Non Positive Displacement,Submersible | Pump |  | P
118668 | TAB-SLO-P-8047 | Pump, Elevator Sump | TAB-SLO-SP | Sump & Booster Pumps | Pump,Non Positive Displacement,Submersible | Pump |  | P
114138 | TAB-INC-P-8048 | Pump, Elevator Sump, | TAB-WA4-P-0001 | WA4 Sump Pumps | Pump | Pump |  | P
107590 | TAB-ACC-P-6151 | Pump, Feed , Glycol Mixing Tank | TAB-ACC-T-6151 | Tank, Feed & Mixing, Glycol | Pump | Pump |  | P
41198 | TAB-ACC-P-0010 | Pump, Feed Water, Hot Water Boiler #1,PB1-1 | TAB-ACC-BO 1 | Boiler # 1, Hot Water Heating, Volcano B-1 | Pump,Non Positive Displacement,Submersible | Pump |  | P
41199 | TAB-ACC-P-0020 | Pump, Feed Water, Hot Water Boiler #2 | TAB-ACC-BO 2 | Boiler # 2, Hot Water Heating, Volcano B-2 | Pump,Non Positive Displacement,Submersible | Pump |  | P
41200 | TAB-ACC-P-0030 | Pump, Feed Water, Hot Water Boiler #3 | TAB-ACC-BO 3 | Boiler # 3, Hot Water Heating, Volcano B-3 | Pump,Non Positive Displacement,Submersible | Pump |  | P
41201 | TAB-ACC-P-0040 | Pump, Feed Water, Hot Water Boiler #4 | TAB-ACC-BO 4 | Boiler # 4, Hot Water Heating, Volcano B-4 | Pump,Non Positive Displacement,Submersible | Pump |  | P
107515 | TAB-ACC-P-0060 | Pump, Feed Water, Plant Hot Water Boiler # 6, PB-6 | TAB-ACC-BO 6 | Boiler # 6, Hot Water Heating |  | Pump |  | P
53175 | TAB-PRS-P-1200 | Pump, Ferrous Chloride, D Bldg Distribution Channel | TAB-PRS | Phosphorous Removal System | Pump,Positive Displacement | Pump |  | P
53176 | TAB-PRS-P-1300 | Pump, Ferrous Chloride, D Bldg Distribution Channel | TAB-PRS | Phosphorous Removal System | Pump,Positive Displacement | Pump |  | P
53177 | TAB-PRS-P-1400 | Pump, Ferrous Chloride, D Bldg Distribution Channel | TAB-PRS | Phosphorous Removal System | Pump,Positive Displacement | Pump |  | P
116606 | TAB-PRS-P-1100 | Pump, Ferrous Chloride, D Bldg Distribution Channel | TAB-PRS | Phosphorous Removal System | Pump,Positive Displacement | Pump |  | P
53182 | TAB-PRS-P-2300 | Pump, Ferrous Chloride, P Bldg Distribution Channel | TAB-PRS | Phosphorous Removal System | Pump,Positive Displacement | Pump |  | P
53183 | TAB-PRS-P-2400 | Pump, Ferrous Chloride, P Bldg Distribution Channel | TAB-PRS | Phosphorous Removal System | Pump,Positive Displacement | Pump |  | P
53184 | TAB-PRS-P-2600 | Pump, Ferrous Chloride, P Bldg Distribution Channel | TAB-PRS | Phosphorous Removal System | Pump,Positive Displacement | Pump |  | P
116607 | TAB-PRS-P-2500 | Pump, Ferrous Chloride, P Bldg Distribution Channel | TAB-PRS | Phosphorous Removal System | Pump,Positive Displacement | Pump |  | P
78977 | THR-PRS-P-0053 | Pump, Ferrous Chloride, Primary Standby, Chemical Building | THR-PRS-P | Phosphorous Removal System, Pumps | Pump,Centrifugal | Pump |  | P
78976 | THR-PRS-P-0052 | Pump, Ferrous Chloride, Primary, Chemical Building | THR-PRS-P | Phosphorous Removal System, Pumps | Pump,Centrifugal | Pump |  | P
78978 | THR-PRS-P-0055 | Pump, Ferrous Chloride, Primary, Chemical Building | THR-PRS-P | Phosphorous Removal System, Pumps | Pump,Centrifugal | Pump |  | P
138640 | THR-PRS-P-0054 | Pump, Ferrous Chloride, Primary, Chemical Building | THR-PRS-DRN | Phosphorous Removal System, Drain | Pump,Centrifugal | Pump |  | P
138641 | THR-PRS-P-0054 | Pump, Ferrous Chloride, Primary, Chemical Building | THR-PRS-P | Phosphorous Removal System, Pumps | Pump,Centrifugal | Pump |  | P
78979 | THR-PRS-P-0057 | Pump, Ferrous Chloride, Secondary Standby, Chemical Building | THR-PRS-P | Phosphorous Removal System, Pumps | Pump,Centrifugal | Pump |  | P
138642 | THR-PRS-P-0056 | Pump, Ferrous Chloride, Secondary Standby, Chemical Building | THR-PRS-P | Phosphorous Removal System, Pumps | Pump,Centrifugal | Pump |  | P
78975 | THR-PRS-P-0051 | Pump, Ferrous Chloride,Drain, Chemical Building | THR-PRS-DRN | Phosphorous Removal System, Drain | Pump,Centrifugal | Pump |  | P
138639 | THR-PRS-P-0050 | Pump, Ferrous Chloride,Drain, Chemical Building | THR-PRS-DRN | Phosphorous Removal System, Drain | Pump,Centrifugal | Pump |  | P
107517 | TAB-ACC-P-0150 | Pump, Filter Feed, Primary Loop | TAB-PWH | Primary Heating Loop | Pump,Centrifugal | Pump |  | P
18613 | FHA-WWW-P-5201 | Pump, Filter Ripening Flow Tank T-5001 (Future) | FHA-WWW-RIPENING | Filter Ripening Flow | Pump | Pump |  | P
83323 | FHA-WWW-P-5101 | Pump, Filter Ripening Flow Tank T-5001 (Future) | FHA-WWW-RIPENING | Filter Ripening Flow | Pump | Pump |  | P
20601 | FHO-CLB-P-0301-SPARE | Pump, Filtered Water Clearwell CLB-P-0301-Spare | FHO-CLB-P-0301-KQ | Clearwell Sampling Pump 3 | Pump,Positive Displacement,Rotary Vane | Pump |  | P
91134 | FHO-CLB-P-0301-SPARE | Pump, Filtered Water Clearwell CLB-P-0301-Spare | FHO CLEARWELL | Sampling | Pump,Positive Displacement,Rotary Vane | Pump |  | P
20603 | FHO-CLB-P-0401-SPARE | Pump, Filtered Water Clearwell CLB-P-0401 | FHO-CLB-P-0401-KQ | Clearwell Sampling Pump 4 | Pump,Positive Displacement,Rotary Vane | Pump |  | P
91138 | FHO-CLB-P-0401-SPARE | Pump, Filtered Water Clearwell CLB-P-0401 | FHO CLEARWELL | Sampling | Pump,Positive Displacement,Rotary Vane | Pump |  | P
68653 | FHA-FEQ-P-0001 | Pump, Fire Alarm System, RMF Building, Storage Room 1 | FHA-SES-FEQ-1 | Fire Sprinkler System | Pump | Pump |  | P
121523 | THC-ACC-P-0583 | Pump, Fire Standpipe and Sprinkler, Lower Basement, Biosolids Building East | THC-FEQ-FSP | Sprinkler System |  | Pump | 35589 | P
121524 | THC-ACC-P-0583 | Pump, Fire Standpipe and Sprinkler, Lower Basement, Biosolids Building East | THC-SUSPENDED | Suspended entity |  | Pump | 35589 | P
22901 | FHO-FEQ-P-0801 | Pump, Fire System, Ozone Building, Fire Room | FHO-SES-FEQ-1000 | Fire Equipment, Built In |  | Pump |  | P
126031 | THC-FEQ-P-0585 | Pump, Fire, Jockey, Standpipe and Sprinkler, Admin, Bldg. K | THC-FEQ-BLDG K | Fire fighting protection equipment, Admin Building | Fire Prevention,Sprinkler | Pump | 41270 | P
64108 | THC-FEQ-P-0583 | Pump, Fire, Jockey, Standpipe and Sprinkler, Lower Basement, Biosolids Building East | THC-FEQ-BLDG M | Fire fighting protection equipment, incinerator building | Fire Prevention,Sprinkler | Pump | 41268 | P
126032 | THC-FEQ-P-0586 | Pump, Fire, Jockey, Standpipe and Sprinkler, Sludge Storage Building, Bldg. D | THC-FEQ-BLDG D | Fire fighting protection equipment, Sludge Storage Building D | Fire Prevention,Sprinkler | Pump | 41271 | P
126033 | THC-FEQ-P-0586 | Pump, Fire, Jockey, Standpipe and Sprinkler, Sludge Storage Building, Bldg. D | THC-FEQ-BLDG K | Fire fighting protection equipment, Admin Building | Fire Prevention,Sprinkler | Pump | 41271 | P
64109 | THC-FEQ-P-0584 | Pump, Fire, Jockey, Standpipe and Sprinkler, WA2 Workshop, Bldg. X | THC-FEQ-BLDG M | Fire fighting protection equipment, incinerator building | Fire Prevention,Sprinkler | Pump | 41269 | P
64110 | THC-FEQ-P-0584 | Pump, Fire, Jockey, Standpipe and Sprinkler, WA2 Workshop, Bldg. X | THC-FEQ-BLDG X | Fire fighting protection equipment, WA2 workshop building | Fire Prevention,Sprinkler | Pump | 41269 | P
20253 | FHO-CCS-P-0202 | Pump, Flash Mixing, Phosphoric Acid Pre-Injection, East Conduit, Flocculation Gate Room, Basement | FHO-CCS | Corrosion Control Process |  | Pump |  | P
90867 | FHO-CCS-P-0102 | Pump, Flash Mixing, Phosphoric Acid Pre-Injection, West Conduit, Flocculation Gate Room, Basement | FHO-CCS | Corrosion Control Process |  | Pump |  | P
23011 | FHO-FL-P-0301 | Pump, Fluoride Sample, Sampling System, S2, Sluice Gate Hall East | FHO RESERVOIR | Sampling | Pump,Centrifugal | Pump |  | P
23012 | FHO-FL-P-0301 | Pump, Fluoride Sample, Sampling System, S2, Sluice Gate Hall East | FHO-FL-P-0301-KQ | Reservoir Sampling | Pump,Centrifugal | Pump |  | P
92925 | FHO-FL-P-0301A | Pump, Fluoride Sample, Sampling System, S2, Sluice Gate Hall East | FHO RESERVOIR | Sampling | Pump,Centrifugal | Pump |  | P
92926 | FHO-FL-P-0301A | Pump, Fluoride Sample, Sampling System, S2, Sluice Gate Hall East | FHO-FL-P-0301A-KQ | Reservoir Sampling | Pump,Centrifugal | Pump |  | P
99082 | GX3001A | Pump, Flygt, Submersible (portable) | TAB-STR-P-SUMP | Secondary Treatment - Sump Pump, Ground Water | Pump,Non Positive Displacement,Submersible | Pump
64264 | THC-FT-P-0990SUSPEND | Pump, for Scum Pit Tank 0980, for final tank 0900, Secondary Clarifier | THC-FT-PHASE I-IV | Secondary Clarifiers, Phase I-IV | Pump,Positive Displacement,Progressive Cavity | Pump | 35510 | P
64265 | THC-FT-P-0990SUSPEND | Pump, for Scum Pit Tank 0980, for final tank 0900, Secondary Clarifier | THC-SUSPENDED | Suspended entity | Pump,Positive Displacement,Progressive Cavity | Pump | 35510 | P
126178 | THC-FT-P-0990 | Pump, for Scum Pit Tank 0980, for final tank 0900, Secondary Clarifier (New Spare ) | THC-FT-PHASE I-IV | Secondary Clarifiers, Phase I-IV | Pump,Lobe | Pump |  | P
64266 | THC-FT-P-1090SUSPENDED | Pump, for Scum Pit Tank 1080, for final tank 1000, Secondary Clarifier | THC-FT-PHASE I-IV | Secondary Clarifiers, Phase I-IV | Pump,Positive Displacement,Progressive Cavity | Pump | 35511 | P
126180 | THC-FT-P-1090SUSPENDED | Pump, for Scum Pit Tank 1080, for final tank 1000, Secondary Clarifier | THC-SUSPENDED | Suspended entity | Pump,Positive Displacement,Progressive Cavity | Pump | 35511 | P
126179 | THC-FT-P-1090 | Pump, for Scum Pit Tank 1080, for final tank 1000, Secondary Clarifier (New Spare ) | THC-FT-PHASE I-IV | Secondary Clarifiers, Phase I-IV | Pump,Lobe | Pump |  | P
64267 | THC-FT-P-1190SUSPENDED | Pump, for Scum Pit Tank 1180, for final tank 1100, Secondary Clarifier | THC-FT-PHASE I-IV | Secondary Clarifiers, Phase I-IV | Pump,Positive Displacement,Progressive Cavity | Pump | 35512 | P
64268 | THC-FT-P-1190SUSPENDED | Pump, for Scum Pit Tank 1180, for final tank 1100, Secondary Clarifier | THC-SUSPENDED | Suspended entity | Pump,Positive Displacement,Progressive Cavity | Pump | 35512 | P
126181 | THC-FT-P-1190 | Pump, for Scum Pit Tank 1180, for final tank 1100, Secondary Clarifier (New Spare ) | THC-FT-PHASE I-IV | Secondary Clarifiers, Phase I-IV | Pump,Lobe | Pump |  | P
64269 | THC-FT-P-1290SUSPENDED | Pump, for Scum Pit Tank 1280, for final tank 1200, Secondary Clarifier | THC-FT-PHASE I-IV | Secondary Clarifiers, Phase I-IV | Pump,Positive Displacement,Progressive Cavity | Pump | 35513 | P
126183 | THC-FT-P-1290SUSPENDED | Pump, for Scum Pit Tank 1280, for final tank 1200, Secondary Clarifier | THC-SUSPENDED | Suspended entity | Pump,Positive Displacement,Progressive Cavity | Pump | 35513 | P
126182 | THC-FT-P-1290 | Pump, for Scum Pit Tank 1280, for final tank 1200, Secondary Clarifier (New Spare ) | THC-FT-PHASE I-IV | Secondary Clarifiers, Phase I-IV | Pump,Lobe | Pump |  | P
64270 | THC-FT-P-1390 | Pump, for Scum Pit Tank 1380, for final tank 1300, Secondary Clarifier (New Spare ) | THC-FT-PHASE I-IV | Secondary Clarifiers, Phase I-IV | Pump,Lobe | Pump |  | P
126184 | THC-FT-P-1490 | Pump, for Scum Pit Tank 1480, for final tank 1400, Secondary Clarifier (New Spare ) | THC-FT-PHASE I-IV | Secondary Clarifiers, Phase I-IV | Pump,Lobe | Pump |  | P
64316 | THC-FT-P-1590-SCRP | Pump, for Scum Pit Tank 1580, for final tank 1500, Secondary Clarifier | THC-SUSPENDED | Suspended entity | Pump,Positive Displacement,Progressive Cavity | Pump | 33921 | P
126187 | THC-FT-P-1590-SCRP | Pump, for Scum Pit Tank 1580, for final tank 1500, Secondary Clarifier | THC-FT-PHASE I-IV | Secondary Clarifiers, Phase I-IV | Pump,Positive Displacement,Progressive Cavity | Pump | 33921 | P
64317 | THC-FT-P-1690-SCRP | Pump, for Scum Pit Tank 1680, for final tank 1600, Secondary Clarifier | THC-FT-PHASE I-IV | Secondary Clarifiers, Phase I-IV | Pump,Positive Displacement,Progressive Cavity | Pump | 33920 | P
126189 | THC-FT-P-1690-SCRP | Pump, for Scum Pit Tank 1680, for final tank 1600, Secondary Clarifier | THC-SUSPENDED | Suspended entity | Pump,Positive Displacement,Progressive Cavity | Pump | 33920 | P
87970 | WTR-PMI-P-1800 | Pump, Fuel Transfer | WTR-PMI-P | Pumping |  | Pump |  | P
145944 | WTR-PMI-P-1800 | Pump, Fuel Transfer | WTR-PMI-AUX | Auxiliary Equipment (Building Facilities) |  | Pump |  | P
145945 | WTR-PMI-P-1900 | Pump, Fuel Transfer | WTR-PMI-AUX | Auxiliary Equipment (Building Facilities) |  | Pump |  | P
145946 | WTR-PMI-P-1900 | Pump, Fuel Transfer | WTR-PMI-P | Pumping |  | Pump |  | P
88420 | WTR-PRH-P-0001 | Pump, Fuel Transfer, Fuel Vault Basement | WTR-PRH-ELS | Electrical System | Pump,Gear | Pump |  | P
88421 | WTR-PRH-P-0002 | Pump, Fuel Transfer, Fuel Vault Basement | WTR-PRH-ELS | Electrical System | Pump,Gear | Pump |  | P
80907 | TNT-ACC-P-5101 | Pump, Furnace Oil, to Boiler #5100 | TNT-ACC-OIL | Boilers, Burners, Oil & gas Systems | Pump,Positive Displacement | Pump |  | P
80908 | TNT-ACC-P-5201 | Pump, Furnace Oil, to Boiler #5200 | TNT-ACC-OIL | Boilers, Burners, Oil & gas Systems | Pump,Positive Displacement | Pump |  | P
45985 | TAB-DIG-P-6121 | Pump, Gas Scrubber, Gas Stream #1 | TAB-DIG-SB-6120 | Gas Scrubber, Gas Stream #1 | Pump,Centrifugal | Pump |  | P
46009 | TAB-DIG-P-9737 | Pump, Gas Scrubber, Gas Stream #2 | TAB-DIG-SB-9737 | Gas Scrubber, Gas Stream #2 | Pump,Centrifugal | Pump |  | P
111347 | TAB-DIG-P-9738 | Pump, Gas Scrubber, Gas Stream #3 | TAB-DIG-SB-9738 | Gas Scrubber, Gas Stream #3 | Pump,Centrifugal | Pump |  | P
25513 | FHO-SBS-P-0601 | Pump, Gear, Backup, SBS Ozone Quenching Skid #6, S4 Level, SBS Room, SE | FHO-SBS | Ozone Quenching | Pump,Gear | Pump |  | P
94496 | FHO-SBS-P-0701 | Pump, Gear, Backwash Dechlorination ,S4, SBS Room, Skid #7 | FHO-SBS | Ozone Quenching | Pump,Gear | Pump |  | P
25514 | FHO-SBS-P-0801 | Pump, Gear, Backwash Dechlorination ,S4, SBS Room, Skid #8 | FHO-SBS | Ozone Quenching | Pump,Gear | Pump |  | P
10857 | FCL-ELS-P-0100 | Pump, Gear, Fuel Oil Transfer Pump, Low Lift Building, Screen Room | FCL-ELS-PS-0003 | Emergency Power | Pump,Gear | Pump |  | P
49001 | FCL-ELS-P-0200 | Pump, Gear, Fuel Oil Transfer Pump, Low Lift Building, Screen Room | FCL-ELS-PS-0003 | Emergency Power | Pump,Gear | Pump |  | P
49984 | FCL-FL-P-0101 | Pump, Gear, Hydrofluosilicic Acid System | FCL-FL | Fluoridation | Pump,Gear | Pump |  | P
49985 | FCL-FL-P-0201 | Pump, Gear, Hydrofluosilicic Acid System | FCL-FL | Fluoridation | Pump,Gear | Pump |  | P
28044 | FIS-AM-P-0101 | Pump, Gear, Metering, Ammonia Skid 1, Ammonia Building, Feeder Room | FIS-AM | Ammoniation | Pump,Metering | Pump |  | P
96308 | FIS-AM-P-0201 | Pump, Gear, Metering, Ammonia Skid 2, Ammonia Building, Feeder Room | FIS-AM | Ammoniation | Pump,Metering | Pump |  | P
9689 | FCL-AM-P-0101 | Pump, Gear, Metering, Aqua Ammonia System | FCL-AM | Ammoniation | Pump,Gear | Pump |  | P
9690 | FCL-AM-P-0201 | Pump, Gear, Metering, Aqua Ammonia System | FCL-AM | Ammoniation | Pump,Gear | Pump |  | P
29365 | FIS-FL-P-0101 | Pump, Gear, Metering, Fluoride Skid 1, Ammonia & Fluoride Building, Access Room | FIS-FL | Fluoridation | Pump,Metering | Pump |  | P
29366 | FIS-FL-P-0201 | Pump, Gear, Metering, Fluoride Skid 2, Ammonia & Fluoride Building, Access Room | FIS-FL | Fluoridation | Pump,Metering | Pump |  | P
25511 | FHO-SBS-P-0301 | Pump, Gear, Ozone Quenching for Contact Tank T-2100, S4, SBS Room, Skid #3, SW | FHO-SBS | Ozone Quenching | Pump,Gear | Pump |  | P
94495 | FHO-SBS-P-0401 | Pump, Gear, Ozone Quenching for Contact Tank T-2200, S4, SBS Room, Skid #4 | FHO-SBS | Ozone Quenching | Pump,Gear | Pump |  | P
25512 | FHO-SBS-P-0501 | Pump, Gear, Ozone Quenching for Contact Tank T-2300, S4, SBS Room, Skid #4, NW Corner | FHO-SBS | Ozone Quenching | Pump,Gear | Pump |  | P
52508 | TAB-PRM-P-4501 | Pump, Gland Seal Water | TAB-SUSPENDED ENTITY | Suspended entities | Pump | Pump | 34224 | P
52511 | TAB-PRM-P-4602 | Pump, Gland Seal Water | TAB-PRM-T-4600 | Tank, Gland Seal Water Supply | Pump,Centrifugal | Pump |  | P
115994 | TAB-PRM-P-4501 | Pump, Gland Seal Water | TAB-PRM-T-4500 | Tank, Seal Water Pump Supply | Pump | Pump | 34224 | P
115995 | TAB-PRM-P-4502 | Pump, Gland Seal Water | TAB-PRM-T-4500 | Tank, Seal Water Pump Supply | Pump,Centrifugal | Pump | 34228 | P
115996 | TAB-PRM-P-4502 | Pump, Gland Seal Water | TAB-SUSPENDED ENTITY | Suspended entities | Pump,Centrifugal | Pump | 34228 | P
115998 | TAB-PRM-P-4601 | Pump, Gland Seal Water | TAB-PRM-T-4600 | Tank, Gland Seal Water Supply | Pump | Pump |  | P
39950 | DX2001A | Pump, Gland Water | TAB-DIG-P-TRANSF9-12 | Digester Tank 9-12, Sludge Transfer Pumps | Pump | Pump
56265 | TAB-STR-P-7003 | Pump, Gland Water to RAS/WAS Pumps | TAB-STR-P-GLAND | Secondary Pumps Gland Water Supply System | Pump,Centrifugal | Pump |  | P
119270 | TAB-STR-P-7001 | Pump, Gland Water to RAS/WAS Pumps | TAB-STR-P-GLAND | Secondary Pumps Gland Water Supply System | Pump,Centrifugal | Pump |  | P
119271 | TAB-STR-P-7002 | Pump, Gland Water to RAS/WAS Pumps | TAB-STR-P-GLAND | Secondary Pumps Gland Water Supply System | Pump,Centrifugal | Pump |  | P
107564 | TAB-ACC-P-3652 | Pump, Glycol | TAB-ACC-T-3652 | Tank, Make up, Glycol line | Pump,Centrifugal | Pump |  | P
58937 | THC-ACC-P-3841 | Pump, Glycol Circulating, Building A | THC-ACC-BLDG A | Old Plant Blower Building HVAC | Pump,Centrifugal | Pump |  | P
58938 | THC-ACC-P-3842 | Pump, Glycol Circulating, Building A | THC-ACC-BLDG A | Old Plant Blower Building HVAC | Pump,Centrifugal | Pump |  | P
58940 | THC-ACC-P-4003 | Pump, Glycol Circulating, Building I | THC-ACC-BLDG I | Headhouse Building, old process, HVAC | Pump,Centrifugal | Pump |  | P
58927 | THC-ACC-P-3336 | Pump, Glycol Circulating, Building M | THC-ACC-HEAT PUMPS | Pumps, Heating System, Building M | Pump,Centrifugal | Pump |  | P
121534 | THC-ACC-P-3321 | Pump, Glycol Circulating, Building M | THC-ACC-HEAT PUMPS | Pumps, Heating System, Building M | Pump,Centrifugal | Pump |  | P
121535 | THC-ACC-P-3326 | Pump, Glycol Circulating, Building M | THC-ACC-HEAT PUMPS | Pumps, Heating System, Building M | Pump,Centrifugal | Pump |  | P
121536 | THC-ACC-P-3331 | Pump, Glycol Circulating, Building M | THC-ACC-HEAT PUMPS | Pumps, Heating System, Building M | Pump,Centrifugal | Pump |  | P
41204 | TAB-ACC-P-0151 | Pump, Glycol Feed | TAB-ACC-T-0151 | Tank, Glycol Feed | Pump,Screw | Pump |  | P
111318 | TAB-DIG-P-3001 | Pump, Glycol Feed | TAB-DIG-T-3000 | Tank, Glycol Mixing | Pump | Pump |  | P
111319 | TAB-DIG-P-3002 | Pump, Glycol Feed | TAB-DIG-T-3000 | Tank, Glycol Mixing | Pump | Pump |  | P
107608 | TAB-ACC-P-8212 | Pump, Glycol Feed, M Bldg | TAB-ACC-HE-8210 | Heat Exchanger,M Bldg Space Heating, | Pump,Non Positive Displacement | Pump |  | P
107588 | TAB-ACC-P-5884 | Pump, Glycol Make Up | TAB-ACC-P-5883 | Pump, Glycol, Recirculation, Bio-Solid Loading Bay | Pump,Centrifugal | Pump |  | P
70412 | THR-ACC-P-3412 | Pump, Glycol Recirculation,Plant water Building | THR-ACC-FPW | Air Conditioning, HVAC, Filtered Plant Water Building | Pump,Centrifugal | Pump |  | P
130826 | THR-ACC-P-3413 | Pump, Glycol Recirculation,Plant water Building | THR-ACC-FPW | Air Conditioning, HVAC, Filtered Plant Water Building | Pump,Centrifugal | Pump |  | P
58929 | THC-ACC-P-3416 | Pump, Glycol Return, Heating Recovery, Building M | THC-ACC-HEAT PUMPS | Pumps, Heating System, Building M | Pump,Centrifugal | Pump |  | P
121538 | THC-ACC-P-3412 | Pump, Glycol Return, Heating Recovery, Building M | THC-ACC-HEAT PUMPS | Pumps, Heating System, Building M | Pump,Centrifugal | Pump |  | P
58928 | THC-ACC-P-3407 | Pump, Glycol Return, Heating, Building M | THC-ACC-HEAT PUMPS | Pumps, Heating System, Building M | Pump,Centrifugal | Pump |  | P
121537 | THC-ACC-P-3403 | Pump, Glycol Return, Heating, Building M | THC-ACC-HEAT PUMPS | Pumps, Heating System, Building M | Pump,Centrifugal | Pump |  | P
70349 | THR-ACC-P-0205A | Pump, Glycol Skid Recirculation | THR-ACC-AHU-0005 | Air Handling Unit, Polymer Room, Dehumidifier, STB Roof | Pump,Centrifugal | Pump |  | P
70350 | THR-ACC-P-0205A | Pump, Glycol Skid Recirculation | THR-ACC-HE-0601 | Heat Exchanger, Glycol Package, Filtered Plant Water Building | Pump,Centrifugal | Pump |  | P
70351 | THR-ACC-P-0205A | Pump, Glycol Skid Recirculation | THR-ACC-T-0206 | Tank, Glycol Make-Up Package, STB Basement | Pump,Centrifugal | Pump |  | P
70352 | THR-ACC-P-0205B | Pump, Glycol Skid Recirculation | THR-ACC-AHU-0005 | Air Handling Unit, Polymer Room, Dehumidifier, STB Roof | Pump,Centrifugal | Pump |  | P
70353 | THR-ACC-P-0205B | Pump, Glycol Skid Recirculation | THR-ACC-HE-0601 | Heat Exchanger, Glycol Package, Filtered Plant Water Building | Pump,Centrifugal | Pump |  | P
70354 | THR-ACC-P-0205B | Pump, Glycol Skid Recirculation | THR-ACC-T-0206 | Tank, Glycol Make-Up Package, STB Basement | Pump,Centrifugal | Pump |  | P
130775 | THR-ACC-P-0205A | Pump, Glycol Skid Recirculation | THR-ACC-T-0003 | Tank, Glycol Skid, Sludge Thickening Building, Ground Level | Pump,Centrifugal | Pump |  | P
130776 | THR-ACC-P-0205B | Pump, Glycol Skid Recirculation | THR-ACC-T-0003 | Tank, Glycol Skid, Sludge Thickening Building, Ground Level | Pump,Centrifugal | Pump |  | P
70401 | THR-ACC-P-0759A | Pump, Glycol Skid, Digester 7-8, Gallery Ventilation 1A North | THR-ACC-AHU-001 | Air Handling Unit, Filtered Plant Water Building | Pump,Centrifugal | Pump |  | P
70402 | THR-ACC-P-0759A | Pump, Glycol Skid, Digester 7-8, Gallery Ventilation 1A North | THR-ACC-T-0301 | Tank, Glycol Skid, Digester 7-8, Gallery Ventilation 1A North | Pump,Centrifugal | Pump |  | P
130815 | THR-ACC-P-0759A | Pump, Glycol Skid, Digester 7-8, Gallery Ventilation 1A North | THR-ACC-AHU-01 | Air Handling Unit, Blow Thru, Digester Gallery | Pump,Centrifugal | Pump |  | P
130816 | THR-ACC-P-0759A | Pump, Glycol Skid, Digester 7-8, Gallery Ventilation 1A North | THR-ACC-HCP2 | Heating and Cooling Pumps, WA2 | Pump,Centrifugal | Pump |  | P
70386 | THR-ACC-P-0750 | Pump, Glycol Skid, Grit Bldg, Old Stores, Gallery Ventilation, Zone 1A,1B | THR-ACC-HCP2 | Heating and Cooling Pumps, WA2 | Pump,Centrifugal | Pump |  | P
70387 | THR-ACC-P-0751 | Pump, Glycol Skid, Grit Bldg, Old Stores, Gallery Ventilation, Zone 1A,1B | THR-ACC-AHU-0751 | Air Handling Unit, Blow Thru, Headhouse, Gallery Ventilation, Zone 1A and 1B | Pump,Centrifugal | Pump |  | P
70388 | THR-ACC-P-0751 | Pump, Glycol Skid, Grit Bldg, Old Stores, Gallery Ventilation, Zone 1A,1B | THR-ACC-HCP2 | Heating and Cooling Pumps, WA2 | Pump,Centrifugal | Pump |  | P
130802 | THR-ACC-P-0750 | Pump, Glycol Skid, Grit Bldg, Old Stores, Gallery Ventilation, Zone 1A,1B | THR-ACC-AHU-0750 | Air Handling Unit, Blow Thru, North Grit Bldg, Gallery Ventilation, Zone 1A and 1B | Pump,Centrifugal | Pump |  | P
130803 | THR-ACC-P-0750 | Pump, Glycol Skid, Grit Bldg, Old Stores, Gallery Ventilation, Zone 1A,1B | THR-ACC-T-0101 | Tank, Glycol Skid, Grit Bldg, Old Stores, Gallery Ventilation, Zone 1A,1B | Pump,Centrifugal | Pump |  | P
130804 | THR-ACC-P-0751 | Pump, Glycol Skid, Grit Bldg, Old Stores, Gallery Ventilation, Zone 1A,1B | THR-ACC-T-0101 | Tank, Glycol Skid, Grit Bldg, Old Stores, Gallery Ventilation, Zone 1A,1B | Pump,Centrifugal | Pump |  | P
70403 | THR-ACC-P-0760 | Pump, Glycol Skid, STB North Wall, Digesters 1-6, Gallery Ventilation, Zone 1A, 1B | THR-ACC-HCP2 | Heating and Cooling Pumps, WA2 | Pump,Centrifugal | Pump |  | P
70404 | THR-ACC-P-0760 | Pump, Glycol Skid, STB North Wall, Digesters 1-6, Gallery Ventilation, Zone 1A, 1B | THR-ACC-T-0201 | Tank, Glycol Skid, STB North Wall, Digesters 1-6, Gallery Ventilation, Zone 1A, 1B | Pump,Centrifugal | Pump |  | P
130817 | THR-ACC-P-0761 | Pump, Glycol Skid, STB North Wall, Digesters 1-6, Gallery Ventilation, Zone 1A, 1B | THR-ACC-HCP2 | Heating and Cooling Pumps, WA2 | Pump,Centrifugal | Pump |  | P
130818 | THR-ACC-P-0761 | Pump, Glycol Skid, STB North Wall, Digesters 1-6, Gallery Ventilation, Zone 1A, 1B | THR-ACC-T-0201 | Tank, Glycol Skid, STB North Wall, Digesters 1-6, Gallery Ventilation, Zone 1A, 1B | Pump,Centrifugal | Pump |  | P
58908 | THC-ACC-P-0320 | Pump, Glycol Transfer, Building M | THC-ACC-T-0003 | Tank, Make-up, Glycol , Building M | Pump,Positive Displacement,Gear | Pump |  | P
121517 | THC-ACC-P-0316 | Pump, Glycol Transfer, Building M | THC-ACC-T-0002 | Tank, Make-up, Glycol , Building M | Pump,Positive Displacement,Gear | Pump |  | P
58936 | THC-ACC-P-3840 | Pump, Glycol Transfer, Glycol Heating System, Building A | THC-ACC-BLDG A | Old Plant Blower Building HVAC | Pump,Centrifugal | Pump |  | P
107557 | TAB-ACC-P-2815 | Pump, Glycol, From Glycol Containers, New & Old Dewatering Bsmt | TAB-ACC-T-2813 | Tank,Make Up, Glycol | Pump | Pump |  | P
41283 | TAB-ACC-P-5883 | Pump, Glycol, Recirculation, Bio-Solid Loading Bay | TAB-ACC-5800 | Space Heating, Bio Solids, Loading Bldg, Item12 | Pump,Centrifugal | Pump |  | P
66180 | THC-PLT-P-0960 | Pump, Grit Slurry, Vortex Grit Pipe Gallery, Grit Removal | THC-PLT-CYC-0950 | Vortex, Chamber, Grit Removal | Pump,Centrifugal | Pump |  | P
66181 | THC-PLT-P-0980 | Pump, Grit Slurry, Vortex Grit Pipe Gallery, Grit Removal | THC-PLT-CYC-0970 | Vortex, Chamber, Grit Removal | Pump,Centrifugal | Pump |  | P
127661 | THC-PLT-P-0920 | Pump, Grit Slurry, Vortex Grit Pipe Gallery, Grit Removal | THC-PLT-CYC-0910 | Vortex, Chamber, Grit Removal | Pump,Centrifugal | Pump |  | P
127662 | THC-PLT-P-0940 | Pump, Grit Slurry, Vortex Grit Pipe Gallery, Grit Removal | THC-PLT-CYC-0930 | Vortex, Chamber, Grit Removal | Pump,Centrifugal | Pump |  | P
51605 | TAB-PLT-P-0287 | Pump, Grit Tank 1-6 Scrubber SB-0287 Chemical Circulating | TAB-PLT-T-0287 | Scrubber, Preliminary Grit Tank 1-6 Odour Control | Pump | Pump |  | P
115199 | TAB-PLT-P-0288 | Pump, Grit Tank 1-6 Scrubber SB-0287 Chemical Circulating | TAB-PLT-T-0287 | Scrubber, Preliminary Grit Tank 1-6 Odour Control | Pump | Pump |  | P
51602 | TAB-PLT-P-0184 | Pump, Grit tank 1-6 Srubber NACL Chemical Feed | TAB-PLT-T-0287 | Scrubber, Preliminary Grit Tank 1-6 Odour Control | Pump | Pump |  | P
115195 | TAB-PLT-P-0162 | Pump, Grit Tank Unwatering | TAB-PLT-T | P Building - Grit Tanks 1-12 & Hoppers 1 - 6 | Pump | Pump |  | P
51598 | TAB-PLT-P-0161 | Pump, Grit Tank Unwatering, | TAB-PLT-T | P Building - Grit Tanks 1-12 & Hoppers 1 - 6 | Pump | Pump |  | P
54011 | TAB-PWA-P-5146 | Pump, Gutter Drain Sump | TAB-PWA-P | Plant Water - Sump Pumps | Pump,Submersible | Pump |  | P
54012 | TAB-PWA-P-5147 | Pump, Gutter Drain Sump | TAB-PWA-P | Plant Water - Sump Pumps | Pump,Submersible | Pump |  | P
54013 | TAB-PWA-P-5148 | Pump, Gutter Drain Sump | TAB-PWA-P | Plant Water - Sump Pumps | Pump,Submersible | Pump |  | P
54014 | TAB-PWA-P-5149 | Pump, Gutter Drain Sump | TAB-PWA-P | Plant Water - Sump Pumps | Pump,Submersible | Pump |  | P
107611 | TAB-ACC-P-8501 | Pump, Heat Exchanger Recirculation #1 , Primary Loop | TAB-HRS-HE | Heat Exchangers-Primary loop | Pump,Centrifugal,single-Stage | Pump |  | P
107612 | TAB-ACC-P-8601 | Pump, Heat exchanger Recirculation #2, Primary Loop | TAB-HRS-HE | Heat Exchangers-Primary loop | Pump,Centrifugal,single-Stage | Pump |  | P
8572 | DX8102A | Pump, Heat Exchanger, Cleaning System, Digester Gas Control Building | TAB-DIG-P-CW | Digester Gas Control Building - Cooling Water System | Pump | Pump
38210 | NX2218A | Pump, Heat,Polymer Bldg | TAB-ACC-HTR-POL | Unit Heaters- Polymer,Filter & Equlisation tank Bldg | Pump | Pump
105201 | NX2218A | Pump, Heat,Polymer Bldg | TAB-ACC-HTR | Heaters- Convection, | Pump | Pump
65163 | FHA-CLA-P-0101 | Pump, Heating Water Feed to Evaporator EV-0101, Filter Building, Cl2/SO2 Storage Room | FHA-CLA-EV-0101 | Evaporator, Chlorine, Filtration Bldg., Chlorine Storage Room | Pump,Centrifugal,single-Stage | Pump |  | P
65357 | FHA-CLB-P-0101 | Pump, Heating Water Feed to Evaporator EV-0101, Filter Building, Cl2/SO2 Storage Room | FHA-CLB-EV-0101 | Evaporator, Chlorine, Filtration Bldg., Chlorine Storage Room | Pump,Centrifugal,single-Stage | Pump |  | P
15259 | FHA-CLA-P-0201 | Pump, Heating Water Feed to Evaporator EV-0201, Filter Building, Cl2/SO2 Storage Room | FHA-CLA-EV-0201 | Evaporator, Chlorine, Filtration Bldg., Chlorine Storage Room | Pump,Centrifugal,single-Stage | Pump |  | P
15351 | FHA-CLB-P-0201 | Pump, Heating Water Feed to Evaporator EV-0201, Filter Building, Cl2/SO2 Storage Room | FHA-CLB-EV-0201 | Evaporator, Chlorine, Filtration Bldg., Chlorine Storage Room | Pump,Centrifugal,single-Stage | Pump |  | P
15260 | FHA-CLA-P-0301 | Pump, Heating Water Feed to Evaporator EV-0301, Filter Building, Cl2/SO2 Storage Room | FHA-CLA-EV-0301 | Evaporator, Chlorine, Filtration Bldg., Chlorine Storage Room | Pump,Centrifugal,single-Stage | Pump |  | P
41298 | TAB-ACC-P-8003 | Pump, Heating, M Bldg, Heating and Ventilation | TAB-ACC-8200 | HVAC, M&T Building | Pump,Non Positive Displacement,Submersible | Pump |  | P
41299 | TAB-ACC-P-8004 | Pump, Heating, M Bldg, Heating and Ventilation | TAB-ACC-8200 | HVAC, M&T Building | Pump,Non Positive Displacement,Submersible | Pump |  | P
41300 | TAB-ACC-P-8005 | Pump, Heating, M Bldg, Heating and Ventilation | TAB-ACC-8200 | HVAC, M&T Building | Pump,Non Positive Displacement,Submersible | Pump |  | P
41301 | TAB-ACC-P-8006 | Pump, Heating, M Bldg, Heating and Ventilation | TAB-ACC-8200 | HVAC, M&T Building | Pump,Non Positive Displacement,Submersible | Pump |  | P
107604 | TAB-ACC-P-8001 | Pump, Heating, M Bldg, Heating and Ventilation | TAB-ACC-8200 | HVAC, M&T Building | Pump,Non Positive Displacement,Submersible | Pump |  | P
107605 | TAB-ACC-P-8002 | Pump, Heating, M Bldg, Heating and Ventilation | TAB-ACC-8200 | HVAC, M&T Building | Pump,Non Positive Displacement,Submersible | Pump |  | P
107606 | TAB-ACC-P-8007 | Pump, Heating, M Bldg, Heating and Ventilation | TAB-ACC-8200 | HVAC, M&T Building | Pump,Non Positive Displacement,Submersible | Pump |  | P
107607 | TAB-ACC-P-8008 | Pump, Heating, M Bldg, Heating and Ventilation | TAB-ACC-8200 | HVAC, M&T Building | Pump,Non Positive Displacement,Submersible | Pump |  | P
41302 | TAB-ACC-P-8009 | Pump, Heating, M Bldg, Roof, Heating and Ventilation | TAB-ACC-AHU-8300 | AHU, Make-up Air Unit, M Building, Roof | Pump,Non Positive Displacement,Submersible | Pump |  | P
41303 | TAB-ACC-P-8010 | Pump, Heating, M Bldg, Roof, Heating and Ventilation | TAB-ACC-AHU-8300 | AHU, Make-up Air Unit, M Building, Roof | Pump,Non Positive Displacement,Submersible | Pump |  | P
41310 | TAB-ACC-P-9005 | Pump, Heating, T Bldg, Heating and Ventilation | TAB-ACC-8200 | HVAC, M&T Building | Pump | Pump |  | P
107618 | TAB-ACC-P-9001 | Pump, Heating, T Bldg, Heating and Ventilation | TAB-ACC-8200 | HVAC, M&T Building | Pump | Pump |  | P
107619 | TAB-ACC-P-9002 | Pump, Heating, T Bldg, Heating and Ventilation | TAB-ACC-8200 | HVAC, M&T Building | Pump | Pump |  | P
107620 | TAB-ACC-P-9003 | Pump, Heating, T Bldg, Heating and Ventilation | TAB-ACC-8200 | HVAC, M&T Building | Pump | Pump |  | P
107621 | TAB-ACC-P-9004 | Pump, Heating, T Bldg, Heating and Ventilation | TAB-ACC-8200 | HVAC, M&T Building | Pump | Pump |  | P
107622 | TAB-ACC-P-9006 | Pump, Heating, T Bldg, Heating and Ventilation | TAB-ACC-8200 | HVAC, M&T Building | Pump | Pump |  | P
105202 | NX2219A | Pump, Heat-Plymr Bldg | TAB-ACC-HTR | Heaters- Convection, | Pump | Pump
105203 | NX2219A | Pump, Heat-Plymr Bldg | TAB-ACC-HTR-POL | Unit Heaters- Polymer,Filter & Equlisation tank Bldg | Pump | Pump
38209 | NX2217A | Pump, Heat-Polymer Bldg | TAB-ACC-HTR | Heaters- Convection, | Pump | Pump
105200 | NX2217A | Pump, Heat-Polymer Bldg | TAB-ACC-HTR-POL | Unit Heaters- Polymer,Filter & Equlisation tank Bldg | Pump | Pump
14410 | FCL-WWW-P-1110 | Pump, Hose, Sample Pump, Inlet Cahmber, Clarification Facility | FCL-WWW-SAMP | Residue Management Sampling | Pump,Centrifugal | Pump |  | P
61602 | FCL-WWW-P-1210 | Pump, Hose, Sample Pump, Inlet Cahmber, Clarification Facility | FCL-WWW-SAMP | Residue Management Sampling | Pump,Centrifugal | Pump |  | P
78573 | THR-PRM-P-3515 | Pump, Hot Flushing Water Recirculation | THR-PRM-HW | Hot Water, Flushing Primary Treatment | Pump,Centrifugal | Pump |  | P
78574 | THR-PRM-P-3525 | Pump, Hot Flushing Water Recirculation | THR-PRM-HW | Hot Water, Flushing Primary Treatment | Pump,Centrifugal | Pump |  | P
78575 | THR-PRM-P-3535 | Pump, Hot Flushing Water Recirculation | THR-PRM-HW | Hot Water, Flushing Primary Treatment | Pump,Centrifugal | Pump |  | P
78569 | THR-PRM-P-3415 | Pump, Hot Water Booster | THR-PRM-HW | Hot Water, Flushing Primary Treatment | Pump,Centrifugal | Pump |  | P
78571 | THR-PRM-P-3425 | Pump, Hot Water Booster | THR-PRM-HW | Hot Water, Flushing Primary Treatment | Pump,Centrifugal | Pump |  | P
78572 | THR-PRM-P-3435 | Pump, Hot Water Booster | THR-PRM-HW | Hot Water, Flushing Primary Treatment | Pump,Centrifugal | Pump |  | P
80903 | TNT-ACC-P-2101 | Pump, Hot Water Circulating | TNT-ACC-HW | Hot water Circulation System | Pump,Centrifugal | Pump |  | P
80904 | TNT-ACC-P-2201 | Pump, Hot Water Circulating | TNT-ACC-HW | Hot water Circulation System | Pump,Centrifugal | Pump |  | P
80905 | TNT-ACC-P-3030 | Pump, Hot Water Circulating | TNT-ACC-HW | Hot water Circulation System | Pump,Centrifugal | Pump |  | P
80906 | TNT-ACC-P-3040 | Pump, Hot Water Circulating | TNT-ACC-HW | Hot water Circulation System | Pump,Centrifugal | Pump |  | P
140176 | TNT-ACC-P-3010 | Pump, Hot Water Circulating | TNT-ACC-HW | Hot water Circulation System | Pump,Centrifugal | Pump |  | P
140177 | TNT-ACC-P-3020 | Pump, Hot Water Circulating | TNT-ACC-HW | Hot water Circulation System | Pump,Centrifugal | Pump |  | P
107585 | TAB-ACC-P-5412 | Pump, Hot Water Circulating, P.W.P.S. Space Heating,P11-2, | TAB-ACC-5400 | Space Heating, P.W.P.S. , Item-11 | Pump,Centrifugal | Pump |  | P
41237 | TAB-ACC-P-2012 | Pump, Hot Water Circulating, Aeration and Chemical Gallery, P-37-3 | TAB-ACC-2000 | Heating ,Space , Aeration and Chemical Gallery , Item 4/37 | Pump,Centrifugal | Pump |  | P
107546 | TAB-ACC-P-2010 | Pump, Hot Water Circulating, Aeration and Chemical Gallery,P37-1 | TAB-ACC-2000 | Heating ,Space , Aeration and Chemical Gallery , Item 4/37 | Pump,Centrifugal | Pump |  | P
41236 | TAB-ACC-P-2011 | Pump, Hot Water Circulating, Aeration and Chemical Gallery,P37-2 | TAB-ACC-2000 | Heating ,Space , Aeration and Chemical Gallery , Item 4/37 | Pump,Centrifugal | Pump |  | P
107541 | TAB-ACC-P-1810 | Pump, Hot Water Circulating, Blower Bldg,,P28-1 | TAB-ACC-1800 | Heating ,Space ,Blower Bldg, | Pump,Centrifugal | Pump |  | P
107542 | TAB-ACC-P-1811 | Pump, Hot Water Circulating, Blower Bldg,,P28-1 | TAB-ACC-1800 | Heating ,Space ,Blower Bldg, | Pump,Centrifugal | Pump |  | P
58895 | THC-ACC-P-0028 | Pump, Hot Water Circulating, Building A | THC-ACC-BLDG A | Old Plant Blower Building HVAC | Pump,Centrifugal | Pump |  | P
58932 | THC-ACC-P-3815 | Pump, Hot Water Circulating, Building A | THC-ACC-BLDG A | Old Plant Blower Building HVAC | Pump,Centrifugal | Pump |  | P
58933 | THC-ACC-P-3817 | Pump, Hot Water Circulating, Building A | THC-ACC-BLDG A | Old Plant Blower Building HVAC | Pump,Centrifugal | Pump |  | P
58889 | THC-ACC-P-0010 | Pump, Hot Water Circulating, Building H | THC-ACC-BLDG H | Phase I Aeration Building, HVAC | Pump,Centrifugal | Pump | 36063 | P
121503 | THC-ACC-P-0010 | Pump, Hot Water Circulating, Building H | THC-SUSPENDED | Suspended entity | Pump,Centrifugal | Pump | 36063 | P
58939 | THC-ACC-P-3914 | Pump, Hot Water Circulating, Building I | THC-ACC-BLDG I | Headhouse Building, old process, HVAC | Pump,Centrifugal | Pump |  | P
121541 | THC-ACC-P-3910 | Pump, Hot Water Circulating, Building I | THC-ACC-BLDG I | Headhouse Building, old process, HVAC | Pump,Centrifugal | Pump |  | P
58924 | THC-ACC-P-3211 | Pump, Hot Water Circulating, Building J | THC-ACC-BLDG J | TWAS Building, HVAC | Pump,Centrifugal | Pump | 35361 | P
58925 | THC-ACC-P-3211 | Pump, Hot Water Circulating, Building J | THC-SUSPENDED | Suspended entity | Pump,Centrifugal | Pump | 35361 | P
121531 | THC-ACC-P-3206 | Pump, Hot Water Circulating, Building J | THC-ACC-BLDG J | TWAS Building, HVAC | Pump,Centrifugal | Pump | 35360 | P
121532 | THC-ACC-P-3206 | Pump, Hot Water Circulating, Building J | THC-SUSPENDED | Suspended entity | Pump,Centrifugal | Pump | 35360 | P
58930 | THC-ACC-P-3503 | Pump, Hot Water Circulating, Building K | THC-ACC-BLDG K | Administration Building, HVAC | Pump,Centrifugal | Pump |  | P
121539 | THC-ACC-P-3507 | Pump, Hot Water Circulating, Building K | THC-ACC-BLDG K | Administration Building, HVAC | Pump,Centrifugal | Pump |  | P
121508 | THC-ACC-P-0019 | Pump, Hot Water Circulating, Building S | THC-ACC-BLDG S | Blower Building, HVAC | Pump,Centrifugal | Pump |  | P
121509 | THC-ACC-P-0020 | Pump, Hot Water Circulating, Building S | THC-ACC-BLDG S | Blower Building, HVAC | Pump,Centrifugal | Pump |  | P
41266 | TAB-ACC-P-4540 | Pump, Hot Water Circulating, Digester 1~4 ,PXX-1 | TAB-ACC-4500 | Digester 1~4 Space & Process Heating, Item XX | Pump,Centrifugal | Pump |  | P
107572 | TAB-ACC-P-4541 | Pump, Hot Water Circulating, Digester 1~4 ,PXX-2 | TAB-ACC-4500 | Digester 1~4 Space & Process Heating, Item XX | Pump,Centrifugal | Pump |  | P
107531 | TAB-ACC-P-1210 | Pump, Hot Water Circulating, Floatation Bldg-P-25-1 | TAB-ACC-1200 | Heating, Floatation Bldg -Item #25 | Pump,Centrifugal | Pump |  | P
107532 | TAB-ACC-P-1211 | Pump, Hot Water Circulating, Floatation Bldg-P25-2 | TAB-ACC-1200 | Heating, Floatation Bldg -Item #25 | Pump,Centrifugal | Pump |  | P
41280 | TAB-ACC-P-5411 | Pump, Hot Water Circulating, P.W.P.S. Space Heating, P11-1 | TAB-ACC-5400 | Space Heating, P.W.P.S. , Item-11 | Pump,Centrifugal | Pump |  | P
101698 | KX6101A | Pump, Hot Water Circulating, P-1, M Bldg, Heating and Ventilation | TAB-ACC-BO-0000 | Boilers,Hot water | Pump,Non Positive Displacement,Submersible | Pump
107539 | TAB-ACC-P-1712 | Pump, Hot Water Circulating, P19-2, Pri 1-6 & 7-9 Pro & Grit 1-8 Space Heat | TAB-ACC-1700 | Heating Process & Space ,(Item #19) O.P.S.Process | Pump,Centrifugal | Pump |  | P
41233 | TAB-ACC-P-1713 | Pump, Hot Water Circulating, P19-3, Pri 1-6 & 7-9 Pro & Grit 1-8 Space Heat | TAB-ACC-1700 | Heating Process & Space ,(Item #19) O.P.S.Process | Pump,Centrifugal | Pump |  | P
101699 | KX6102A | Pump, Hot Water Circulating, P-2, M Bldg, Heating and Ventilation | TAB-ACC-BO-0000 | Boilers,Hot water | Pump,Non Positive Displacement,Submersible | Pump
41221 | TAB-ACC-P-1013 | Pump, Hot Water Circulating, P24-3, Pri Tank 10-12 & Grit Tank 13-16 Process and Space Heating | TAB-ACC-1000 | Heating, Primary 10-12 & Grit Tanks 13-16 Process ( D Bldg) (Item #24) | Pump,Centrifugal | Pump |  | P
101700 | KX6105A | Pump, Hot Water Circulating, P-5, M Bldg, Heating and Ventilation | TAB-ACC-BO-0000 | Boilers,Hot water | Pump,Non Positive Displacement,Submersible | Pump
34322 | KX6106A | Pump, Hot Water Circulating, P-6, M Bldg, Heating and Ventilation | TAB-ACC-BO-0000 | Boilers,Hot water | Pump,Non Positive Displacement,Submersible | Pump
41222 | TAB-ACC-P-1014 | Pump, Hot Water Circulating, Pri Tank 10-12 & Grit Tank 13-16 Process and Space Heating | TAB-ACC-1000 | Heating, Primary 10-12 & Grit Tanks 13-16 Process ( D Bldg) (Item #24) | Pump,Centrifugal | Pump |  | P
58944 | THC-ACC-P-4116 | Pump, Hot Water Circulating, Scum Heating, Tunel T19 | THC-ACC-TUNNEL | Plant Tunnels, HVAC | Pump,Centrifugal | Pump |  | P
41219 | TAB-ACC-P-0812 | Pump, Hot Water Circulating, Secondary Loop 2, Admin Radiant Heating P2-2 | TAB-ACC-0800 | Heating, Admin Bldg, Item 2 | Pump | Pump |  | P
107522 | TAB-ACC-P-0612 | Pump, Hot Water Circulating, Secondary Loop 3, Admin Reheat Coils-P3-2 | TAB-ACC-0600 | Heating, Admin Bldg, Item 3 | Pump,Centrifugal | Pump |  | P
58888 | THC-ACC-P-0005 | Pump, Hot Water Circulating, Tunel T12 | THC-ACC-TUNNEL | Plant Tunnels, HVAC | Pump,Centrifugal | Pump |  | P
107555 | TAB-ACC-P-2812 | Pump, Hot Water Circulating,, Secondary Loop 7, Dewatering Space Heating,P7-1 | TAB-ACC-2800 | Centrifuge Bldg. Space Heating,(Item #7) | Pump,Centrifugal | Pump |  | P
107558 | TAB-ACC-P-3010 | Pump, Hot Water Circulating,Chlorination Bldg Space Heating,(P8-1) | TAB-ACC-3000 | Centrifuge Bldg. Space Heating,(Item #7) | Pump,Centrifugal | Pump |  | P
107559 | TAB-ACC-P-3011 | Pump, Hot Water Circulating,Chlorination Bldg Space Heating,(P8-2) | TAB-ACC-3000 | Centrifuge Bldg. Space Heating,(Item #7) | Pump,Centrifugal | Pump |  | P
107528 | TAB-ACC-P-0820A | Pump, Hot Water Circulating,Eqalizing tank Bldg Space Heating, | TAB-ACC-3200 | Equalizing Tank Bldg. Space Heating, | Pump,Centrifugal | Pump |  | P
107529 | TAB-ACC-P-0820B | Pump, Hot Water Circulating,Eqalizing tank Bldg Space Heating, | TAB-ACC-3200 | Equalizing Tank Bldg. Space Heating, | Pump,Centrifugal | Pump |  | P
58926 | THC-ACC-P-3307 | Pump, Hot Water Circulating/Supply for Bldg M, Building J | THC-ACC-BLDG J | TWAS Building, HVAC | Pump,Centrifugal | Pump |  | P
121533 | THC-ACC-P-3303 | Pump, Hot Water Circulating/Supply for Bldg M, Building J | THC-ACC-BLDG J | TWAS Building, HVAC | Pump,Centrifugal | Pump |  | P
34315 | KX2089A | Pump, Hot Water Circulation | TAB-DOM-HOTWTR | Domestic Water Systems, Floatation | Pump | Pump
34316 | KX2091A | Pump, Hot Water Circulation | TAB-DOM-HOTWTR | Domestic Water Systems, Floatation | Pump | Pump
101688 | KX2090A | Pump, Hot Water Circulation | TAB-DOM-HOTWTR | Domestic Water Systems, Floatation | Pump | Pump
101687 | KX2049 | Pump, Hot Water Circulation(TAB-ACC-P-0811) | TAB-DOM-HOTWTR | Domestic Water Systems, Floatation | Pump | Pump
52488 | TAB-PRM-P-2101 | Pump, Hot Water Recirculating | TAB-PRM-T-2100 | Hopper, Scum - Primary Tank 1-2 | Pump,Centrifugal | Pump |  | P
52490 | TAB-PRM-P-2201 | Pump, Hot Water Recirculating | TAB-PRM-T-2200 | Hopper Scum - Primary Tank 3-4 | Pump,Centrifugal | Pump |  | P
52492 | TAB-PRM-P-2301 | Pump, Hot Water Recirculating | TAB-PRM-T-2300 | Hopper, Scum - Primary Tank 5-6 | Pump,Centrifugal | Pump |  | P
58934 | THC-ACC-P-3828 | Pump, Hot Water Recirculating, Building A | THC-ACC-BLDG A | Old Plant Blower Building HVAC | Pump,Centrifugal | Pump |  | P
70343 | THR-ACC-P-0101 | Pump, Hot Water Recirculation, STB Ground Floor | THR-ACC-HE-0601 | Heat Exchanger, Glycol Package, Filtered Plant Water Building | Pump,Centrifugal | Pump |  | P
70344 | THR-ACC-P-0102 | Pump, Hot Water Recirculation, STB Ground Floor | THR-ACC-HE-0601 | Heat Exchanger, Glycol Package, Filtered Plant Water Building | Pump,Centrifugal | Pump |  | P
130765 | THR-ACC-P-0101 | Pump, Hot Water Recirculation, STB Ground Floor | THR-ACC-HCP1 | Heating and Cooling Pumps,WA1 | Pump,Centrifugal | Pump |  | P
130766 | THR-ACC-P-0102 | Pump, Hot Water Recirculation, STB Ground Floor | THR-ACC-HCP1 | Heating and Cooling Pumps,WA1 | Pump,Centrifugal | Pump |  | P
124015 | THC-DIG-P-5248 | Pump, Hot Water, Digesters 0400-0700 | THC-DIG-DIGESTERS | Primary Anerobic Digesters 0400-0700 | Pump,Centrifugal | Pump |  | P
127671 | THC-PLT-P-6140 | Pump, Hydraulic Pack 1 | THC-PLT-T-6100 | Reservoir, Oil, Hydraulic Pack 1, Bar Screens | Pump,Positive Displacement,Piston | Pump | 40019 | P
127672 | THC-PLT-P-6150 | Pump, Hydraulic Pack 1 | THC-PLT-T-6100 | Reservoir, Oil, Hydraulic Pack 1, Bar Screens | Pump,Positive Displacement,Piston | Pump | 40020 | P
127674 | THC-PLT-P-6240 | Pump, Hydraulic Pack 2 | THC-PLT-T-6200 | Reservoir, Oil, Hydraulic Pack 2, Bar Screens | Pump,Positive Displacement,Piston | Pump | 40021 | P
78183 | THR-PLT-P-0516 | Pump, Hydraulic Power Pack for Sparger Lift | THR-PLT-HPU-0511 | Hydraulic Power Unit for Sparger Lift, Grit Bldg. | Pump,Gear | Pump | 34979 | P
78184 | THR-PLT-P-0516 | Pump, Hydraulic Power Pack for Sparger Lift | THR-S-E | SUSPENDED ENTITY | Pump,Gear | Pump | 34979 | P
78185 | THR-PLT-P-0517 | Pump, Hydraulic Power Pack for Sparger Lift | THR-PLT-T-0511 | Tank, Hydraulic Power Pack for Sparger Lift | Pump,Gear | Pump | 34978 | P
137903 | THR-PLT-P-0516 | Pump, Hydraulic Power Pack for Sparger Lift | THR-PLT-T-0511 | Tank, Hydraulic Power Pack for Sparger Lift | Pump,Gear | Pump | 34979 | P
137904 | THR-PLT-P-0517 | Pump, Hydraulic Power Pack for Sparger Lift | THR-PLT-HPU-0511 | Hydraulic Power Unit for Sparger Lift, Grit Bldg. | Pump,Gear | Pump | 34978 | P
137905 | THR-PLT-P-0517 | Pump, Hydraulic Power Pack for Sparger Lift | THR-S-E | SUSPENDED ENTITY | Pump,Gear | Pump | 34978 | P
2435 | COL-120-P-0702 | Pump, Hydraulic, Gear, Hydraulic Power Unit, Coxwell Chamber CH-0700 | COL-MTI-CH-0700 | Chamber,Boston Dome Chamber No.7,MTI | Pump | Pump |  | P
13746 | COL-120-P-0701 | Pump, Hydraulic, Gear, Hydraulic Power Unit, Coxwell Chamber CH-0700 | COL-MTI-CH-0700 | Chamber,Boston Dome Chamber No.7,MTI | Pump | Pump |  | P
14231 | COL-MTI-P-2901 | Pump, Hydraulic, Gear, Hydraulic Power Unit, MTI Chamber CH-2900 | COL-MTI-CH-2900 | Chamber,Roxton St. Control Chamber No.29, MTI | Pump | Pump |  | P
14232 | COL-MTI-P-2902 | Pump, Hydraulic, Gear, Hydraulic Power Unit, MTI Chamber CH-2900 | COL-MTI-CH-2900 | Chamber,Roxton St. Control Chamber No.29, MTI | Pump | Pump |  | P
51599 | TAB-PLT-P-0170 | Pump, Hydrostal, Unwatering, Primary Tanks No. 7-9, Unwatering Pump Room, South East of Grit Tanks | TAB-PLT-T | P Building - Grit Tanks 1-12 & Hoppers 1 - 6 | Pump,Centrifugal | Pump |  | P
115194 | TAB-PLT-P-0160 | Pump, Hydrostal, Unwatering, Primary Tanks No. 7-9, Unwatering Pump Room, South East of Grit Tanks | TAB-PLT-T | P Building - Grit Tanks 1-12 & Hoppers 1 - 6 | Pump,Centrifugal | Pump |  | P
24701 | FHO-MCS-P-0600 | Pump, Inlet, Lobby Fountain External | FHO-MCS-FTN-EX | Lobby Fountain External | Pump,Centrifugal | Pump |  | P
24702 | FHO-MCS-P-0600 | Pump, Inlet, Lobby Fountain External | FHO-MCS-PWA | Service Water & Backflow Prevention | Pump,Centrifugal | Pump |  | P
24703 | FHO-MCS-P-0700 | Pump, Inlet, Lobby Fountain External | FHO-MCS-PWA | Service Water & Backflow Prevention | Pump,Centrifugal | Pump |  | P
93784 | FHO-MCS-P-0700 | Pump, Inlet, Lobby Fountain External | FHO-MCS-FTN-IN | Lobby Fountain Interior | Pump,Centrifugal | Pump |  | P
58942 | THC-ACC-P-4103 | Pump, Inline Verticle, Hot Water Booster, NW Plant | THC-ACC-TUNNEL | Plant Tunnels, HVAC | Pump,Centrifugal | Pump |  | P
121547 | THC-ACC-P-4107 | Pump, Inline Verticle, Hot Water Booster, NW Plant | THC-ACC-TUNNEL | Plant Tunnels, HVAC | Pump,Centrifugal | Pump |  | P
58931 | THC-ACC-P-3702 | Pump, Inline Verticle, Hot Water Booster, SW Plant | THC-ACC-TUNNEL | Plant Tunnels, HVAC | Pump | Pump |  | P
121540 | THC-ACC-P-3706 | Pump, Inline Verticle, Hot Water Booster, SW Plant | THC-ACC-TUNNEL | Plant Tunnels, HVAC | Pump,Centrifugal | Pump |  | P
18616 | FHA-WWW-P-6111 | Pump, Intake Screen Pumping Station, Outside East Of Screen Room, In Pump Pit | FHA-WWW-SCREEN | Intake Screening Pumping System | Pump | Pump |  | P
18617 | FHA-WWW-P-6121 | Pump, Intake Screen Pumping Station, Outside East Of Screen Room, In Pump Pit | FHA-WWW-SCREEN | Intake Screening Pumping System | Pump | Pump |  | P
18596 | FHA-WWW-P-0131 | Pump, Irigation System, RMF, North/East of Pilot Plant | FHA-WWW-IRRIG | Irrigation | Pump | Pump |  | P
83308 | FHA-WWW-P-0111 | Pump, Irigation System, RMF, North/East of Pilot Plant | FHA-WWW-IRRIG | Irrigation | Pump | Pump |  | P
83309 | FHA-WWW-P-0121 | Pump, Irigation System, RMF, North/East of Pilot Plant | FHA-WWW-IRRIG | Irrigation | Pump | Pump |  | P
29318 | FIS-FEQ-P-4502 | Pump, Jockey, Sprinkler Jockey Pump for Marine Yard, Workshop Building | FIS-BLD-WS | FIS Workshop (Machine Shop) Building |  | Pump |  | P
97295 | FIS-FEQ-P-4502 | Pump, Jockey, Sprinkler Jockey Pump for Marine Yard, Workshop Building | FIS-MARINE-BUILDING | FIS Marine Yard Building |  | Pump |  | P
112637 | TAB-DIS-P-2201 | Pump, KOH Return from Scrubber #1 To Storage Tank | TAB-DIS-SB-2001 | Scrubber #1,Chlorine Bldg | Pump,Centrifugal | Pump |  | P
47514 | TAB-DIS-P-2202 | Pump, KOH return from Scrubber #1 to Storage Tank | TAB-DIS-SB-2001 | Scrubber #1,Chlorine Bldg | Pump,Centrifugal | Pump |  | P
112638 | TAB-DIS-P-2204 | Pump, KOH Return from Scrubber to Storge Tank | TAB-DIS-SB-2002 | Scrubber, # 2,Chlorine Bldg., | Pump,Centrifugal | Pump |  | P
74542 | FHA-SBS-P-0001 | Pump, Liquid SBS | FHA-SBS | SBS System | Pump | Pump |  | P
99062 | FPP-SBS-P-0400 | Pump, Liquid SBS | FHA-FPP | Harris Filtration Pilot Plant | Pump,Peristaltic | Pump |  | P
75854 | THR-FPW-P-0017 | Pump, Low lift, Centrifugal, Flushing Water, Gallery T20A | THR-FPW-P | Filtered Plant Water, Pumps | Pump,Centrifugal | Pump |  | P
133081 | THR-DIG-P-5240C | Pump, Lube Oil for C-5240, Gas Mixing System | THR-DIG-T-5240 | Tank, Reservoir, Auxiliary Oil, Gas Compressor 5240, Digester Mixing System | Pump,Centrifugal | Pump |  | P
56256 | TAB-STR-P-4004R | Pump, Lube Oil Starting | TAB-STR-BL-4004 | Blower #4004 | Pump | Pump |  | P
56258 | TAB-STR-P-4008R | Pump, Lube Oil Starting | TAB-STR-BL-4008 | Blower #4008 | Pump | Pump |  | P
56261 | TAB-STR-P-4011R | Pump, Lube Oil Starting | TAB-STR-BL-4011 | Blower #4011 | Pump,Positive Displacement,Gear | Pump |  | P
119252 | TAB-STR-P-4005R | Pump, Lube Oil Starting | TAB-STR-BL-4005 | Blower #4005 | Pump | Pump |  | P
119254 | TAB-STR-P-4007R | Pump, Lube Oil Starting | TAB-STR-BL-4007 | Blower #4007 | Pump | Pump |  | P
119256 | TAB-STR-P-4009R | Pump, Lube Oil Starting | TAB-STR-BL-4009 | Blower #4009 | Pump | Pump |  | P
60956 | THC-DEW-P-1660 | Pump, Lube Oil, Centrifuge 1600, System Dewatering | THC-DEW-CF-1600 | Centrifuge,Dewatering,BLS/PYS - Solid Treatment,Incinerator Building | Pump | Pump | 35520 | P
60957 | THC-DEW-P-1660 | Pump, Lube Oil, Centrifuge 1600, System Dewatering | THC-SUSPENDED | Suspended entity | Pump | Pump | 35520 | P
60953 | THC-DEW-P-1160 | Pump, Lube Oil, Centrifuge, System Dewatering | THC-DEW-CF-1100 | Centrifuge,Dewatering,BLS/PYS - Solid Treatment,Incinerator Building | Pump | Pump |  | P
60954 | THC-DEW-P-1260 | Pump, Lube Oil, Centrifuge, System Dewatering | THC-DEW-CF-1200 | Centrifuge,Dewatering,BLS/PYS - Solid Treatment,Incinerator Building | Pump | Pump |  | P
60955 | THC-DEW-P-1560 | Pump, Lube Oil, Centrifuge, System Dewatering | THC-DEW-CF-1500 | Centrifuge,Dewatering,BLS/PYS - Solid Treatment,Incinerator Building | Pump | Pump |  | P
56253 | TAB-STR-P-4001 | Pump, Main Oil ,Blower BL4001 | TAB-STR-BL-4001 | Blower #4001 | Pump | Pump |  | P
56254 | TAB-STR-P-4002 | Pump, Main Oil ,Blower BL4002 | TAB-STR-BL-4002 | Blower #4002 | Pump,Positive Displacement | Pump |  | P
119250 | TAB-STR-P-4003 | Pump, Main Oil ,Blower BL4003 | TAB-STR-BL-4003 | Blower #4003 | Pump | Pump |  | P
119251 | TAB-STR-P-4004 | Pump, Main Oil ,Blower BL4004 | TAB-STR-BL-4004 | Blower #4004 | Pump | Pump |  | P
56257 | TAB-STR-P-4005 | Pump, Main Oil ,Blower BL4005 | TAB-STR-BL-4005 | Blower #4005 | Pump | Pump |  | P
119253 | TAB-STR-P-4007 | Pump, Main Oil ,Blower BL4007 | TAB-STR-BL-4007 | Blower #4007 | Pump | Pump |  | P
119255 | TAB-STR-P-4008 | Pump, Main Oil ,Blower BL4008 | TAB-STR-BL-4008 | Blower #4008 | Pump | Pump |  | P
56259 | TAB-STR-P-4009 | Pump, Main Oil ,Blower BL4009 | TAB-STR-BL-4009 | Blower #4009 | Pump | Pump |  | P
119257 | TAB-STR-P-4010 | Pump, Main Oil ,Blower BL4010 | TAB-STR-BL-4010 | Blower #4010 | Pump | Pump |  | P
56260 | TAB-STR-P-4011 | Pump, Main Oil ,Blower BL4011 | TAB-STR-BL-4011 | Blower #4011 | Pump | Pump |  | P
70383 | THR-ACC-P-0710 | Pump, Makeup, Glycol Skid, Compressor Bldg Main Floor, Glycol System | THR-ACC-CP-0710 | Control Panel, Glycol Makeup Pump, Glycol Skid, Compressor Building | Pump,Centrifugal | Pump |  | P
81660 | TNT-DCL-P-0400 | Pump, Metering | TNT-DCL-T-0200 | Tank, Sodium Bisulphite | Pump,Metering | Pump |  | P
140685 | TNT-DCL-P-0300 | Pump, Metering | TNT-DCL-T-0100 | Tank, Sodium Bisulphite | Pump,Metering | Pump |  | P
14691 | FHA-ALM-P-0101 | Pump, Metering, Alum Feed, Service Building, Alum Feed Room | FHA-ALM | Alum | Pump,Gear | Pump |  | P
14692 | FHA-ALM-P-0301 | Pump, Metering, Alum Feed, Service Building, Alum Feed Room | FHA-ALM | Alum | Pump,Positive Displacement,Metering | Pump |  | P
63219 | FHA-ALM-P-0201 | Pump, Metering, Alum Feed, Service Building, Alum Feed Room | FHA-ALM | Alum | Pump,Positive Displacement,Metering | Pump |  | P
115967 | TAB-PRM-P-0610 | Pump, Metering, Coagulant, Dosing to Grit Tank T-0100, Grit Bldg., P Bldg. | TAB-PRM-POL | P Building - Polymer system | Pump,Metering | Pump |  | P
115968 | TAB-PRM-P-0620 | Pump, Metering, Coagulant, Dosing to Grit Tank T-0200, Grit Bldg., P Bldg. | TAB-PRM-POL | P Building - Polymer system | Pump,Metering | Pump |  | P
52485 | TAB-PRM-P-0630 | Pump, Metering, Coagulant, Dosing to Grit Tank T-0300, Grit Bldg., P Bldg. | TAB-PRM-POL | P Building - Polymer system | Pump,Metering | Pump |  | P
115969 | TAB-PRM-P-0640 | Pump, Metering, Coagulant, Dosing to Grit Tank T-0400, Grit Bldg., P Bldg. | TAB-PRM-POL | P Building - Polymer system | Pump,Metering | Pump |  | P
52486 | TAB-PRM-P-0650 | Pump, Metering, Coagulant, Dosing to Grit Tank T-0500, Grit Bldg., P Bldg. | TAB-PRM-POL | P Building - Polymer system | Pump,Metering | Pump |  | P
115970 | TAB-PRM-P-0660 | Pump, Metering, Coagulant, Dosing to Grit Tank T-0600, Grit Bldg., P Bldg. | TAB-PRM-POL | P Building - Polymer system | Pump,Metering | Pump |  | P
66375 | FHA-DCL-P-0700 | Pump, Metering, Dechlorination SBS Skid 0700, RMF, SBS Room | FHA-DCL | De-Chorination | Pump | Pump |  | P
66376 | FHA-DCL-P-0700 | Pump, Metering, Dechlorination SBS Skid 0700, RMF, SBS Room | FHA-WWW-SBS | SBS System | Pump | Pump |  | P
66377 | FHA-DCL-P-0800 | Pump, Metering, Dechlorination SBS Skid 0800, RMF, SBS Room | FHA-DCL | De-Chorination | Pump | Pump |  | P
66378 | FHA-DCL-P-0800 | Pump, Metering, Dechlorination SBS Skid 0800, RMF, SBS Room | FHA-WWW-SBS | SBS System | Pump | Pump |  | P
53173 | TAB-PRS-P-0810 | Pump, Metering, Ferrous Chloride, Dosing to Grit Influent Channel, Grit Bldg., P Bldg. | TAB-PRS-T-0710 | Tank, Coagulant, Phosphorus Removal System, Grit Bldg., P Bldg. | Pump,Metering | Pump |  | P
53174 | TAB-PRS-P-0820 | Pump, Metering, Ferrous Chloride, Dosing to Grit Influent Channel, Grit Bldg., P Bldg. | TAB-PRS-T-0710 | Tank, Coagulant, Phosphorus Removal System, Grit Bldg., P Bldg. | Pump,Metering | Pump |  | P
116605 | TAB-PRS-P-0830 | Pump, Metering, Ferrous Chloride, Dosing to Grit Influent Channel, Grit Bldg., P Bldg. | TAB-PRS-T-0710 | Tank, Coagulant, Phosphorus Removal System, Grit Bldg., P Bldg. | Pump,Metering | Pump |  | P
60480 | THC-DCL-P-0100 | Pump, Metering, Outfall SBS Dose, Dechlorination | THC-DCL | Dechlorination Process | Pump,Metering | Pump |  | P
60481 | THC-DCL-P-0200 | Pump, Metering, Outfall SBS Dose, Dechlorination | THC-DCL | Dechlorination Process | Pump,Metering | Pump |  | P
60482 | THC-DCL-P-0300 | Pump, Metering, Outfall SBS Dose, Dechlorination | THC-DCL-SBS | Dechlorination -Outfall SBS System | Pump,Metering | Pump |  | P
122984 | THC-DCL-P-0100 | Pump, Metering, Outfall SBS Dose, Dechlorination | THC-DCL-SBS | Dechlorination -Outfall SBS System | Pump,Metering | Pump |  | P
122985 | THC-DCL-P-0200 | Pump, Metering, Outfall SBS Dose, Dechlorination | THC-DCL-SBS | Dechlorination -Outfall SBS System | Pump,Metering | Pump |  | P
122986 | THC-DCL-P-0300 | Pump, Metering, Outfall SBS Dose, Dechlorination | THC-DCL | Dechlorination Process | Pump,Metering | Pump |  | P
29800 | FIS-PCL-P-0201 | Pump, Metering, PACL Dosing, Workshop Building, Chemical Storage | FIS-PCL | PACL System | Pump | Pump |  | P
29801 | FIS-PCL-P-0301 | Pump, Metering, PACL Dosing, Workshop Building, Chemical Storage | FIS-PCL | PACL System |  | Pump |  | P
97680 | FIS-PCL-P-0101 | Pump, Metering, PACL Dosing, Workshop Building, Chemical Storage | FIS-PCL | PACL System | Pump | Pump |  | P
14763 | FHA-AM-P-0201 | Pump, Metering, RMF, Ammonia Storage Room, Middle Unit | FHA-AM | Ammoniation | Pump,Positive Displacement,Gear | Pump |  | P
14764 | FHA-AM-P-0201 | Pump, Metering, RMF, Ammonia Storage Room, Middle Unit | FHA-AM-P-0201-KQ | Pump Location,Aqua Ammonia Metering #2 | Pump,Positive Displacement,Gear | Pump |  | P
14762 | FHA-AM-P-0101 | Pump, Metering, RMF, Ammonia Storage Room, North Unit | FHA-AM | Ammoniation | Pump,Positive Displacement,Gear | Pump |  | P
14766 | FHA-AM-P-0301 | Pump, Metering, RMF, Ammonia Storage Room, South Unit | FHA-AM | Ammoniation | Pump,Positive Displacement,Gear | Pump |  | P
68891 | FHA-FL-P-0101 | Pump, Metering, RMF, Fluoride Storage Room, North Unit | FHA-FL | Fluoridation | Pump,Positive Displacement,Gear | Pump |  | P
16075 | FHA-FL-P-0201 | Pump, Metering, RMF, Fluoride Storage Room, South Unit | FHA-FL | Fluoridation | Pump,Positive Displacement,Diaphragm | Pump |  | P
30226 | FIS-SBS-P-0101 | Pump, Metering, SBS Dosing, Workshop Building, Main Floor, Chemical Storage Room | FIS-ALM | Alum System | Pump,Metering | Pump |  | P
30227 | FIS-SBS-P-0301 | Pump, Metering, SBS Dosing, Workshop Building, Main Floor, Chemical Storage Room | FIS-ALM | Alum System | Pump,Metering | Pump |  | P
98134 | FIS-SBS-P-0101 | Pump, Metering, SBS Dosing, Workshop Building, Main Floor, Chemical Storage Room | FIS-SBS | SBS System | Pump,Metering | Pump |  | P
98135 | FIS-SBS-P-0201 | Pump, Metering, SBS Dosing, Workshop Building, Main Floor, Chemical Storage Room | FIS-ALM | Alum System | Pump,Metering | Pump |  | P
98136 | FIS-SBS-P-0201 | Pump, Metering, SBS Dosing, Workshop Building, Main Floor, Chemical Storage Room | FIS-SBS | SBS System | Pump,Metering | Pump |  | P
98137 | FIS-SBS-P-0301 | Pump, Metering, SBS Dosing, Workshop Building, Main Floor, Chemical Storage Room | FIS-SBS | SBS System | Pump,Metering | Pump |  | P
122994 | THC-DCL-P-1000 | Pump, Metering, SBS Transfer from StorageTank to SBS Dilution T-0300, Dechlorination | THC-DCL-T-0300 | Tank, Dilution Sodium Bisulphite, Dechlorination | Pump,Metering | Pump |  | P
122995 | THC-DCL-P-1100 | Pump, Metering, SBS Transfer from StorageTank to SBS Dilution T-0500, Dechlorination | THC-DCL-T-0500 | Tank, Dilution Sodium Bisulphite, Dechlorination | Pump,Metering | Pump |  | P
60483 | THC-DCL-P-0400 | Pump, Metering, Simulator SBSS Dose, Dechlorination | THC-DCL | Dechlorination Process | Pump,Metering | Pump |  | P
60484 | THC-DCL-P-0500 | Pump, Metering, Simulator SBSS Dose, Dechlorination | THC-DCL | Dechlorination Process | Pump,Metering | Pump |  | P
60485 | THC-DCL-P-0500 | Pump, Metering, Simulator SBSS Dose, Dechlorination | THC-DCL-SBS-SBSS | Simulator SBS Dilution System-SBSS Feed | Pump,Metering | Pump |  | P
122987 | THC-DCL-P-0400 | Pump, Metering, Simulator SBSS Dose, Dechlorination | THC-DCL-SBS-SBSS | Simulator SBS Dilution System-SBSS Feed | Pump,Metering | Pump |  | P
122988 | THC-DCL-P-0600 | Pump, Metering, Simulator SBSS Dose, Dechlorination | THC-DCL | Dechlorination Process | Pump,Metering | Pump |  | P
122989 | THC-DCL-P-0600 | Pump, Metering, Simulator SBSS Dose, Dechlorination | THC-DCL-SBS-SBSS | Simulator SBS Dilution System-SBSS Feed | Pump,Metering | Pump |  | P
56981 | TAB-THK-P-4301 | Pump, Mixed Polymer Feed | TAB-THK-P-MIXED POLY | Mixed Polymer Feed Pumps | Pump | Pump |  | P
56982 | TAB-THK-P-4302 | Pump, Mixed Polymer Feed | TAB-THK-P-MIXED POLY | Mixed Polymer Feed Pumps | Pump | Pump |  | P
56983 | TAB-THK-P-4307 | Pump, Mixed Polymer Feed | TAB-THK-P-MIXED POLY | Mixed Polymer Feed Pumps | Pump | Pump |  | P
56984 | TAB-THK-P-4308 | Pump, Mixed Polymer Feed | TAB-THK-P-MIXED POLY | Mixed Polymer Feed Pumps | Pump | Pump |  | P
56985 | TAB-THK-P-4309 | Pump, Mixed Polymer Feed | TAB-THK-P-MIXED POLY | Mixed Polymer Feed Pumps | Pump | Pump |  | P
56986 | TAB-THK-P-4310 | Pump, Mixed Polymer Feed | TAB-THK-P-MIXED POLY | Mixed Polymer Feed Pumps | Pump | Pump |  | P
119786 | TAB-THK-P-4303 | Pump, Mixed Polymer Feed | TAB-THK-P-MIXED POLY | Mixed Polymer Feed Pumps | Pump | Pump |  | P
119787 | TAB-THK-P-4304 | Pump, Mixed Polymer Feed | TAB-THK-P-MIXED POLY | Mixed Polymer Feed Pumps | Pump | Pump |  | P
119788 | TAB-THK-P-4305 | Pump, Mixed Polymer Feed | TAB-THK-P-MIXED POLY | Mixed Polymer Feed Pumps | Pump | Pump |  | P
119789 | TAB-THK-P-4306 | Pump, Mixed Polymer Feed | TAB-THK-P-MIXED POLY | Mixed Polymer Feed Pumps | Pump | Pump |  | P
56987 | TAB-THK-P-4311 | Pump, Mixed Polymer Feed (Standby) | TAB-THK-P-MIXED POLY | Mixed Polymer Feed Pumps | Pump | Pump |  | P
56988 | TAB-THK-P-4312 | Pump, Mixed Polymer Feed (Standby) | TAB-THK-P-MIXED POLY | Mixed Polymer Feed Pumps | Pump | Pump |  | P
56989 | TAB-THK-P-4313 | Pump, Mixed Polymer Feed (Standby) | TAB-THK-P-MIXED POLY | Mixed Polymer Feed Pumps | Pump | Pump |  | P
90478 | WX2016A | Pump, Oil 603 | TAB-SLD-P | Pelletizer Bldg. - Thermal Oil Heating System, Pumps, Strainer & Expanasion Tanks | Pump,Non Positive Displacement,Submersible | Pump
59855 | THC-AER-P-7160 | Pump, Oil, Blower 7100, Aeration | THC-AER-BL-7100 | Blower, Aeration | Pump | Pump |  | P
59856 | THC-AER-P-7160 | Pump, Oil, Blower 7100, Aeration | THC-AER-BL-7100-I-IV | Blower, Aeration System | Pump | Pump |  | P
122448 | THC-AER-P-7150 | Pump, Oil, Blower 7100, Aeration | THC-AER-BL-7100 | Blower, Aeration | Pump | Pump |  | P
122449 | THC-AER-P-7150 | Pump, Oil, Blower 7100, Aeration | THC-AER-BL-7100-I-IV | Blower, Aeration System | Pump | Pump |  | P
122450 | THC-AER-P-7250 | Pump, Oil, Blower 7200, Aeration | THC-AER-BL-7200-I-IV | Blower, Aeration System | Pump | Pump |  | P
122451 | THC-AER-P-7260 | Pump, Oil, Blower 7200, Aeration | THC-AER-BL-7200-I-IV | Blower, Aeration System | Pump | Pump |  | P
59857 | THC-AER-P-7350 | Pump, Oil, Blower 7300, Aeration | THC-AER-BL-7300-I-IV | Blower, Aeration System | Pump | Pump |  | P
122452 | THC-AER-P-7360 | Pump, Oil, Blower 7300, Aeration | THC-AER-BL-7300-I-IV | Blower, Aeration System | Pump | Pump |  | P
59858 | THC-AER-P-7460 | Pump, Oil, Blower 7400, Aeration | THC-AER-BL-7400-I-IV | Blower, Aeration System | Pump | Pump |  | P
122453 | THC-AER-P-7450 | Pump, Oil, Blower 7400, Aeration | THC-AER-BL-7400-I-IV | Blower, Aeration System | Pump | Pump |  | P
132112 | THR-CG-P-1162 | Pump, Oil, Heater 1162, Lube Oil System, Engine-Gen 1101 | THR-CG-ENG-1101 | Engine, Generator 1101, Engine Room, Engine-Generator & Heat Recovery System |  | Pump |  | P
72122 | THR-CG-P-1262 | Pump, Oil, Heater 1262, Lube Oil System, Engine-Gen 1201 | THR-CG-ENG-1201 | Engine, Generator NT1788901, Engine Room, Engine-Generator & Heat Recovery System |  | Pump |  | P
72119 | THR-CG-P-1161 | Pump, Oil, Main Engine, Lube Oil System, Engine-Gen 1101 | THR-CG-ENG-1101 | Engine, Generator 1101, Engine Room, Engine-Generator & Heat Recovery System |  | Pump |  | P
132117 | THR-CG-P-1261 | Pump, Oil, Main Engine, Lube Oil System, Engine-Gen 1201 | THR-CG-ENG-1201 | Engine, Generator NT1788901, Engine Room, Engine-Generator & Heat Recovery System |  | Pump |  | P
110089 | TAB-DEW-P-3403 | Pump, Old Wet Well # 3 | TAB-DEW-WEL | Centrate Wet Wells | Pump,Centrifugal | Pump |  | P
44253 | TAB-DEW-P-3404 | Pump, Old Wet Well # 4 | TAB-DEW-WEL | Centrate Wet Wells | Pump,Centrifugal | Pump |  | P
44252 | TAB-DEW-P-3401 | Pump, Old Wet Well #1 | TAB-DEW-WEL | Centrate Wet Wells | Pump | Pump |  | P
110088 | TAB-DEW-P-3402 | Pump, Old Wet Well #2 | TAB-DEW-WEL | Centrate Wet Wells | Pump | Pump |  | P
21236 | FHO-DOZ-P-6010 | Pump, Open Loop Cooling Water, Ozone Building, S2, Raw Water Process Room | FHO-DOZ-OL-CW | OPEN LOOP COOLING WATER SYSTEM | Pump,Centrifugal | Pump |  | P
21237 | FHO-DOZ-P-6030 | Pump, Open Loop Cooling Water, Ozone Building, S2, Raw Water Process Room | FHO-DOZ-OL-CW | OPEN LOOP COOLING WATER SYSTEM | Pump,Centrifugal | Pump |  | P
91567 | FHO-DOZ-P-6020 | Pump, Open Loop Cooling Water, Ozone Building, S2, Raw Water Process Room | FHO-DOZ-OL-CW | OPEN LOOP COOLING WATER SYSTEM | Pump,Centrifugal | Pump |  | P
147156 | WTR-RBV-P-0001 | Pump, Outdoor Sprinkler System | WTR-RBV-AUX | Auxiliary Equipment (Building Facilities) | Pump,Centrifugal | Pump |  | P
8550 | DX2018A | Pump, Overflow | TAB-DIG-P-TRANSF5-8 | Digester Tank 5-8, Sludge Transfer Pumps | Pump,Centrifugal | Pump
8556 | DX2032A | Pump, Overflow | TAB-DIG-P-TRANSF9-12 | Digester Tank 9-12, Sludge Transfer Pumps | Pump,Centrifugal | Pump
31217 | FPP-DOZ-P-0302 | Pump, Ozone | FHA-FPP | Harris Filtration Pilot Plant | Pump | Pump |  | P
67454 | THC-PWA-P-0400 | Pump, P-0400, S.E. Pumping Station | THC-PWA-EFFLUENT | Plant Water Effluent | Pump,Centrifugal | Pump |  | P
67455 | THC-PWA-P-0400 | Pump, P-0400, S.E. Pumping Station | THC-PWA-SOUTH | South Pumping Station | Pump,Centrifugal | Pump |  | P
128638 | THC-PWA-P-0500 | Pump, P-0500, S.E. Pumping Station | THC-PWA-EFFLUENT | Plant Water Effluent | Pump,Centrifugal | Pump |  | P
128639 | THC-PWA-P-0500 | Pump, P-0500, S.E. Pumping Station | THC-PWA-SOUTH | South Pumping Station | Pump,Centrifugal | Pump |  | P
34321 | KX3003A | Pump, P-3,Hot Water Circulating | TAB-ACC-BO-0000 | Boilers,Hot water | Pump,Centrifugal | Pump
34320 | KX3002A | Pump, P-4,Hot Water Circulating | TAB-ACC-BO-0000 | Boilers,Hot water | Pump,Centrifugal | Pump
24837 | FHO-PCL-P-0301 | Pump, PACL Feed, S4, Chemical Building, PACL Skid 3 | FHO-PCL | PACL System |  | Pump |  | P
93931 | FHO-PCL-P-0401 | Pump, PACL Feed, S4, Chemical Building, PACL Skid 4 | FHO-PCL | PACL System | Pump,Positive Displacement,Gear | Pump |  | P
93932 | FHO-PCL-P-0401 | Pump, PACL Feed, S4, Chemical Building, PACL Skid 4 | FHO-PCL-P-0401-KQ | PACL Train 4 | Pump,Positive Displacement,Gear | Pump |  | P
24839 | FHO-PCL-P-0501 | Pump, PACL Feed, S4, Chemical Building, PACL Skid 5 | FHO-PCL | PACL System | Pump,Positive Displacement,Gear | Pump |  | P
24840 | FHO-PCL-P-0501 | Pump, PACL Feed, S4, Chemical Building, PACL Skid 5 | FHO-PCL-P-0501-KQ | PACL Train 5 | Pump,Positive Displacement,Gear | Pump |  | P
93937 | FHO-PCL-P-0601 | Pump, PACL Feed, S4, Chemical Building, PACL Skid 6 | FHO-PCL | PACL System | Pump,Positive Displacement,Gear | Pump |  | P
93938 | FHO-PCL-P-0601 | Pump, PACL Feed, S4, Chemical Building, PACL Skid 6 | FHO-PCL-P-0601-KQ | PACL Train 6 | Pump,Positive Displacement,Gear | Pump |  | P
93928 | FHO-PCL-P-0301 SUSP | Pump, PACL Skid 3 | FHO-PCL | PACL System | Pump,Positive Displacement,Gear | Pump | 35597 | P
93929 | FHO-PCL-P-0301 SUSP | Pump, PACL Skid 3 | FHO-PCL-P-0301-KQ | PACL Train 3 | Pump,Positive Displacement,Gear | Pump | 35597 | P
9560 | FCL-ALM-P-0101 | Pump, PD, Pump, Alum System | FCL-ALM | Coagulation | Pump,Gear | Pump |  | P
45681 | FCL-ALM-P-0201 | Pump, PD, Pump, Alum System | FCL-ALM | Coagulation | Pump,Gear | Pump |  | P
45682 | FCL-ALM-P-0301 | Pump, PD, Pump, Alum System | FCL-ALM | Coagulation | Pump,Gear | Pump |  | P
45683 | FCL-ALM-P-0401 | Pump, PD, Pump, Alum System | FCL-ALM | Coagulation | Pump,Gear | Pump |  | P
47521 | TAB-DIS-P-2840 | Pump, Peristaltic, NaOCl Bypass Pump 1 | TAB-DIS-NAOCL | Disinfection - Sodium Hypochlorite | Pump,Peristaltic | Pump |  | P
112647 | TAB-DIS-P-2850 | Pump, Peristaltic, NaOCl Bypass Pump 2 | TAB-DIS-NAOCL | Disinfection - Sodium Hypochlorite | Pump,Peristaltic | Pump |  | P
112645 | TAB-DIS-P-2810 | Pump, Peristaltic, NaOCl Secondary Duty Pump 1 | TAB-DIS-NAOCL | Disinfection - Sodium Hypochlorite | Pump,Peristaltic | Pump |  | P
112646 | TAB-DIS-P-2830 | Pump, Peristaltic, NaOCl Secondary Duty Pump 2 | TAB-DIS-NAOCL | Disinfection - Sodium Hypochlorite | Pump,Peristaltic | Pump |  | P
47520 | TAB-DIS-P-2820 | Pump, Peristaltic, NaOCl Secondary Standby Pump | TAB-DIS-NAOCL | Disinfection - Sodium Hypochlorite | Pump,Peristaltic | Pump |  | P
12018 | FCL-PAC-P-0201 | Pump, Peristaltic, PAC Flow Control, Dry Chemical Building Basement | FCL-PAC | Taste and Odour Control (PAC) | Pump,Centrifugal | Pump |  | P
52130 | FCL-PAC-P-0101 | Pump, Peristaltic, PAC Flow Control, Dry Chemical Building Basement | FCL-PAC | Taste and Odour Control (PAC) | Pump,Centrifugal | Pump |  | P
31207 | FPP-CCS-P-0100 | Pump, Phosphoric Acid Dosing, for Pilot plant | FHA-CCS | Corrosion Control | Pump,Positive Displacement,Gear | Pump |  | P
9863 | FCL-CCS-P-0101 | Pump, Phosphoric Acid Dosing, Skid #1 | FCL-CCS | Corrosion Control System | Pump,Metering | Pump |  | P
15165 | FHA-CCS-P-0101 | Pump, Phosphoric Acid Dosing, Skid #1, RMF Phosphoric Acid Storage Room | FHA-CCS | Corrosion Control | Pump,Positive Displacement,Gear | Pump |  | P
90866 | FHO-CCS-P-0101 | Pump, Phosphoric Acid Dosing, Skid #1, S4, CCS Room | FHO-CCS | Corrosion Control Process |  | Pump |  | P
28307 | FIS-CCS-P-0101 | Pump, Phosphoric Acid Dosing, Skid #1, Workshop Building, Chemical Storage | FIS-CCS | Corrosion Control | Pump,Metering | Pump |  | P
46480 | FCL-CCS-P-0201 | Pump, Phosphoric Acid Dosing, Skid #2 | FCL-CCS | Corrosion Control System | Pump,Metering | Pump |  | P
64543 | FHA-CCS-P-0201 | Pump, Phosphoric Acid Dosing, Skid #2, RMF Phosphoric Acid Storage Room | FHA-CCS | Corrosion Control | Pump,Positive Displacement,Gear | Pump |  | P
90868 | FHO-CCS-P-0201 | Pump, Phosphoric Acid Dosing, Skid #2, S4, CCS Room | FHO-CCS | Corrosion Control Process |  | Pump |  | P
28308 | FIS-CCS-P-0201 | Pump, Phosphoric Acid Dosing, Skid #2, Workshop Building, Chemical Storage | FIS-CCS | Corrosion Control | Pump,Metering | Pump |  | P
9864 | FCL-CCS-P-0301 | Pump, Phosphoric Acid Dosing, Skid #3 | FCL-CCS | Corrosion Control System | Pump,Metering | Pump |  | P
15168 | FHA-CCS-P-0301 | Pump, Phosphoric Acid Dosing, Skid #3, RMF Phosphoric Acid Storage Room | FHA-CCS | Corrosion Control | Pump,Positive Displacement,Gear | Pump |  | P
90869 | FHO-CCS-P-0301 | Pump, Phosphoric Acid Dosing, Skid #3, S4, CCS Room | FHO-CCS | Corrosion Control Process |  | Pump |  | P
96438 | FIS-CCS-P-0301 | Pump, Phosphoric Acid Dosing, Skid #3, Workshop Building, Chemical Storage | FIS-CCS | Corrosion Control | Pump,Metering | Pump |  | P
64544 | FHA-CCS-P-0401 | Pump, Phosphoric Acid Dosing, Skid #4, RMF Phosphoric Acid Storage Room | FHA-CCS | Corrosion Control | Pump,Positive Displacement,Gear | Pump |  | P
20254 | FHO-CCS-P-0401 | Pump, Phosphoric Acid Dosing, Skid #4, S4, CCS Room | FHO-CCS | Corrosion Control Process |  | Pump |  | P
15167 | FHA-CCS-P-0202 | Pump, Phosphoric Acid, Flash Mixing, Pre-Injection, East RW Conduit, S/N Filter Pipe Gallery | FHA-CCS | Corrosion Control | Pump,Positive Displacement,Gear | Pump |  | P
96437 | FIS-CCS-P-0102 | Pump, Phosphoric Acid, Flash Mixing, Pre-Injection, Filter Building, Pipe Gallery South/West | FIS-CCS | Corrosion Control | Pump | Pump |  | P
15166 | FHA-CCS-P-0102 | Pump, Phosphoric Acid, Flash Mixing, Pre-Injection, West RW Conduit, S/N Filter Pipe Gallery | FHA-CCS | Corrosion Control | Pump,Positive Displacement,Gear | Pump |  | P
67449 | THC-PWA-P-0006 | Pump, Plant Water | THC-PWA-EFFLUENT | Plant Water Effluent | Pump,Centrifugal | Pump | 35403 | P
67450 | THC-PWA-P-0006 | Pump, Plant Water | THC-SUSPENDED | Suspended entity | Pump,Centrifugal | Pump | 35403 | P
67456 | THC-PWA-P-0800A | Pump, Plant Water | THC-PWA-EFFLUENT | Plant Water Effluent | Pump,Centrifugal | Pump |  | P
67457 | THC-PWA-P-0800A | Pump, Plant Water | THC-PWA-NORTH | North Pumping Station | Pump,Centrifugal | Pump |  | P
67458 | THC-PWA-P-0800B | Pump, Plant Water | THC-PWA-EFFLUENT | Plant Water Effluent | Pump,Centrifugal | Pump |  | P
67459 | THC-PWA-P-0800B | Pump, Plant Water | THC-PWA-NORTH | North Pumping Station | Pump,Centrifugal | Pump |  | P
128633 | THC-PWA-P-0007 | Pump, Plant Water | THC-PWA-EFFLUENT | Plant Water Effluent | Pump,Centrifugal | Pump | 35419 | P
128634 | THC-PWA-P-0007 | Pump, Plant Water | THC-SUSPENDED | Suspended entity | Pump,Centrifugal | Pump | 35419 | P
8549 | DX2017A | Pump, Plunger Sludge | TAB-DIG-P-TRANSF5-8 | Digester Tank 5-8, Sludge Transfer Pumps | Pump | Pump
80216 | THR-THK-P-8111 | Pump, Polymer Dilution/Feed Package | THR-THK-POL | Polymer Systems, Sludge Thickening | Pump | Pump |  | P
80217 | THR-THK-P-8131 | Pump, Polymer Dilution/Feed Package | THR-DIG-PD-0700 | Tank, Primary Digester-7, Solids Treatment | Pump | Pump |  | P
80218 | THR-THK-P-8131 | Pump, Polymer Dilution/Feed Package | THR-THK-P-8121 | Pump, Polymer Dilution/Feed Package | Pump | Pump |  | P
80219 | THR-THK-P-8181 | Pump, Polymer Dilution/Feed Package | THR-THK-POL | Polymer Systems, Sludge Thickening | Pump | Pump |  | P
139560 | THR-THK-P-8111 | Pump, Polymer Dilution/Feed Package | THR-THK | Sludge Thickening | Pump | Pump |  | P
139561 | THR-THK-P-8111 | Pump, Polymer Dilution/Feed Package | THR-THK-P-MTI | MTI Transfer Pumps & Sludge Holding Tanks | Pump | Pump |  | P
139562 | THR-THK-P-8121 | Pump, Polymer Dilution/Feed Package | THR-THK-POL | Polymer Systems, Sludge Thickening | Pump | Pump |  | P
139563 | THR-THK-P-8121 | Pump, Polymer Dilution/Feed Package | THR-THK-T-8201 | Tank, Polymer Day, 1% Solution | Pump | Pump |  | P
139564 | THR-THK-P-8131 | Pump, Polymer Dilution/Feed Package | THR-THK-POL | Polymer Systems, Sludge Thickening | Pump | Pump |  | P
139565 | THR-THK-P-8141 | Pump, Polymer Dilution/Feed Package | THR-THK-POL | Polymer Systems, Sludge Thickening | Pump | Pump |  | P
139566 | THR-THK-P-8151 | Pump, Polymer Dilution/Feed Package | THR-THK-POL | Polymer Systems, Sludge Thickening | Pump | Pump |  | P
139567 | THR-THK-P-8161 | Pump, Polymer Dilution/Feed Package | THR-THK-POL | Polymer Systems, Sludge Thickening | Pump | Pump |  | P
139568 | THR-THK-P-8171 | Pump, Polymer Dilution/Feed Package | THR-THK-POL | Polymer Systems, Sludge Thickening | Pump | Pump |  | P
60950 | THC-DEW-P-0322 | Pump, Polymer Feed, Dewatering | THC-DEW-POL-1 | Pumps, Polymer Feed, Dewatering | Pump,Positive Displacement,Progressive Cavity | Pump |  | P
61002 | THC-DEW-P-7360 | Pump, Polymer Feed, Dewatering | THC-DEW-POL-2 | Pumps, Polymer Feed, Dewatering | Pump,Positive Displacement,Progressive Cavity | Pump |  | P
123291 | THC-DEW-P-0323 | Pump, Polymer Feed, Dewatering | THC-DEW-POL-1 | Pumps, Polymer Feed, Dewatering | Pump,Positive Displacement,Progressive Cavity | Pump |  | P
123325 | THC-DEW-P-7260 | Pump, Polymer Feed, Dewatering | THC-DEW-POL-1 | Pumps, Polymer Feed, Dewatering | Pump,Positive Displacement,Progressive Cavity | Pump |  | P
24992 | FHO-POL-P-0301-SU | Pump, Polymer Feed, Polymer Skid 3 | FHO-OBSOLETE | Removed From Service | Pump,Positive Displacement,Gear | Pump | 33155 | P
24993 | FHO-POL-P-0301-SU | Pump, Polymer Feed, Polymer Skid 3 | FHO-POL | Polymer System | Pump,Positive Displacement,Gear | Pump | 33155 | P
94101 | FHO-POL-P-0301-SU | Pump, Polymer Feed, Polymer Skid 3 | FHO-POL-P-0301-KQ | Polymer Skid 3 | Pump,Positive Displacement,Gear | Pump | 33155 | P
52477 | TAB-PRM-P-0310 | Pump, Polymer Feed, Positive Displacement, Polymer Room, Old Screen Bldg., P Bldg. | TAB-PRM-POL | P Building - Polymer system |  | Pump |  | P
52478 | TAB-PRM-P-0320 | Pump, Polymer Feed, Positive Displacement, Polymer Room, Old Screen Bldg., P Bldg. | TAB-PRM-POL | P Building - Polymer system |  | Pump |  | P
52479 | TAB-PRM-P-0330 | Pump, Polymer Feed, Positive Displacement, Polymer Room, Old Screen Bldg., P Bldg. | TAB-PRM-POL | P Building - Polymer system |  | Pump |  | P
52480 | TAB-PRM-P-0340 | Pump, Polymer Feed, Positive Displacement, Polymer Room, Old Screen Bldg., P Bldg. | TAB-PRM-POL | P Building - Polymer system |  | Pump |  | P
52481 | TAB-PRM-P-0350 | Pump, Polymer Feed, Positive Displacement, Polymer Room, Old Screen Bldg., P Bldg. | TAB-PRM-POL | P Building - Polymer system |  | Pump |  | P
115965 | TAB-PRM-P-0360 | Pump, Polymer Feed, Positive Displacement, Polymer Room, Old Screen Bldg., P Bldg. | TAB-PRM-POL | P Building - Polymer system |  | Pump |  | P
94098 | FHO-POL-P-0301 | Pump, Polymer Feed, S4, Chemical Building, Polymer Skid 3 | FHO-POL | Polymer System |  | Pump |  | P
94102 | FHO-POL-P-0401 | Pump, Polymer Feed, S4, Chemical Building, Polymer Skid 4 | FHO-POL | Polymer System | Pump,Positive Displacement,Gear | Pump |  | P
94103 | FHO-POL-P-0401 | Pump, Polymer Feed, S4, Chemical Building, Polymer Skid 4 | FHO-POL-P-0401-KQ | Polymer Skid 4 | Pump,Positive Displacement,Gear | Pump |  | P
24995 | FHO-POL-P-0501 | Pump, Polymer Feed, S4, Chemical Building, Polymer Skid 5 | FHO-POL | Polymer System | Pump,Positive Displacement,Gear | Pump |  | P
24996 | FHO-POL-P-0501 | Pump, Polymer Feed, S4, Chemical Building, Polymer Skid 5 | FHO-POL-P-0501-KQ | Polymer Skid 5 | Pump,Positive Displacement,Gear | Pump |  | P
24999 | FHO-POL-P-0601 | Pump, Polymer Feed, S4, Chemical Building, Polymer Skid 6 | FHO-POL | Polymer System | Pump,Positive Displacement,Gear | Pump |  | P
25000 | FHO-POL-P-0601 | Pump, Polymer Feed, S4, Chemical Building, Polymer Skid 6 | FHO-POL-P-0601-KQ | Polymer Skid 6 | Pump,Positive Displacement,Gear | Pump |  | P
110081 | TAB-DEW-P-3310 | Pump, Polymer Solution Feed #1 | TAB-DEW POLYMER DIST | Polymer Solution Distribution System | Pump,Positive Displacement,Lobe | Pump |  | P
44254 | TAB-DEW-P-3420 | Pump, Polymer Solution Feed #10 | TAB-DEW POLYMER DIST | Polymer Solution Distribution System | Pump,Positive Displacement,Lobe | Pump |  | P
110091 | TAB-DEW-P-3430 | Pump, Polymer Solution Feed #11 | TAB-DEW POLYMER DIST | Polymer Solution Distribution System | Pump,Positive Displacement,Lobe | Pump |  | P
44255 | TAB-DEW-P-3440 | Pump, Polymer Solution Feed #12 | TAB-DEW POLYMER DIST | Polymer Solution Distribution System | Pump,Positive Displacement,Lobe | Pump |  | P
110082 | TAB-DEW-P-3330 | Pump, Polymer Solution Feed #3 | TAB-DEW POLYMER DIST | Polymer Solution Distribution System | Pump,Positive Displacement,Lobe | Pump |  | P
110085 | TAB-DEW-P-3360 | Pump, Polymer Solution Feed #6 | TAB-DEW POLYMER DIST | Polymer Solution Distribution System | Pump,Positive Displacement,Lobe | Pump |  | P
110086 | TAB-DEW-P-3370 | Pump, Polymer Solution Feed #7 | TAB-DEW POLYMER DIST | Polymer Solution Distribution System | Pump,Positive Displacement,Lobe | Pump |  | P
110087 | TAB-DEW-P-3380 | Pump, Polymer Solution Feed #8 | TAB-DEW POLYMER DIST | Polymer Solution Distribution System | Pump,Positive Displacement,Lobe | Pump |  | P
110090 | TAB-DEW-P-3410 | Pump, Polymer Solution Feed #9 | TAB-DEW POLYMER DIST | Polymer Solution Distribution System | Pump,Positive Displacement,Lobe | Pump |  | P
44246 | TAB-DEW-P-3111 | Pump, Polymer Solution Transfer #1 | TAB-DEW-T-3110 | Tank, # 1 Polymer Solution Storage | Pump | Pump |  | P
44247 | TAB-DEW-P-3121 | Pump, Polymer Solution Transfer #2 | TAB-DEW-T-3120 | Tank, # 2 Polymer Solution Storage | Pump | Pump |  | P
44248 | TAB-DEW-P-3131 | Pump, Polymer Solution Transfer #3 | TAB-DEW-T-3130 | Tank, # 3 Polymer Solution Storage | Pump | Pump |  | P
110080 | TAB-DEW-P-3141 | Pump, Polymer Solution Transfer #4 | TAB-DEW-T-3140 | Tank, # 4 Polymer Solution Storage | Pump | Pump |  | P
44249 | TAB-DEW-P-3151 | Pump, Polymer Solution Transfer #5 | TAB-DEW-T-3150 | Tank, # 5 Polymer Solution Storage | Pump,Positive Displacement,Progressive Cavity | Pump |  | P
44250 | TAB-DEW-P-3161 | Pump, Polymer Solution Transfer #6 | TAB-DEW-T-3160 | Tank, # 6 Polymer Solution Storage | Pump,Positive Displacement,Progressive Cavity | Pump |  | P
119784 | TAB-THK-P-4112 | Pump, Polymer Solution Transfer SX2032 | TAB-THK-P-TRANSFER | Pump, Polymer Transfer to Day Tank | Pump | Pump |  | P
119785 | TAB-THK-P-4122 | Pump, Polymer Solution Transfer SX2033 | TAB-THK-P-TRANSFER | Pump, Polymer Transfer to Day Tank | Pump | Pump |  | P
56980 | TAB-THK-P-4132 | Pump, Polymer Solution Transfer SX2034 | TAB-THK-P-TRANSFER | Pump, Polymer Transfer to Day Tank | Pump | Pump |  | P
119793 | TAB-THK-P-TRANSFER | Pump, Polymer Transfer to Day Tank | TAB-THK-POL | Polymer System |  | Pump
31305 | FPP-PYL-P-0100 | Pump, Polymer, FLOC Tank 1 | FHA-FPP | Harris Filtration Pilot Plant | Pump,Peristaltic | Pump |  | P
99054 | FPP-PYL-P-0200 | Pump, Polymer, FLOC Tank 2 | FHA-FPP | Harris Filtration Pilot Plant | Pump,Peristaltic | Pump |  | P
38515 | P-51270 | Pump, Portable Submersible | TAB-WA1-MEQ | WA1 Portablel Pumps & Equipment | Pump,Portable | Pump
38516 | P-51271 | Pump, Portable Submersible | TAB-WA1-MEQ | WA1 Portablel Pumps & Equipment | Pump,Portable | Pump
105441 | P-51269 | Pump, Portable Submersible | TAB-WA1-MEQ | WA1 Portablel Pumps & Equipment | Pump,Portable | Pump
31327 | GX2112A | Pump, Portable Sump | TAB-PRM-MEQ | D Building - Mechanical Equipment | Pump,Portable | Pump
38668 | QX3003A | Pump, Portable Sump | TAB-SUMP-P | WA7 Portable Sump Pumps | Pump,Portable | Pump
38669 | QX3004A | Pump, Portable Sump | TAB-SUMP-P | WA7 Portable Sump Pumps | Pump,Portable | Pump
38670 | QX3006A | Pump, Portable Sump | TAB-SUMP-P | WA7 Portable Sump Pumps | Pump,Portable | Pump
99079 | GX2113A | Pump, Portable Sump | TAB-PRM-MEQ | D Building - Mechanical Equipment | Pump,Portable | Pump
105570 | QX3001A | Pump, Portable Sump | TAB-SUMP-P | WA7 Portable Sump Pumps | Pump,Portable | Pump
105571 | QX3002A | Pump, Portable Sump | TAB-SUMP-P | WA7 Portable Sump Pumps | Pump,Portable | Pump
105572 | QX3005A | Pump, Portable Sump | TAB-SUMP-P | WA7 Portable Sump Pumps | Pump,Portable | Pump
105573 | QX3007A | Pump, Portable Sump | TAB-SUMP-P | WA7 Portable Sump Pumps | Pump,Portable | Pump
105574 | QX3008A | Pump, Portable Sump | TAB-SUMP-P | WA7 Portable Sump Pumps | Pump,Portable | Pump
38514 | P-00001 | Pump, Portable Sump, Machine Shop | TAB-SUMP-P | WA7 Portable Sump Pumps | Pump,Portable | Pump
105438 | P-00002 | Pump, Portable Sump, Machine Shop | TAB-SUMP-P | WA7 Portable Sump Pumps | Pump,Portable | Pump
105439 | P-00003 | Pump, Portable Sump, Machine Shop | TAB-SUMP-P | WA7 Portable Sump Pumps | Pump,Portable | Pump
105440 | P-00004 | Pump, Portable Sump, Machine Shop | TAB-SUMP-P | WA7 Portable Sump Pumps | Pump,Portable | Pump
38671 | QX3010A | Pump, Portable Sump, WA7 | TAB-SUMP-P | WA7 Portable Sump Pumps | Pump,Portable | Pump
38672 | QX3012A | Pump, Portable Sump, WA7 | TAB-SUMP-P | WA7 Portable Sump Pumps | Pump,Portable | Pump
38673 | QX3013A | Pump, Portable Sump, WA7 | TAB-SUMP-P | WA7 Portable Sump Pumps | Pump,Portable | Pump
57800 | TAB-WA7-P-0199 | Pump, Portable Sump, WA7 | TAB-SUMP-P | WA7 Portable Sump Pumps | Pump,Portable | Pump |  | P
105575 | QX3009A | Pump, Portable Sump, WA7 | TAB-SUMP-P | WA7 Portable Sump Pumps | Pump,Portable | Pump
105576 | QX3011A | Pump, Portable Sump, WA7 | TAB-SUMP-P | WA7 Portable Sump Pumps | Pump,Portable | Pump
120593 | TAB-WA7-P-0191 | Pump, Portable Sump, WA7 | TAB-SUMP-P | WA7 Portable Sump Pumps | Pump,Portable | Pump |  | P
120594 | TAB-WA7-P-0198 | Pump, Portable Sump, WA7 | TAB-SUMP-P | WA7 Portable Sump Pumps | Pump,Portable | Pump |  | P
141094 | TNT-MCS-P-0001 | Pump, Portable, 4" | TNT-MCS | Miscellaneous, including Storm Water Tanks | Pump,Portable | Pump |  | P
52494 | TAB-PRM-P-2501 | Pump, Positive Displacement , Primary Treatment, Scum Pumping | TAB-PRM-T-2500 | Hopper, Primary Tanks 7-9 Scum | Pump | Pump |  | P
52495 | TAB-PRM-P-2502 | Pump, Positive Displacement , Primary Treatment, Scum Pumping | TAB-PRM-T-2500 | Hopper, Primary Tanks 7-9 Scum | Pump | Pump |  | P
52493 | TAB-PRM-P-2401 | Pump, Positive Displacement , Primary Treatment, Scum Pumping, Primary Gallery | TAB-PRM-T-2400 | Hopper, Primary Tanks 7-9 Scum | Pump,Positive Displacement,Progressive Cavity | Pump |  | P
115971 | TAB-PRM-P-2401 | Pump, Positive Displacement , Primary Treatment, Scum Pumping, Primary Gallery | TAB-EL1-MCC-6631 | Control Panel, MCC,Electrical Room,Grit Build,P Building | Pump,Positive Displacement,Progressive Cavity | Pump |  | P
115972 | TAB-PRM-P-2402 | Pump, Positive Displacement , Primary Treatment, Scum Pumping, Primary Gallery | TAB-PRM-T-2400 | Hopper, Primary Tanks 7-9 Scum | Pump,Positive Displacement,Progressive Cavity | Pump |  | P
18603 | FHA-WWW-P-2101 | Pump, Positive Displacement, Centrifuge Feed, RMF, Centrifuge Pump Room | FHA-WWW-P-2101-KQ | Centrifuge Feed Pump 1 | Pump,Positive Displacement,Rotary Vane | Pump |  | P
18604 | FHA-WWW-P-2101 | Pump, Positive Displacement, Centrifuge Feed, RMF, Centrifuge Pump Room | FHA-WWW-THICK | Sludge Thickening | Pump,Positive Displacement,Rotary Vane | Pump |  | P
83313 | FHA-WWW-P-2201 | Pump, Positive Displacement, Centrifuge Feed, RMF, Centrifuge Pump Room | FHA-WWW-P-2201-KQ | Centrifuge Feed Pump 2 | Pump,Positive Displacement,Rotary Vane | Pump |  | P
83314 | FHA-WWW-P-2201 | Pump, Positive Displacement, Centrifuge Feed, RMF, Centrifuge Pump Room | FHA-WWW-THICK | Sludge Thickening | Pump,Positive Displacement,Rotary Vane | Pump |  | P
83315 | FHA-WWW-P-2301 | Pump, Positive Displacement, Centrifuge Feed, RMF, Centrifuge Pump Room | FHA-WWW-P-2301-KQ | Centrifuge Feed Pump 3 | Pump,Positive Displacement,Rotary Vane | Pump |  | P
83316 | FHA-WWW-P-2301 | Pump, Positive Displacement, Centrifuge Feed, RMF, Centrifuge Pump Room | FHA-WWW-THICK | Sludge Thickening | Pump,Positive Displacement,Rotary Vane | Pump |  | P
41216 | TAB-ACC-P-0790 | Pump, Positive Displacement, Chemical | TAB-ACC-T-0790 | Tank, Chemical Mixing- Boiler No.19 (0400) | Pump,Gear | Pump |  | P
41217 | TAB-ACC-P-0795 | Pump, Positive Displacement, Chemical | TAB-ACC-T-0795 | Tank, Chemical Mixing- Boiler No.20 (0500) | Pump,Gear | Pump |  | P
41218 | TAB-ACC-P-0796 | Pump, Positive Displacement, Chemical | TAB-ACC-T-0795 | Tank, Chemical Mixing- Boiler No.20 (0500) | Pump,Gear | Pump |  | P
107526 | TAB-ACC-P-0791 | Pump, Positive Displacement, Chemical | TAB-ACC-T-0790 | Tank, Chemical Mixing- Boiler No.19 (0400) | Pump,Gear | Pump |  | P
18614 | FHA-WWW-P-6011 | Pump, Positive Displacement, Gear, Polymer Blending, RMF, Polymer Room | FHA-WWW-POLY | Polymer | Pump,Positive Displacement,Gear | Pump |  | P
83324 | FHA-WWW-P-6021 | Pump, Positive Displacement, Gear, Polymer Blending, RMF, Polymer Room | FHA-WWW-POLY | Polymer | Pump,Positive Displacement,Gear | Pump |  | P
18615 | FHA-WWW-P-6041 | Pump, Positive Displacement, Gear, Polymer Feed, RMF, Polymer Tank Room | FHA-WWW-POLY | Polymer | Pump,Positive Displacement,Gear | Pump |  | P
83325 | FHA-WWW-P-6031 | Pump, Positive Displacement, Gear, Polymer Feed, RMF, Polymer Tank Room | FHA-WWW-POLY | Polymer | Pump,Positive Displacement,Gear | Pump |  | P
83326 | FHA-WWW-P-6051 | Pump, Positive Displacement, Gear, Polymer Feed, RMF, Polymer Tank Room | FHA-WWW-POLY | Polymer | Pump,Positive Displacement,Gear | Pump |  | P
61007 | THC-DEW-P-7610 | Pump, Positive Displacement, Piping Lubrication,Solid Treatment | THC-DEW-P-6710 | Pump,Dewatered Biosolids, Schwing type,Solid Treatment | Pump | Pump |  | P
61008 | THC-DEW-P-7620 | Pump, Positive Displacement, Piping Lubrication,Solid Treatment | THC-DEW-P-6710 | Pump,Dewatered Biosolids, Schwing type,Solid Treatment | Pump | Pump |  | P
123335 | THC-DEW-P-7620 | Pump, Positive Displacement, Piping Lubrication,Solid Treatment | THC-DEW-P-6810 | Pump,Dewatered Biosolids,Solid Treatment | Pump | Pump |  | P
18609 | FHA-WWW-P-3401 | Pump, Positive Displacement, Rotary Vane, Sludge Transfer, RMF, Sludge Transfer Pump Room | FHA-WWW-P-3401-KQ | Sludge Transfer Pump # 4 | Pump,Positive Displacement,Rotary Vane | Pump |  | P
18610 | FHA-WWW-P-3401 | Pump, Positive Displacement, Rotary Vane, Sludge Transfer, RMF, Sludge Transfer Pump Room | FHA-WWW-THICK | Sludge Thickening | Pump,Positive Displacement,Rotary Vane | Pump |  | P
83320 | FHA-WWW-P-3501 | Pump, Positive Displacement, Rotary Vane, Sludge Transfer, RMF, Sludge Transfer Pump Room | FHA-WWW-THICK | Sludge Thickening | Pump,Positive Displacement,Rotary Vane | Pump |  | P
83321 | FHA-WWW-P-3601 | Pump, Positive Displacement, Rotary Vane, Sludge Transfer, RMF, Sludge Transfer Pump Room | FHA-WWW-THICK | Sludge Thickening | Pump,Positive Displacement,Rotary Vane | Pump |  | P
83322 | FHA-WWW-P-3701 | Pump, Positive Displacement, Rotary Vane, Sludge Transfer, RMF, Sludge Transfer Pump Room | FHA-WWW-THICK | Sludge Thickening | Pump,Positive Displacement,Rotary Vane | Pump |  | P
133035 | THR-DIG-P-0101 | Pump, Positive Displacement, Transfer, New Oil, Lube Oil System, Gas Compressor Building | THR-DIG | Digester |  | Pump |  | P
73118 | THR-DIG-P-0102 | Pump, Positive Displacement, Trasnfer, Waste Oil, Lube Oil System, Gas Compressor Building | THR-DIG | Digester |  | Pump |  | P
23280 | FHO-FLO-P-0601-SU | Pump, Pre-Filtered Water Sampling FLO-P-0601 | FHO-OBSOLETE | Removed From Service |  | Pump | 32104 | P
93051 | FHO-FLO-P-0601-SU | Pump, Pre-Filtered Water Sampling FLO-P-0601 | FHO-FLO-P-0601-KQ | Pre Filtered Sampling Unit 6 |  | Pump | 32104 | P
23276 | FHO-FLO-P-0601 | Pump, Pre-Filtered Water Sampling P-0501, Filter Pipe Galley 1-8, Lower Level, N/W | FHO PRE FILTERED | Sampling | Pump,Centrifugal | Pump |  | P
23277 | FHO-FLO-P-0601 | Pump, Pre-Filtered Water Sampling P-0501, Filter Pipe Galley 1-8, Lower Level, N/W | FHO-FLO-P-0601-KQ | Pre Filtered Sampling Unit 6 | Pump,Centrifugal | Pump |  | P
93049 | FHO-FLO-P-0501 | Pump, Pre-Filtered Water Sampling P-0501, Filter Pipe Galley 1-8, Lower Level, N/W | FHO PRE FILTERED | Sampling | Pump,Centrifugal | Pump |  | P
93050 | FHO-FLO-P-0501 | Pump, Pre-Filtered Water Sampling P-0501, Filter Pipe Galley 1-8, Lower Level, N/W | FHO-FLO-P-0501-KQ | Pre Filtered Sampling Unit 5 | Pump,Centrifugal | Pump |  | P
34318 | KX2203A | Pump, Pressure Power Condensate | TAB-HRS-P-CON | New PS - Condensate Pumps | Pump | Pump
34319 | KX2208A | Pump, Pressure Power Condensate | TAB-HRS-P-CON | New PS - Condensate Pumps | Pump | Pump
101691 | KX2202A | Pump, Pressure Power Condensate | TAB-HRS-P-CON | New PS - Condensate Pumps | Pump | Pump
101692 | KX2204A | Pump, Pressure Power Condensate | TAB-HRS-P-CON | New PS - Condensate Pumps | Pump | Pump
101693 | KX2205A | Pump, Pressure Power Condensate | TAB-HRS-P-CON | New PS - Condensate Pumps | Pump | Pump
101694 | KX2209A | Pump, Pressure Power Condensate | TAB-HRS-P-CON | New PS - Condensate Pumps | Pump | Pump
141154 | TNT-PRM-P-1101 | Pump, Primary Sludge # 1 | TNT-PRM | Primary Treatment | Pump,Positive Displacement,Progressive Cavity | Pump |  | P
82221 | TNT-PRM-P-1201 | Pump, Primary Sludge # 2 | TNT-PRM | Primary Treatment | Pump,Positive Displacement,Progressive Cavity | Pump |  | P
66747 | THC-PRM-P-6120 | Pump, Primary Sludge ,Tank 0100 & 0200, Primary Sludge Distribution | THC-PRM-CLAR | Primary Clarification | Pump,Centrifugal | Pump |  | P
128088 | THC-PRM-P-6110 | Pump, Primary Sludge ,Tank 0100 & 0200, Primary Sludge Distribution | THC-PRM-CLAR | Primary Clarification | Pump,Centrifugal | Pump |  | P
128089 | THC-PRM-P-6110 | Pump, Primary Sludge ,Tank 0100 & 0200, Primary Sludge Distribution | THC-PRM-T-0100 | Tank, Primary Clarifier | Pump,Centrifugal | Pump |  | P
128090 | THC-PRM-P-6120 | Pump, Primary Sludge ,Tank 0100 & 0200, Primary Sludge Distribution | THC-PRM-T-0100 | Tank, Primary Clarifier | Pump,Centrifugal | Pump |  | P
66750 | THC-PRM-P-6320 | Pump, Primary Sludge ,Tank 0300 & 0400, Primary Sludge Distribution | THC-PRM-CLAR | Primary Clarification | Pump,Centrifugal | Pump |  | P
66751 | THC-PRM-P-6320 | Pump, Primary Sludge ,Tank 0300 & 0400, Primary Sludge Distribution | THC-PRM-T-0300 | Tank, Primary Clarifier | Pump,Centrifugal | Pump |  | P
128092 | THC-PRM-P-6310 | Pump, Primary Sludge ,Tank 0300 & 0400, Primary Sludge Distribution | THC-PRM-CLAR | Primary Clarification | Pump,Centrifugal | Pump |  | P
128093 | THC-PRM-P-6310 | Pump, Primary Sludge ,Tank 0300 & 0400, Primary Sludge Distribution | THC-PRM-T-0300 | Tank, Primary Clarifier | Pump,Centrifugal | Pump |  | P
66738 | THC-PRM-P-0960 | Pump, Primary Sludge Distribution | THC-PRM-T-0900 | Tank, Primary Clarifier | Pump,Centrifugal | Pump |  | P
66742 | THC-PRM-P-1170SP | Pump, Primary Sludge Distribution | THC-PRM-T-1100 | Tank, Primary Clarifier | Pump,Centrifugal | Pump | 40795 | P
128067 | THC-PRM-P-0970 | Pump, Primary Sludge Distribution | THC-PRM-T-0900 | Tank, Primary Clarifier | Pump,Centrifugal | Pump |  | P
128072 | THC-PRM-P-1060 | Pump, Primary Sludge Distribution | THC-PRM-T-1000 | Tank, Primary Clarifier | Pump | Pump |  | P
128073 | THC-PRM-P-1070 | Pump, Primary Sludge Distribution | THC-PRM-T-1000 | Tank, Primary Clarifier | Pump,Centrifugal | Pump |  | P
66794 | THC-PRM-P-6510 | Pump, Primary Sludge, Tank 0500 & 0600, Primary Sludge Distribution | THC-PRM-CLAR | Primary Clarification | Pump,Centrifugal | Pump |  | P
128096 | THC-PRM-P-6510 | Pump, Primary Sludge, Tank 0500 & 0600, Primary Sludge Distribution | THC-PRM-T-0500 | Tank, Primary Clarifier | Pump,Centrifugal | Pump |  | P
66798 | THC-PRM-P-6710 | Pump, Primary Sludge, Tank 0700 & 0800, Primary Sludge Distribution | THC-PRM-CLAR | Primary Clarification | Pump,Centrifugal | Pump |  | P
66799 | THC-PRM-P-6710 | Pump, Primary Sludge, Tank 0700 & 0800, Primary Sludge Distribution | THC-PRM-T-0700 | Tank, Primary Clarifier | Pump,Centrifugal | Pump |  | P
66800 | THC-PRM-P-6720 | Pump, Primary Sludge, Tank 0700 & 0800, Primary Sludge Distribution | THC-PRM-T-0700 | Tank, Primary Clarifier | Pump,Centrifugal | Pump |  | P
128097 | THC-PRM-P-6720 | Pump, Primary Sludge, Tank 0700 & 0800, Primary Sludge Distribution | THC-PRM-CLAR | Primary Clarification | Pump,Centrifugal | Pump |  | P
66795 | THC-PRM-P-6520 | Pump, Primary Sludge,Tank 0500 & 0600, Primary Sludge Distribution | THC-PRM-CLAR | Primary Clarification | Pump,Non Positive Displacement | Pump |  | P
66796 | THC-PRM-P-6520 | Pump, Primary Sludge,Tank 0500 & 0600, Primary Sludge Distribution | THC-PRM-T-0500 | Tank, Primary Clarifier | Pump,Non Positive Displacement | Pump |  | P
53204 | TAB-PRS-P-4030 | Pump, Primary Transfer | TAB-PRS-P-TRANSFER | Chemical Transfer Pumps | Pump | Pump |  | P
116633 | TAB-PRS-P-4010 | Pump, Primary Transfer | TAB-PRS-P-TRANSFER | Chemical Transfer Pumps | Pump | Pump |  | P
116634 | TAB-PRS-P-4020 | Pump, Primary Transfer | TAB-PRS-P-TRANSFER | Chemical Transfer Pumps | Pump | Pump |  | P
78991 | THR-PRS-P-9001 | Pump, Primary, Chemical Building, Pump Room (TEMPORARY) | THR-PRS-P | Phosphorous Removal System, Pumps | Pump,Centrifugal | Pump |  | P
138650 | THR-PRS-P-9002 | Pump, Primary, Chemical Building, Pump Room (TEMPORARY) | THR-PRS-P | Phosphorous Removal System, Pumps | Pump,Centrifugal | Pump |  | P
54919 | TAB-SA-P-1800A | Pump, Primary, Glycol, Auxiliary Systems Building, 2nd Floor | TAB-SA-GLY | Cooling System , Glycol | Pump,Centrifugal | Pump |  | P
117994 | TAB-SA-P-1800B | Pump, Primary, Glycol, Auxiliary Systems Building, 2nd Floor | TAB-SA-GLY | Cooling System , Glycol | Pump,Centrifugal | Pump |  | P
45994 | TAB-DIG-P-8079 | Pump, Process Sump, 1A, Digestion Tank #19 - 22 Basement | TAB-DIG-P19-22 | Digester Tanks 19-22, Sump Pumps | Pump,Centrifugal | Pump |  | P
111342 | TAB-DIG-P-8079B | Pump, Process Sump, 1B, Digestion Tank #19 - 22 Basement | TAB-DIG-P19-22 | Digester Tanks 19-22, Sump Pumps | Pump,Centrifugal | Pump |  | P
111340 | TAB-DIG-P-8074B | Pump, Process Sump, 1C, Digestion Tank #19 - 22 Basement | TAB-DIG-P19-22 | Digester Tanks 19-22, Sump Pumps | Pump,Centrifugal | Pump |  | P
45995 | TAB-DIG-P-8080 | Pump, Process Sump, 2A, Digestion Tank #19 - 22 Basement | TAB-DIG-P19-22 | Digester Tanks 19-22, Sump Pumps | Pump,Centrifugal | Pump |  | P
45996 | TAB-DIG-P-8080B | Pump, Process Sump, 2B, Digestion Tank #19 - 22 Basement | TAB-DIG-P19-22 | Digester Tanks 19-22, Sump Pumps | Pump,Centrifugal | Pump |  | P
45992 | TAB-DIG-P-8072B | Pump, Process Sump, 2C, Digestion Tank #19 - 22 Basement | TAB-DIG-P19-22 | Digester Tanks 19-22, Sump Pumps | Pump,Centrifugal | Pump |  | P
81554 | TNT-CSO-P-2301 | Pump, Progressive Cavity, Neat Polymer Metering, Polymer Make-Down Skid No. 3 | TNT-CSO-LAB | Lab Bldg polymer System | Pump,Progressive Cavity | Pump |  | P
81555 | TNT-CSO-P-2401 | Pump, Progressive Cavity, Neat Polymer Metering, Polymer Make-Down Skid No. 4 | TNT-CSO-LAB | Lab Bldg polymer System | Pump,Progressive Cavity | Pump |  | P
81556 | TNT-CSO-P-2501 | Pump, Progressive Cavity, Neat Polymer Metering, Polymer Make-Down Skid No. 5 | TNT-CSO-LAB | Lab Bldg polymer System | Pump,Progressive Cavity | Pump |  | P
140581 | TNT-CSO-P-2101 | Pump, Progressive Cavity, Neat Polymer Metering, Polymer Make-Down Skid No.1 | TNT-CSO-LAB | Lab Bldg polymer System | Pump,Progressive Cavity | Pump |  | P
140582 | TNT-CSO-P-2201 | Pump, Progressive Cavity, Neat Polymer Metering, Polymer Make-Down Skid No.2 | TNT-CSO-LAB | Lab Bldg polymer System | Pump,Progressive Cavity | Pump |  | P
123292 | THC-DEW-P-2001 | Pump, Progressive Cavity,Neat Polymer,Emulsion Polymer Skid,Solid Treatment | THC-DEW-CP-2001 | Control Panel,,Emulsion Polymer Skid,Solid Treatment |  | Pump |  | P
41241 | TAB-ACC-P-2231 | Pump, PRS Building Glycol System Pumps | TAB-ACC-HE-2220 | Heat Exchanger, Glycol Heat Exchanger | Pump,Centrifugal | Pump |  | P
107553 | TAB-ACC-P-2231 | Pump, PRS Building Glycol System Pumps | TAB-ACC-HE-2100S | Heat Exchanger, Glycol Heat Exchanger | Pump,Centrifugal | Pump |  | P
107554 | TAB-ACC-P-2232 | Pump, PRS Building Glycol System Pumps | TAB-ACC-HE-2220 | Heat Exchanger, Glycol Heat Exchanger | Pump,Centrifugal | Pump |  | P
52503 | TAB-PRM-P-3401 | Pump, PRS from Primary Tank 0700, Primary Treatment, Sludge Pumping | TAB-PRM-P-P | P Building - Primary Sludge Pumping | Pump,Centrifugal | Pump |  | P
115980 | TAB-PRM-P-3402 | Pump, PRS from Primary Tank 0700, Primary Treatment, Sludge Pumping | TAB-PRM-P-P | P Building - Primary Sludge Pumping | Pump,Centrifugal | Pump |  | P
86612 | WTR-PJO-P-0100 | Pump, Pump 0100 | WTR-PJO-P | Pumping | Pump,Centrifugal | Pump |  | P
144823 | WTR-PJO-P-0200 | Pump, Pump 0200 | WTR-PJO-P | Pumping | Pump | Pump |  | P
51603 | TAB-PLT-P-0185 | Pump, PX2217 Chemical Feed #2 | TAB-PLT-T-0185 | Tank # 2, Sodium Hydroxide, NaOH | Pump | Pump |  | P
117770 | TAB-RSP-P-2201 | Pump, Raw Sewage #1 | TAB-RSP-PM | M Building - Raw Sewage Pumping | Pump | Pump |  | P
54640 | TAB-RSP-P-2210 | Pump, Raw Sewage #10 | TAB-RSP-PM | M Building - Raw Sewage Pumping | Pump | Pump |  | P
54636 | TAB-RSP-P-2202 | Pump, Raw Sewage #2 | TAB-RSP-PM | M Building - Raw Sewage Pumping | Pump | Pump |  | P
117771 | TAB-RSP-P-2203 | Pump, Raw Sewage #3 | TAB-RSP-PM | M Building - Raw Sewage Pumping | Pump | Pump |  | P
54637 | TAB-RSP-P-2204 | Pump, Raw Sewage #4 | TAB-RSP-PM | M Building - Raw Sewage Pumping | Pump | Pump |  | P
117772 | TAB-RSP-P-2205 | Pump, Raw Sewage #5 | TAB-RSP-PM | M Building - Raw Sewage Pumping | Pump | Pump |  | P
54638 | TAB-RSP-P-2206 | Pump, Raw Sewage #6 | TAB-RSP-PM | M Building - Raw Sewage Pumping | Pump | Pump |  | P
117773 | TAB-RSP-P-2207 | Pump, Raw Sewage #7 | TAB-RSP-PM | M Building - Raw Sewage Pumping | Pump | Pump |  | P
54639 | TAB-RSP-P-2208 | Pump, Raw Sewage #8 | TAB-RSP-PM | M Building - Raw Sewage Pumping | Pump | Pump |  | P
117774 | TAB-RSP-P-2209 | Pump, Raw Sewage #9 | TAB-RSP-PM | M Building - Raw Sewage Pumping | Pump,Centrifugal | Pump |  | P
52499 | TAB-PRM-P-3101 | Pump, Raw Sludge | TAB-PRM-P-OPS | Old PS Building - Scum ,Sludge & Sump Pumps | Pump,Centrifugal | Pump |  | P
52500 | TAB-PRM-P-3102 | Pump, Raw Sludge | TAB-PRM-P-OPS | Old PS Building - Scum ,Sludge & Sump Pumps | Pump,Centrifugal | Pump |  | P
52501 | TAB-PRM-P-3301 | Pump, Raw Sludge | TAB-PRM-P-OPS | Old PS Building - Scum ,Sludge & Sump Pumps | Pump,Centrifugal | Pump |  | P
52502 | TAB-PRM-P-3302 | Pump, Raw Sludge | TAB-PRM-P-OPS | Old PS Building - Scum ,Sludge & Sump Pumps | Pump | Pump |  | P
52507 | TAB-PRM-P-3702 | Pump, Raw Sludge | TAB-PRM-P-D | D Building Sludge Pumping | Pump | Pump |  | P
115978 | TAB-PRM-P-3201 | Pump, Raw Sludge | TAB-PRM-P-OPS | Old PS Building - Scum ,Sludge & Sump Pumps | Pump,Centrifugal | Pump |  | P
115979 | TAB-PRM-P-3202 | Pump, Raw Sludge | TAB-PRM-P-OPS | Old PS Building - Scum ,Sludge & Sump Pumps | Pump,Centrifugal | Pump |  | P
115988 | TAB-PRM-P-3701 | Pump, Raw Sludge | TAB-PRM-P-D | D Building Sludge Pumping | Pump | Pump |  | P
115989 | TAB-PRM-P-3801 | Pump, Raw Sludge | TAB-PRM-P-D | D Building Sludge Pumping | Pump | Pump |  | P
115990 | TAB-PRM-P-3802 | Pump, Raw Sludge | TAB-PRM-P-D | D Building Sludge Pumping | Pump | Pump |  | P
115991 | TAB-PRM-P-3901 | Pump, Raw Sludge | TAB-PRM-P-D | D Building Sludge Pumping | Pump | Pump |  | P
115992 | TAB-PRM-P-3902 | Pump, Raw Sludge | TAB-PRM-P-D | D Building Sludge Pumping | Pump | Pump |  | P
52505 | TAB-PRM-P-3601? | Pump, Raw Sludge, Primary Tank 9 | TAB-PRM-P-P | P Building - Primary Sludge Pumping | Pump,Centrifugal | Pump | 34201 | P
52506 | TAB-PRM-P-3602? | Pump, Raw Sludge, Primary Tank 9 | TAB-PRM-P-P | P Building - Primary Sludge Pumping | Pump,Centrifugal | Pump | 34200 | P
115985 | TAB-PRM-P-3601? | Pump, Raw Sludge, Primary Tank 9 | TAB-SUSPENDED ENTITY | Suspended entities | Pump,Centrifugal | Pump | 34201 | P
115987 | TAB-PRM-P-3602? | Pump, Raw Sludge, Primary Tank 9 | TAB-SUSPENDED ENTITY | Suspended entities | Pump,Centrifugal | Pump | 34200 | P
99063 | FPP-SUA-P-0300 | Pump, Raw Water | FHA-FPP | Harris Filtration Pilot Plant | Pump | Pump |  | P
16836 | FHA-RW-P-1401B | Pump, Raw Water Onshore Sampling, Pump Building, Low Lift PS Basement, N/E Corner | FHA-RW-P-1401B-KQ | Pump Location,Raw Water Sample #2 | Pump,Centrifugal | Pump |  | P
71852 | FHA-RW-P-1401A | Pump, Raw Water Onshore Sampling, Pump Building, Low Lift PS Basement, N/E Corner | FHA-RW-P-1401A-KQ | Pump Location,Raw Water Sample #1 | Pump,Centrifugal | Pump |  | P
71853 | FHA-RW-P-1401A | Pump, Raw Water Onshore Sampling, Pump Building, Low Lift PS Basement, N/E Corner | FHA-RW-SAMP | Raw Water Sampling | Pump,Centrifugal | Pump |  | P
71855 | FHA-RW-P-1401B | Pump, Raw Water Onshore Sampling, Pump Building, Low Lift PS Basement, N/E Corner | FHA-RW-SAMP | Raw Water Sampling | Pump,Centrifugal | Pump |  | P
25279 | FHO-RW-P-1301 | Pump, Raw Water Sample to Lab, S10 Raw Water Intake, Basement | FHO RAW H2O | Raw water Sampling | Pump,Centrifugal | Pump |  | P
94279 | FHO-RW-P-1301 | Pump, Raw Water Sample to Lab, S10 Raw Water Intake, Basement | FHO-RW-P-1301-KQ | Raw Water Lab Sample Pump Unit 1 | Pump,Centrifugal | Pump |  | P
94280 | FHO-RW-P-1401 | Pump, Raw Water Sample to Lab, S10 Raw Water Intake, Basement | FHO RAW H2O | Raw water Sampling | Pump,Centrifugal | Pump |  | P
94281 | FHO-RW-P-1401 | Pump, Raw Water Sample to Lab, S10 Raw Water Intake, Basement | FHO-RW-P-1401-KQ | Raw Water Lab Sample Pump Unit 2 | Pump,Centrifugal | Pump |  | P
81706 | TNT-DIG-P-2101 | Pump, Recirc. Digested Sludge | TNT-DIG-DS | Digested Sludge Headers, Digester, Transfer & Recirc. Pumps | Pump,Centrifugal | Pump |  | P
81707 | TNT-DIG-P-2201 | Pump, Recirc. Digested Sludge | TNT-DIG-DS | Digested Sludge Headers, Digester, Transfer & Recirc. Pumps | Pump,Centrifugal | Pump |  | P
127673 | THC-PLT-P-6160 | Pump, Recirculating, Hydraulic Pack 1 | THC-PLT-T-6100 | Reservoir, Oil, Hydraulic Pack 1, Bar Screens | Pump,Positive Displacement,Rotary Vane | Pump | 40022 | P
127675 | THC-PLT-P-6260 | Pump, Recirculating, Hydraulic Pack 2 | THC-PLT-T-6200 | Reservoir, Oil, Hydraulic Pack 2, Bar Screens | Pump,Positive Displacement,Rotary Vane | Pump | 40023 | P
27913 | FIS-ACC-P-4010 | Pump, Recirculating, Return Water Supply, Mechanical/Electrical Room | FIS-MCS-T-4001 | Tank, Domestic Hot Water, Marine Yard Building, Mechanical/Electrical Room |  | Pump |  | P
96182 | FIS-ACC-P-4010 | Pump, Recirculating, Return Water Supply, Mechanical/Electrical Room | FIS-MARINE-BUILDING | FIS Marine Yard Building |  | Pump |  | P
68603 | THC-STR-P-8040 | Pump, Recirculating, Scrubber, Odour Control, Old Plant | THC-ODOUR-OLD PLANT | Odour Control | Pump,Centrifugal | Pump |  | P
129395 | THC-STR-P-8050 | Pump, Recirculating, Scrubber, Odour Control, Old Plant | THC-ODOUR-OLD PLANT | Odour Control | Pump,Centrifugal | Pump |  | P
58894 | THC-ACC-P-0022 | Pump, Recirculation, ACC-T-0110A, Potable Hot Water, Bldg. K, Basement, Mechanical Room B102 | THC-ACC-T-0110A | Domestic Hot Water Tank, Building K |  | Pump |  | P
66374 | FHA-DCL-P-0101 | Pump, Recirculation, Evaporator EV-0101, Filter Building, Cl2 & SO2 Feeder Room | FHA-DCL-EV-0101-SUSP | Evaporator, Sodium Dioxide, Filter Building, Cl2/SO2 Storage Room | Pump,Centrifugal,single-Stage | Pump | 39209 | P
15483 | FHA-DCL-P-0301 | Pump, Recirculation, Evaporator EV-0301, Filter Building, Cl2 & SO2 Feeder Room | FHA-DCL-EV-0301-SUSP | Evaporator, Sodium Dioxide, Filter Building, Cl2/SO2 Storage Room | Pump,Centrifugal,single-Stage | Pump | 39210 | P
65822 | THC-OCS-P-6040 | Pump, Recirculation, Humidification, Headworks, Biofilter, Headworks Odour Control | THC-OCS-HU-6030 | Humidification Chamber, Biofilter, Headworks Odour Control | Pump | Pump |  | P
65823 | THC-OCS-P-6050 | Pump, Recirculation, Humidification, Headworks, Biofilter, Headworks Odour Control | THC-OCS-HU-6030 | Humidification Chamber, Biofilter, Headworks Odour Control | Pump | Pump |  | P
63277 | FHA-AM-P-6810 | Pump, Recirculation, Scrubber | FHA-AM-SB-6810 | Scrubber, Ammonia |  | Pump |  | P
74476 | THR-DIS-P-1305 | Pump, Recirculation, Scrubber Caustic Soda SB-1300 | THR-DIS-P-S | Disinfection, Pumps, Sump & Chlorine Solution | Pump,Centrifugal | Pump |  | P
74477 | THR-DIS-P-1305 | Pump, Recirculation, Scrubber Caustic Soda SB-1300 | THR-DIS-SB-1300 | Scrubber, Caustic Soda SB-1300 | Pump,Centrifugal | Pump |  | P
134400 | THR-DIS-P-1304 | Pump, Recirculation, Scrubber Caustic Soda SB-1300 | THR-DIS-P-S | Disinfection, Pumps, Sump & Chlorine Solution | Pump,Centrifugal | Pump |  | P
134401 | THR-DIS-P-1304 | Pump, Recirculation, Scrubber Caustic Soda SB-1300 | THR-DIS-SB | Scrubbers, Caustic Soda Recirculation Pumps | Pump,Centrifugal | Pump |  | P
134402 | THR-DIS-P-1304 | Pump, Recirculation, Scrubber Caustic Soda SB-1300 | THR-DIS-SB-1300 | Scrubber, Caustic Soda SB-1300 | Pump,Centrifugal | Pump |  | P
134403 | THR-DIS-P-1305 | Pump, Recirculation, Scrubber Caustic Soda SB-1300 | THR-DIS-SB | Scrubbers, Caustic Soda Recirculation Pumps | Pump,Centrifugal | Pump |  | P
134404 | THR-DIS-P-1354 | Pump, Recirculation, Scrubber Caustic Soda SB-1350 | THR-DIS-P-S | Disinfection, Pumps, Sump & Chlorine Solution | Pump,Centrifugal | Pump |  | P
134405 | THR-DIS-P-1354 | Pump, Recirculation, Scrubber Caustic Soda SB-1350 | THR-DIS-SB-1350 | Scrubber, Caustic Soda SB-1350 | Pump,Centrifugal | Pump |  | P
134406 | THR-DIS-P-1355 | Pump, Recirculation, Scrubber Caustic Soda SB-1350 | THR-DIS-P-S | Disinfection, Pumps, Sump & Chlorine Solution | Pump,Centrifugal | Pump |  | P
134407 | THR-DIS-P-1355 | Pump, Recirculation, Scrubber Caustic Soda SB-1350 | THR-DIS-SB-1350 | Scrubber, Caustic Soda SB-1350 | Pump,Centrifugal | Pump |  | P
56970 | TAB-THK-P-0905 | Pump, Recycle SX2009 | TAB-SUSPENDED ENTITY | Suspended entities | Pump,Centrifugal | Pump |  | P
119778 | TAB-THK-P-0905 | Pump, Recycle SX2009 | TAB-THK-P-RECYCLE | Floatation - Recycling Pumps | Pump,Centrifugal | Pump |  | P
47515 | TAB-DIS-P-2203 | Pump, Return | TAB-DIS-SB-2002 | Scrubber, # 2,Chlorine Bldg., | Pump,Centrifugal | Pump |  | P
56225 | TAB-STR-P-3121 | Pump, Return Sludge | TAB-STR-P-RAS | Aeration Gallery - Return Activated Sludge Pumps | Pump,Centrifugal | Pump |  | P
56229 | TAB-STR-P-3221 | Pump, Return Sludge | TAB-STR-P-RAS | Aeration Gallery - Return Activated Sludge Pumps | Pump,Centrifugal | Pump |  | P
56233 | TAB-STR-P-3321 | Pump, Return Sludge | TAB-STR-P-RAS | Aeration Gallery - Return Activated Sludge Pumps | Pump,Centrifugal | Pump |  | P
56234 | TAB-STR-P-3322 | Pump, Return Sludge | TAB-STR-P-RAS | Aeration Gallery - Return Activated Sludge Pumps | Pump,Centrifugal | Pump |  | P
56235 | TAB-STR-P-3323 | Pump, Return Sludge | TAB-STR-P-RAS | Aeration Gallery - Return Activated Sludge Pumps | Pump,Centrifugal | Pump |  | P
56240 | TAB-STR-P-3422 | Pump, Return Sludge | TAB-STR-P-RAS | Aeration Gallery - Return Activated Sludge Pumps | Pump,Centrifugal | Pump |  | P
56241 | TAB-STR-P-3423 | Pump, Return Sludge | TAB-STR-P-RAS | Aeration Gallery - Return Activated Sludge Pumps | Pump,Centrifugal | Pump |  | P
56244 | TAB-STR-P-3521 | Pump, Return Sludge | TAB-STR-P-RAS | Aeration Gallery - Return Activated Sludge Pumps | Pump,Centrifugal | Pump |  | P
56245 | TAB-STR-P-3522 | Pump, Return Sludge | TAB-STR-P-RAS | Aeration Gallery - Return Activated Sludge Pumps | Pump,Centrifugal | Pump |  | P
56246 | TAB-STR-P-3523 | Pump, Return Sludge | TAB-STR-P-RAS | Aeration Gallery - Return Activated Sludge Pumps | Pump,Non Positive Displacement | Pump |  | P
119237 | TAB-STR-P-3122 | Pump, Return Sludge | TAB-STR-P-RAS | Aeration Gallery - Return Activated Sludge Pumps | Pump,Centrifugal | Pump |  | P
119238 | TAB-STR-P-3123 | Pump, Return Sludge | TAB-STR-P-RAS | Aeration Gallery - Return Activated Sludge Pumps | Pump,Centrifugal | Pump |  | P
119240 | TAB-STR-P-3222 | Pump, Return Sludge | TAB-STR-P-RAS | Aeration Gallery - Return Activated Sludge Pumps | Pump,Centrifugal | Pump |  | P
119241 | TAB-STR-P-3223 | Pump, Return Sludge | TAB-STR-P-RAS | Aeration Gallery - Return Activated Sludge Pumps | Pump,Centrifugal | Pump |  | P
119243 | TAB-STR-P-3421 | Pump, Return Sludge | TAB-STR-P-RAS | Aeration Gallery - Return Activated Sludge Pumps | Pump,Centrifugal | Pump |  | P
141291 | TNT-STR-P-1101 | Pump, Return Sludge # 1 | TNT-STR | Secondary Treatment | Pump,Centrifugal | Pump |  | P
82360 | TNT-STR-P-1201 | Pump, Return Sludge # 2 | TNT-STR | Secondary Treatment | Pump,Centrifugal | Pump |  | P
82361 | TNT-STR-P-1301 | Pump, Return Sludge # 3 | TNT-STR | Secondary Treatment | Pump,Centrifugal | Pump |  | P
82363 | TNT-STR-P-1601 | Pump, Return Sludge # 6 | TNT-STR | Secondary Treatment | Pump,Centrifugal | Pump |  | P
82365 | TNT-STR-P-1801 | Pump, Return Sludge # 8 | TNT-STR | Secondary Treatment | Pump,Centrifugal | Pump |  | P
56251 | TAB-STR-P-3622 | Pump, Return Sludge, Aer Gallery W | TAB-STR-P-RAS | Aeration Gallery - Return Activated Sludge Pumps | Pump,Non Positive Displacement | Pump |  | P
56252 | TAB-STR-P-3623 | Pump, Return Sludge, Aer Gallery W | TAB-STR-P-RAS | Aeration Gallery - Return Activated Sludge Pumps | Pump,Non Positive Displacement | Pump |  | P
119247 | TAB-STR-P-3621 | Pump, Return Sludge, Aer Gallery W, | TAB-STR-P-RAS | Aeration Gallery - Return Activated Sludge Pumps | Pump,Non Positive Displacement | Pump |  | P
56247 | TAB-STR-P-3524 | Pump, Return Sludge, Final Tanks 10 & 11 | TAB-STR-P-RAS | Aeration Gallery - Return Activated Sludge Pumps | Pump,Non Positive Displacement | Pump |  | P
56248 | TAB-STR-P-3525 | Pump, Return Sludge, Final Tanks 10 & 11 | TAB-STR-P-RAS | Aeration Gallery - Return Activated Sludge Pumps | Pump,Non Positive Displacement | Pump |  | P
64324 | THC-FT-P-5570 | Pump, Return, WAS Booster, Secondary, Phase I, East Pump | THC-STR-RAS/WAS-I-IV | RAS/WAS, Phase I-IV | Pump,Centrifugal | Pump |  | P
148187 | YTF-ACC-MEQ-0001 | Pump, RN146, Pressure Washer, Miscellaneous Devices | YTF-ACC | HVAC Equipment | Pump | Pump |  | MEQ
78570 | THR-PRM-P-3420 | Pump, Rotary lobe, North Plant PTs 9, 10 - scum pump 1 | THR-PRM-T-3400 | Tank, Scum Tank, North Plant PTs 9, 10 - scum tank | Pump,Rotary Vane | Pump |  | P
138290 | THR-PRM-P-3430 | Pump, Rotary lobe, North Plant PTs 9, 10 - scum pump 2 | THR-PRM-T-3400 | Tank, Scum Tank, North Plant PTs 9, 10 - scum tank | Pump,Rotary Vane | Pump |  | P
138292 | THR-PRM-P-3520 | Pump, Rotary lobe, PT #11 - scum pump 1 | THR-PRM-T-3500 | Tank, Scum Tank, PT #11 - scum tank | Pump,Rotary Vane | Pump |  | P
138293 | THR-PRM-P-3530 | Pump, Rotary lobe, PT #11 - scum pump 2 | THR-PRM-T-3500 | Tank, Scum Tank, PT #11 - scum tank | Pump,Rotary Vane | Pump |  | P
76323 | THR-FT-P-3120 | Pump, Rotary Lobe, Scum from Tank 3100, Scum Pumping | THR-FT-T-3100S | Tank, Non-Pressurized, Scum, System 2A, Scum Pumping | Pump,Rotary Vane | Pump |  | P
136189 | THR-FT-P-3020 | Pump, Rotary Lobe, Scum from Tank 3000, Scum Pumping | THR-FT-T-3000 | Tank, Non-Pressurized, Scum, Scum Pumping | Pump,Rotary Vane | Pump |  | P
76322 | THR-FT-P-3040 | Pump, Rotary Lobe, Scum from Tank 3030, Scum Pumping | THR-FT-T-3030 | Tank, Non-Pressurized, Scum, Scum Pumping | Pump,Rotary Vane | Pump |  | P
138285 | THR-PRM-P-3120 | Pump, Rotary Lobe, Scum from Tank 3100, Scum Pumping - South | THR-PRM-T-3100 | Tank, Scum, from Hopper T-0130, South Primary Tank | Pump,Rotary Vane | Pump |  | P
138286 | THR-PRM-P-3130 | Pump, Rotary Lobe, Scum from Tank 3100, Scum Pumping - South | THR-PRM-T-3100 | Tank, Scum, from Hopper T-0130, South Primary Tank | Pump,Rotary Vane | Pump |  | P
136191 | THR-FT-P-3140 | Pump, Rotary Lobe, Scum from Tank 3130, Scum Pumping | THR-FT-T-3130S | Tank, Non-Pressurized, Scum, System 2, Scum Pumping | Pump,Rotary Vane | Pump |  | P
76325 | THR-FT-P-3220 | Pump, Rotary Lobe, Scum from Tank 3200, Scum Pumping | THR-FT-T-3200S | Tank, Non-Pressurized, Scum, System 3A, Scum Pumping | Pump,Centrifugal | Pump |  | P
78567 | THR-PRM-P-3233 | Pump, Rotary Lobe, Scum from Tank 3200, Scum Pumping - South | THR-PRM-T-3200 | Tank, Scum, from Hopper T-0330 & 0730, South Primary Tank | Pump,Rotary Vane | Pump |  | P
138287 | THR-PRM-P-3223 | Pump, Rotary Lobe, Scum from Tank 3200, Scum Pumping - South | THR-PRM-T-3200 | Tank, Scum, from Hopper T-0330 & 0730, South Primary Tank | Pump,Rotary Vane | Pump |  | P
76326 | THR-FT-P-3240 | Pump, Rotary Lobe, Scum from Tank 3230, Scum Pumping | THR-FT-T-3230 | Tank, Non-Pressurized, Scum, Scum Pumping | Pump,Centrifugal | Pump |  | P
136193 | THR-FT-P-3240 | Pump, Rotary Lobe, Scum from Tank 3230, Scum Pumping | THR-FT-T-3230S | Tank, Non-Pressurized, Scum, System 3B, Scum Pumping | Pump,Centrifugal | Pump |  | P
76330 | THR-FT-P-3260 | Pump, Rotary Lobe, Scum from Tank 3250, Scum Pumping | THR-FT-T-3250 | Tank, Non-Pressurized, Scum, Scum Pumping | Pump,Centrifugal | Pump |  | P
78568 | THR-PRM-P-3320 | Pump, Rotary Lobe, Scum from Tank 3300, Scum Pumping - South | THR-PRM-T-3300 | Tank, Scum, from Hopper T-0530, South Primary Tank | Pump,Rotary Vane | Pump |  | P
138288 | THR-PRM-P-3330 | Pump, Rotary Lobe, Scum from Tank 3300, Scum Pumping - South | THR-PRM-T-3300 | Tank, Scum, from Hopper T-0530, South Primary Tank | Pump,Rotary Vane | Pump |  | P
53178 | TAB-PRS-P-2100 | Pump, Rotary Vane, Ferrous Chloride to Distribution Ch, Phosphorous Removal, Grit Bldg, P Bldg | TAB-PRS | Phosphorous Removal System | Pump,Positive Displacement | Pump |  | P
53179 | TAB-PRS-P-2100 | Pump, Rotary Vane, Ferrous Chloride to Distribution Ch, Phosphorous Removal, Grit Bldg, P Bldg | TAB-PRS-T-2001 | Tank, Ferrous Chloride Storage, Grit Bldg, P Bldg | Pump,Positive Displacement | Pump |  | P
53180 | TAB-PRS-P-2200 | Pump, Rotary Vane, Ferrous Chloride to Distribution Ch, Phosphorous Removal, Grit Bldg, P Bldg | TAB-PRS | Phosphorous Removal System | Pump,Positive Displacement | Pump |  | P
53181 | TAB-PRS-P-2200 | Pump, Rotary Vane, Ferrous Chloride to Distribution Ch, Phosphorous Removal, Grit Bldg, P Bldg | TAB-PRS-T-2001 | Tank, Ferrous Chloride Storage, Grit Bldg, P Bldg | Pump,Positive Displacement | Pump |  | P
136190 | THR-FT-P-3120S | Pump, Rotary Vane, Scum Tank 3100, System 2A, Scum Pumping | THR-FT-T-3100S | Tank, Non-Pressurized, Scum, System 2A, Scum Pumping | Pump,Rotary Vane | Pump | 38968 | P
76324 | THR-FT-P-3140S | Pump, Rotary Vane, Scum Tank 3130, System 2, Scum Pumping | THR-FT-T-3130S | Tank, Non-Pressurized, Scum, System 2, Scum Pumping | Pump,Rotary Vane | Pump | 38969 | P
76328 | THR-FT-P-3250S | Pump, Rotary Vane, Scum Tank 3200 & 3230, System 3A, 3B Scum Pumping | THR-FT-T-3200S | Tank, Non-Pressurized, Scum, System 3A, Scum Pumping | Pump,Rotary Vane | Pump | 39525 | P
76329 | THR-FT-P-3250S | Pump, Rotary Vane, Scum Tank 3200 & 3230, System 3A, 3B Scum Pumping | THR-FT-T-SCUM | Final Tank, Scum Tanks | Pump,Rotary Vane | Pump | 39525 | P
76331 | THR-FT-P-3330 | Pump, Rotary Vane, Scum Tank 3300, System 4, Scum Pumping | THR-FT-T-3300 | Tank, Non-Pressurized, Scum, System 4, Scum Pumping | Pump,Rotary Vane | Pump |  | P
136195 | THR-FT-P-3320 | Pump, Rotary Vane, Scum Tank 3300, System 4, Scum Pumping | THR-FT-T-3300 | Tank, Non-Pressurized, Scum, System 4, Scum Pumping | Pump,Rotary Vane | Pump |  | P
136196 | THR-FT-P-3340 | Pump, Rotary Vane, Scum Tank 3300, System 4, Scum Pumping | THR-FT-T-3300 | Tank, Non-Pressurized, Scum, System 4, Scum Pumping | Pump,Rotary Vane | Pump |  | P
76332 | THR-FT-P-3420 | Pump, Rotary Vane, Scum Tank 3400, System 5, Scum Pumping | THR-FT-T-3400 | Tank, Non-Pressurized, Scum, System 5, Scum Pumping | Pump,Rotary Vane | Pump |  | P
76333 | THR-FT-P-3440 | Pump, Rotary Vane, Scum Tank 3400, System 5, Scum Pumping | THR-FT-T-3400 | Tank, Non-Pressurized, Scum, System 5, Scum Pumping | Pump,Rotary Vane | Pump |  | P
136198 | THR-FT-P-3430 | Pump, Rotary Vane, Scum Tank 3400, System 5, Scum Pumping | THR-FT-T-3400 | Tank, Non-Pressurized, Scum, System 5, Scum Pumping | Pump,Rotary Vane | Pump |  | P
76337 | THR-FT-P-3520 | Pump, Rotary Vane, Scum Tank 3500, System 7, Scum Pumping | THR-FT-T-3500 | Tank, Non-Pressurized, Scum, System 7, Scum Pumping | Pump,Rotary Vane | Pump |  | P
76338 | THR-FT-P-3540 | Pump, Rotary Vane, Scum Tank 3500, System 7, Scum Pumping | THR-FT-T-3500 | Tank, Non-Pressurized, Scum, System 7, Scum Pumping | Pump,Rotary Vane | Pump |  | P
136203 | THR-FT-P-3530 | Pump, Rotary Vane, Scum Tank 3500, System 7, Scum Pumping | THR-FT-T-3500 | Tank, Non-Pressurized, Scum, System 7, Scum Pumping | Pump,Rotary Vane | Pump |  | P
136204 | THR-FT-P-3620 | Pump, Rotary Vane, Scum Tank 3600, System 9, Scum Pumping | THR-FT-T-3600 | Tank, Non-Pressurized, Scum, System 9, Scum Pumping | Pump,Rotary Vane | Pump |  | P
136205 | THR-FT-P-3630 | Pump, Rotary Vane, Scum Tank 3600, System 9, Scum Pumping | THR-FT-T-3600 | Tank, Non-Pressurized, Scum, System 9, Scum Pumping | Pump,Rotary Vane | Pump |  | P
136206 | THR-FT-P-3640 | Pump, Rotary Vane, Scum Tank 3600, System 9, Scum Pumping | THR-FT-T-3600 | Tank, Non-Pressurized, Scum, System 9, Scum Pumping | Pump,Rotary Vane | Pump |  | P
76343 | THR-FT-P-3730 | Pump, Rotary Vane, Scum Tank 3700, System 8, Scum Pumping | THR-FT-T-3700 | Tank, Non-Pressurized, Scum, System 8, Scum Pumping | Pump,Rotary Vane | Pump |  | P
76344 | THR-FT-P-3740 | Pump, Rotary Vane, Scum Tank 3700, System 8, Scum Pumping | THR-FT-T-3700 | Tank, Non-Pressurized, Scum, System 8, Scum Pumping | Pump,Rotary Vane | Pump |  | P
136207 | THR-FT-P-3720 | Pump, Rotary Vane, Scum Tank 3700, System 8, Scum Pumping | THR-FT-T-3700 | Tank, Non-Pressurized, Scum, System 8, Scum Pumping | Pump,Rotary Vane | Pump |  | P
76411 | THR-FT-P-SCP | Pump, Rotary Vane, Scum Tanks, Scum Pumping, Final Tanks | THR-FT-T | Final Sedimentation Tank & Dedicated WAS Pumping | Pump,Rotary Vane | Pump
14423 | FCL-WWW-P-7013B | Pump, Sample Before SO2 Chlorine, RMF dechlorination | FCL-WWW-SAMP | Residue Management Sampling | Pump | Pump |  | P
61607 | FCL-WWW-P-7013A | Pump, Sample Before SO2 Chlorine, RMF dechlorination | FCL-WWW-SAMP | Residue Management Sampling | Pump | Pump |  | P
60486 | THC-DCL-P-0900 | Pump, Sample, Chlorinated Effluent Sample to Simulator, Pump Station, Dechlorination | THC-DCL | Dechlorination Process | Pump,Piston | Pump |  | P
60487 | THC-DCL-P-0900 | Pump, Sample, Chlorinated Effluent Sample to Simulator, Pump Station, Dechlorination | THC-DCL-SIMULATION | Dechlorination Simulation | Pump,Piston | Pump |  | P
122990 | THC-DCL-P-0700 | Pump, Sample, Chlorinated Effluent Sample to Simulator, Pump Station, Dechlorination | THC-DCL | Dechlorination Process | Pump,Piston | Pump |  | P
122991 | THC-DCL-P-0700 | Pump, Sample, Chlorinated Effluent Sample to Simulator, Pump Station, Dechlorination | THC-DCL-SIMULATION | Dechlorination Simulation | Pump,Piston | Pump |  | P
122992 | THC-DCL-P-0800 | Pump, Sample, Chlorinated Effluent Sample to Simulator, Pump Station, Dechlorination | THC-DCL | Dechlorination Process | Pump,Piston | Pump |  | P
122993 | THC-DCL-P-0800 | Pump, Sample, Chlorinated Effluent Sample to Simulator, Pump Station, Dechlorination | THC-DCL-SIMULATION | Dechlorination Simulation | Pump,Piston | Pump |  | P
20599 | FHO-CLB-P-0301 | Pump, Sample, Filtered Water Clearwell, Filter Pipe Gallery 1-8, Lower Level. S/E | FHO-CLB-P-0301-KQ | Clearwell Sampling Pump 3 | Pump,Positive Displacement,Rotary Vane | Pump |  | P
91132 | FHO-CLB-P-0301 | Pump, Sample, Filtered Water Clearwell, Filter Pipe Gallery 1-8, Lower Level. S/E | FHO CLEARWELL | Sampling | Pump,Positive Displacement,Rotary Vane | Pump |  | P
91135 | FHO-CLB-P-0401 | Pump, Sample, Filtered Water Clearwell, Filter Pipe Gallery 1-8, Lower Level. S/E | FHO CLEARWELL | Sampling | Pump,Positive Displacement,Rotary Vane | Pump |  | P
91136 | FHO-CLB-P-0401 | Pump, Sample, Filtered Water Clearwell, Filter Pipe Gallery 1-8, Lower Level. S/E | FHO-CLB-P-0401-KQ | Clearwell Sampling Pump 4 | Pump,Positive Displacement,Rotary Vane | Pump |  | P
23706 | FHO-FLT-P-5001-SPARE | Pump, Sampling, Composite Water Supply (Spare) | FHO FILTERED WATER | Composite Sampling | Pump,Centrifugal | Pump |  | P
93258 | FHO-FLT-P-5001-SPARE | Pump, Sampling, Composite Water Supply (Spare) | FHO-FLT-P-2101A-KQ | Composite Water Supply Sampling Pumping | Pump,Centrifugal | Pump |  | P
93259 | FHO-FLT-P-5001A-SPAR | Pump, Sampling, Composite Water Supply (Spare) | FHO FILTERED WATER | Composite Sampling | Pump,Centrifugal | Pump |  | P
93260 | FHO-FLT-P-5001A-SPAR | Pump, Sampling, Composite Water Supply (Spare) | FHO-FLT-P-2101A-KQ | Composite Water Supply Sampling Pumping | Pump,Centrifugal | Pump |  | P
21230 | FHO-DOZ-P-3010 | Pump, Sampling, Contact Tank T-2100, Ozone Building, S2, Ozone Access/Sampling Area 1 | FHO-DOZ-SAMP | Ozone Contact Tank Sampling | Pump,Centrifugal | Pump |  | P
21232 | FHO-DOZ-P-3030 | Pump, Sampling, Contact Tank T-2100, Ozone Building, S2, Ozone Access/Sampling Area 3 | FHO-DOZ-SAMP | Ozone Contact Tank Sampling | Pump,Centrifugal | Pump |  | P
21231 | FHO-DOZ-P-3020 | Pump, Sampling, Contact Tank T-2200, Ozone Building, S2, Ozone Access/Sampling Area 1 | FHO-DOZ-SAMP | Ozone Contact Tank Sampling | Pump,Centrifugal | Pump |  | P
91562 | FHO-DOZ-P-3040 | Pump, Sampling, Contact Tank T-2200, Ozone Building, S2, Ozone Access/Sampling Area 3 | FHO-DOZ-SAMP | Ozone Contact Tank Sampling | Pump,Centrifugal | Pump |  | P
91563 | FHO-DOZ-P-3050 | Pump, Sampling, Contact Tank T-2300, Ozone Building, S2, Ozone Access/Sampling Area 2 | FHO-DOZ-SAMP | Ozone Contact Tank Sampling | Pump,Centrifugal | Pump |  | P
91564 | FHO-DOZ-P-3060 | Pump, Sampling, Contact Tank T-2300, Ozone Building, S2, Ozone Access/Sampling Area 2 | FHO-DOZ-SAMP | Ozone Contact Tank Sampling | Pump,Centrifugal | Pump |  | P
21233 | FHO-DOZ-P-3070 | Pump, Sampling, Contact Tank T-2300, Ozone Building, S2, Ozone Access/Sampling Area 4 | FHO-DOZ-SAMP | Ozone Contact Tank Sampling | Pump,Centrifugal | Pump |  | P
21234 | FHO-DOZ-P-3080 | Pump, Sampling, Contact Tank T-2300, Ozone Building, S2, Ozone Access/Sampling Area 4 | FHO-DOZ-SAMP | Ozone Contact Tank Sampling | Pump,Centrifugal | Pump |  | P
16838 | FHA-RW-P-1501A | Pump, Sampling, East Channel Raw Water Sample, Filter Building, S/N Pipe Gallery, East | FHA-RW-P-1501A-KQ | Pump Location,Raw Water Sample | Pump,Centrifugal | Pump |  | P
71857 | FHA-RW-P-1501A | Pump, Sampling, East Channel Raw Water Sample, Filter Building, S/N Pipe Gallery, East | FHA-RW-SAMP2 | After Pre-Chlorine Sampling | Pump,Centrifugal | Pump |  | P
75061 | FHA-SED-P-0201 | Pump, Sampling, East Settled Water, Filter Building, East Pipe Gallery, Filter F-4001 | FHA-SED-P-0201-KQ | Pump, Sampling, Settled Water East | Pump,Centrifugal | Pump |  | P
75062 | FHA-SED-P-0201 | Pump, Sampling, East Settled Water, Filter Building, East Pipe Gallery, Filter F-4001 | FHA-SED-SAMP | Settled Sampling | Pump,Centrifugal | Pump |  | P
16435 | FHA-FLT-P-4201 | Pump, Sampling, Filter Composite East, Filter Building, East Pipe Gallery, Filter F-2501 Area | FHA-FLT-P-4201-KQ | Pump Location,Filter Composite East | Pump,Centrifugal | Pump |  | P
16436 | FHA-FLT-P-4201 | Pump, Sampling, Filter Composite East, Filter Building, East Pipe Gallery, Filter F-2501 Area | FHA-FLT-SAMP | Filtration Sampling | Pump,Centrifugal | Pump |  | P
16432 | FHA-FLT-P-4101 | Pump, Sampling, Filter Composite West, Filter Building, West Pipe Gallery, Filter F-1501 Area | FHA-FLT-P-4101-KQ | Pump Location,Filter Composite West | Pump,Centrifugal | Pump |  | P
16433 | FHA-FLT-P-4101 | Pump, Sampling, Filter Composite West, Filter Building, West Pipe Gallery, Filter F-1501 Area | FHA-FLT-SAMP | Filtration Sampling | Pump,Centrifugal | Pump |  | P
23705 | FHO-FLT-P-5001 | Pump, Sampling, Filtered Water, S2, Filter Pipe Gallery 1-8, Lower Level, S/E | FHO-FLT-P-2101A-KQ | Composite Water Supply Sampling Pumping | Pump,Centrifugal | Pump |  | P
23707 | FHO-FLT-P-5001A | Pump, Sampling, Filtered Water, S2, Filter Pipe Gallery 1-8, Lower Level, S/E | FHO FILTERED WATER | Composite Sampling | Pump,Centrifugal | Pump |  | P
23708 | FHO-FLT-P-5001A | Pump, Sampling, Filtered Water, S2, Filter Pipe Gallery 1-8, Lower Level, S/E | FHO-FLT-P-2101B-KQ | Composite Water Supply Sampling Pumping | Pump,Centrifugal | Pump |  | P
93257 | FHO-FLT-P-5001 | Pump, Sampling, Filtered Water, S2, Filter Pipe Gallery 1-8, Lower Level, S/E | FHO FILTERED WATER | Composite Sampling | Pump,Centrifugal | Pump |  | P
75761 | THR-EPS-P-0001 | Pump, Sampling, Final Effluent | THR-FT-AIT | Analyzer, Turbidity, Sampler & Pump, Final Tanks | Pump,Lobe | Pump |  | P
76286 | THR-FT-P-0002 | Pump, Sampling, Final Effluent | THR-FT-AIT | Analyzer, Turbidity, Sampler & Pump, Final Tanks | Pump,Lobe | Pump |  | P
81631 | TNT-CW-P-0001 | Pump, Sampling, Final effluent | TNT-FT | Final Tanks 1-5 | Pump,Centrifugal | Pump |  | P
135640 | THR-EPS-P-0001 | Pump, Sampling, Final Effluent | THR-EPS-AIT-0055 | Analyzer, pH, Effluent Pumping Station | Pump,Lobe | Pump |  | P
136158 | THR-FT-P-0002 | Pump, Sampling, Final Effluent | THR-FT | Final Tank | Pump,Lobe | Pump |  | P
14013 | FCL-TRW-P-0001 | Pump, Sampling, Mid Reservoir Sampling, Filter Pipe Gallery East | FCL-TRW | Treated Water | Pump | Pump |  | P
14015 | FCL-TRW-P-0101 | Pump, Sampling, Reservoir Outlet, Filter Building | FCL-TRW-SAMP | Treated Water Sampling | Pump,Centrifugal | Pump |  | P
60377 | FCL-TRW-P-0201 | Pump, Sampling, Reservoir Outlet, Filter Building | FCL-TRW-SAMP | Treated Water Sampling | Pump,Centrifugal | Pump |  | P
16841 | FHA-RW-P-1501B | Pump, Sampling, West Channel Raw Water Sample, Filter Building, S/N Pipe Gallery, West | FHA-RW-SAMP2 | After Pre-Chlorine Sampling | Pump,Centrifugal | Pump |  | P
71858 | FHA-RW-P-1501B | Pump, Sampling, West Channel Raw Water Sample, Filter Building, S/N Pipe Gallery, West | FHA-RW-P-1501B-KQ | Pump Location,Raw Water Sample | Pump,Centrifugal | Pump |  | P
16966 | FHA-SED-P-0101 | Pump, Sampling, West Settled Water, Filter Building, West Pipe Gallery, N/W Corner | FHA-SED-P-0101-KQ | Pump, Sampling, Settled Water West | Pump,Centrifugal | Pump |  | P
16967 | FHA-SED-P-0101 | Pump, Sampling, West Settled Water, Filter Building, West Pipe Gallery, N/W Corner | FHA-SED-SAMP | Settled Sampling | Pump,Centrifugal | Pump |  | P
58904 | THC-ACC-P-0200 | Pump, Sanitary Effluent, Submersible, Duplex Pumping System, WA2 Workshop, Office | THC-GRK-STRC-0200 | Workshop, WA2, Building X | Air Handling Unit | Pump |  | P
12170 | FCL-RSP-P-0100-SUS | Pump, Sanitary Sewage, Sanitary Sewage System Monitoring | FCL-RSP | Sewage Pumping Station | Pump | Pump | 36675 | P
12171 | FCL-RSP-P-0100-SUS | Pump, Sanitary Sewage, Sanitary Sewage System Monitoring | FCL-SUSPENDED | Suspended entity | Pump | Pump | 36675 | P
52555 | FCL-RSP-P-0200-SUS | Pump, Sanitary Sewage, Sanitary Sewage System Monitoring | FCL-RSP | Sewage Pumping Station | Pump | Pump | 36676 | P
52556 | FCL-RSP-P-0200-SUS | Pump, Sanitary Sewage, Sanitary Sewage System Monitoring | FCL-SUSPENDED | Suspended entity | Pump | Pump | 36676 | P
54010 | TAB-PWA-P-5144 | Pump, Sanitary Sump | TAB-PWA-P | Plant Water - Sump Pumps | Pump,Submersible | Pump |  | P
56990 | TAB-THK-P-5103 | Pump, Sanitary Sump | TAB-THK-P-SUMP | Sump Pumps, Floatation | Pump,Centrifugal | Pump |  | P
56991 | TAB-THK-P-5104 | Pump, Sanitary Sump | TAB-THK-P-SUMP | Sump Pumps, Floatation | Pump,Centrifugal | Pump |  | P
99078 | GX2096A | Pump, Sanitary Sump | TAB-WA4-P-0001 | WA4 Sump Pumps | Pump,Non Positive Displacement,Submersible | Pump
117147 | TAB-PWA-P-5145 | Pump, Sanitary Sump | TAB-PWA-P | Plant Water - Sump Pumps | Pump,Submersible | Pump |  | P
45993 | TAB-DIG-P-8078 | Pump, Sanitary Sump, 1A, Digestion Tank #19 - 22 Basement | TAB-DIG-P19-22 | Digester Tanks 19-22, Sump Pumps | Pump,Centrifugal | Pump |  | P
111341 | TAB-DIG-P-8078B | Pump, Sanitary Sump, 1B, Digestion Tank #19 - 22 Basement | TAB-DIG-P19-22 | Digester Tanks 19-22, Sump Pumps | Pump,Centrifugal | Pump |  | P
56166 | TAB-STR-P-0001 | Pump, Sanitary(Elutriate) Sump, | TAB-AER-P | Aeration Gallery - Sump Pumps | Pump,Centrifugal,single-Stage | Pump |  | P
56167 | TAB-STR-P-0002 | Pump, Sanitary(Elutriate) Sump, | TAB-AER-P | Aeration Gallery - Sump Pumps | Pump,Centrifugal,single-Stage | Pump |  | P
119229 | TAB-STR-P-0001 | Pump, Sanitary(Elutriate) Sump, | TAB-STR-SUMP | Blower Building - Sump Pumps | Pump,Centrifugal,single-Stage | Pump |  | P
119230 | TAB-STR-P-0002 | Pump, Sanitary(Elutriate) Sump, | TAB-STR-SUMP | Blower Building - Sump Pumps | Pump,Centrifugal,single-Stage | Pump |  | P
72681 | THR-DCL-P-0100 | Pump, SBS Dosing to Outfall | THR-DCL | Dechlorination | Pump,Metering | Pump |  | P
72682 | THR-DCL-P-0100 | Pump, SBS Dosing to Outfall | THR-DCL-P | Pump, Dechlorination, Sample & Dosing | Pump,Metering | Pump |  | P
72683 | THR-DCL-P-0200 | Pump, SBS Dosing to Outfall | THR-DCL-T-0200 | Tank, Sodium Bisulphite Storage | Pump,Metering | Pump |  | P
72687 | THR-DCL-P-0600 | Pump, SBS Dosing to Outfall | THR-DCL-T-0200 | Tank, Sodium Bisulphite Storage | Pump,Metering | Pump |  | P
72688 | THR-DCL-P-0700 | Pump, SBS Dosing to Outfall | THR-DCL-P | Pump, Dechlorination, Sample & Dosing | Pump,Metering | Pump |  | P
132616 | THR-DCL-P-0100 | Pump, SBS Dosing to Outfall | THR-DCL-T-0100 | Tank, Sodium Bisulphite Storage | Pump,Metering | Pump |  | P
132617 | THR-DCL-P-0200 | Pump, SBS Dosing to Outfall | THR-DCL | Dechlorination | Pump,Metering | Pump |  | P
132618 | THR-DCL-P-0200 | Pump, SBS Dosing to Outfall | THR-DCL-P | Pump, Dechlorination, Sample & Dosing | Pump,Metering | Pump |  | P
132622 | THR-DCL-P-0600 | Pump, SBS Dosing to Outfall | THR-DCL | Dechlorination | Pump,Metering | Pump |  | P
132623 | THR-DCL-P-0600 | Pump, SBS Dosing to Outfall | THR-DCL-P | Pump, Dechlorination, Sample & Dosing | Pump,Metering | Pump |  | P
132624 | THR-DCL-P-0700 | Pump, SBS Dosing to Outfall | THR-DCL | Dechlorination | Pump,Metering | Pump |  | P
132625 | THR-DCL-P-0700 | Pump, SBS Dosing to Outfall | THR-DCL-T-0100 | Tank, Sodium Bisulphite Storage | Pump,Metering | Pump |  | P
18598 | FHA-WWW-P-0711 | Pump, SBS Feed, RMF, SBS Storage Room | FHA-WWW-P-0711-KQ | SBS Pump Location | Pump | Pump |  | P
18599 | FHA-WWW-P-0711 | Pump, SBS Feed, RMF, SBS Storage Room | FHA-WWW-SBS | SBS System | Pump | Pump |  | P
18602 | FHA-WWW-P-0712 | Pump, SBS Feed, RMF, SBS Storage Room | FHA-WWW-SBS | SBS System | Pump | Pump |  | P
99061 | FPP-SBS-P-0300 | Pump, SBS, FLOC Tank 1 | FHA-FPP | Harris Filtration Pilot Plant | Pump,Peristaltic | Pump |  | P
115192 | TAB-PLT-P-0050 | Pump, Screen Channel Dewatering/Sluicing P-0050, Pump Room, P Bldg. | TAB-PLT-SC-P | P Building - Bar Screens 1 - 6 | Pump,Centrifugal | Pump |  | P
51594 | TAB-PLT-P-0060 | Pump, Screen Channel Dewatering/Sluicing P-0060, Pump Room, P Bldg. | TAB-PLT-SC-P | P Building - Bar Screens 1 - 6 | Pump,Centrifugal | Pump |  | P
68598 | THC-STR-P-5520 | Pump, Screw type, Tank 0900-1000, Secondary Clarifier, RAS/WAS | THC-STR-RAS/WAS-I-IV | RAS/WAS, Phase I-IV | Pump,Non Positive Displacement,Screw | Pump |  | P
68599 | THC-STR-P-5530 | Pump, Screw type, Tank 1100-1200, Secondary Clarifiers, RAS/WAS | THC-FT-T-0900 | Tank, Secondary Clarifier | Pump,Screw | Pump |  | P
68600 | THC-STR-P-5530 | Pump, Screw type, Tank 1100-1200, Secondary Clarifiers, RAS/WAS | THC-STR-RAS/WAS-I-IV | RAS/WAS, Phase I-IV | Pump,Screw | Pump |  | P
68601 | THC-STR-P-5620 | Pump, Screw type, Tank 1300-1400, Secondary Clarifier, RAS/WAS | THC-STR-RAS/WAS-I-IV | RAS/WAS, Phase I-IV | Pump,Non Positive Displacement,Screw | Pump |  | P
68602 | THC-STR-P-5630 | Pump, Screw type, Tank 1500-1600, Secondary Clarifier, RAS/WAS | THC-STR-RAS/WAS-I-IV | RAS/WAS, Phase I-IV | Pump,Non Positive Displacement,Screw | Pump |  | P
68604 | THC-STR-P-8140 | Pump, Scrubber, Recirculating, Phase I, Secondary Clarifier | THC-STR-SB-8110 | Scrubber, Phase I, Secondary Clarifier | Pump,Centrifugal | Pump |  | P
68605 | THC-STR-P-8150 | Pump, Scrubber, Recirculating, Phase I, Secondary Clarifier | THC-STR-SB-8110 | Scrubber, Phase I, Secondary Clarifier | Pump,Centrifugal | Pump |  | P
129396 | THC-STR-P-8210 | Pump, Scrubber, Recirculating, Phase I, Secondary Clarifier | THC-STR-SB-8180 | Scrubber, Phase I, Secondary Clarifier | Pump,Centrifugal | Pump |  | P
129397 | THC-STR-P-8220 | Pump, Scrubber, Recirculating, Phase I, Secondary Clarifier | THC-STR-SB-8180 | Scrubber, Phase I, Secondary Clarifier | Pump,Centrifugal | Pump |  | P
68606 | THC-STR-P-8340 | Pump, Scrubber, Recirculating, Phase IV, Secondary Clarifier | THC-STR-SB-8310 | Scrubber, Phase IV, Secondary Clarifier | Pump,Centrifugal | Pump | 35660 | P
68607 | THC-STR-P-8350 | Pump, Scrubber, Recirculating, Phase IV, Secondary Clarifier | THC-STR-SB-8310 | Scrubber, Phase IV, Secondary Clarifier | Pump,Centrifugal | Pump | 35661 | P
68608 | THC-STR-P-8350 | Pump, Scrubber, Recirculating, Phase IV, Secondary Clarifier | THC-SUSPENDED | Suspended entity | Pump,Centrifugal | Pump | 35661 | P
68609 | THC-STR-P-8420 | Pump, Scrubber, Recirculating, Phase IV, Secondary Clarifier | THC-STR-SB-8380 | Scrubber, Phase IV, Secondary Clarifier | Pump,Centrifugal | Pump | 35658 | P
129398 | THC-STR-P-8340 | Pump, Scrubber, Recirculating, Phase IV, Secondary Clarifier | THC-SUSPENDED | Suspended entity | Pump,Centrifugal | Pump | 35660 | P
129399 | THC-STR-P-8410 | Pump, Scrubber, Recirculating, Phase IV, Secondary Clarifier | THC-STR-SB-8380 | Scrubber, Phase IV, Secondary Clarifier | Pump,Centrifugal | Pump | 35657 | P
129400 | THC-STR-P-8410 | Pump, Scrubber, Recirculating, Phase IV, Secondary Clarifier | THC-SUSPENDED | Suspended entity | Pump,Centrifugal | Pump | 35657 | P
129401 | THC-STR-P-8420 | Pump, Scrubber, Recirculating, Phase IV, Secondary Clarifier | THC-SUSPENDED | Suspended entity | Pump,Centrifugal | Pump | 35658 | P
52496 | TAB-PRM-P-2502? | Pump, Scum | TAB-PRM-T-2500 | Hopper, Primary Tanks 7-9 Scum | Pump | Pump | 34238 | P
52497 | TAB-PRM-P-2502? | Pump, Scum | TAB-SUSPENDED ENTITY | Suspended entities | Pump | Pump | 34238 | P
52498 | TAB-PRM-P-2702 | Pump, Scum | TAB-PRM-T-2700 | D Building - Hopper, Scum | Pump,Positive Displacement,Progressive Cavity | Pump |  | P
56169 | TAB-STR-P-2101 | Pump, Scum | TAB-STR-T-2100 | Hopper, Scum (FU2019) | Pump,Centrifugal | Pump |  | P
56170 | TAB-STR-P-2102 | Pump, Scum | TAB-STR-T-2100 | Hopper, Scum (FU2019) | Pump,Centrifugal | Pump |  | P
56171 | TAB-STR-P-2301 | Pump, Scum | TAB-STR-T-2300 | Hopper, Scum (FU2013) | Pump,Centrifugal | Pump |  | P
56218 | TAB-STR-P-2401 | Pump, Scum | TAB-STR-T-2400 | Hopper, Scum (FU2018) | Pump,Centrifugal | Pump |  | P
56219 | TAB-STR-P-2402 | Pump, Scum | TAB-STR-T-2400 | Hopper, Scum (FU2018) | Pump,Centrifugal | Pump |  | P
115973 | TAB-PRM-P-2501? | Pump, Scum | TAB-PRM-T-2500 | Hopper, Primary Tanks 7-9 Scum | Pump,Positive Displacement,Progressive Cavity | Pump | 34237 | P
115974 | TAB-PRM-P-2501? | Pump, Scum | TAB-SUSPENDED ENTITY | Suspended entities | Pump,Positive Displacement,Progressive Cavity | Pump | 34237 | P
115975 | TAB-PRM-P-2601 | Pump, Scum | TAB-PRM-T-2600 | D Building - Hopper, Scum | Pump,Positive Displacement,Progressive Cavity | Pump |  | P
115976 | TAB-PRM-P-2602 | Pump, Scum | TAB-PRM-T-2600 | D Building - Hopper, Scum | Pump,Positive Displacement,Progressive Cavity | Pump |  | P
115977 | TAB-PRM-P-2701 | Pump, Scum | TAB-PRM-T-2700 | D Building - Hopper, Scum | Pump,Positive Displacement,Progressive Cavity | Pump |  | P
119233 | TAB-STR-P-2202 | Pump, Scum | TAB-STR-T-2200 | Hopper, Scum (FU2017) | Pump,Centrifugal | Pump |  | P
119232 | TAB-STR-P-2201 | Pump, Scum Hopper | TAB-STR-T-2200 | Hopper, Scum (FU2017) | Pump,Centrifugal | Pump |  | P
119234 | TAB-STR-P-2302 | Pump, Scum Hopper | TAB-STR-T-2300 | Hopper, Scum (FU2013) | Pump,Centrifugal | Pump |  | P
64331 | THC-FT-P-5830 | Pump, Scum Pit, Tank 0100-0400, Secondary Clarifier | THC-FT-OLD PLANT | Secondary Clarifiers, Old Plant | Pump,Positive Displacement,Progressive Cavity | Pump |  | P
64332 | THC-FT-P-5840 | Pump, Scum Pit, Tank 0100-0400, Secondary Clarifier | THC-FT-OLD PLANT | Secondary Clarifiers, Old Plant | Pump,Positive Displacement,Progressive Cavity | Pump |  | P
64328 | THC-FT-P-5810SP | Pump, Scum Pit, Tank 0500-0800, Secondary Clarifier | THC-FT-OLD PLANT | Secondary Clarifiers, Old Plant | Pump,Positive Displacement,Progressive Cavity | Pump | 39256 | P
64330 | THC-FT-P-5820SP | Pump, Scum Pit, Tank 0500-0800, Secondary Clarifier | THC-LQMT-SPARE | THC Liquids Maintenance Spare parts/materials | Pump,Centrifugal | Pump | 39257 | P
126195 | THC-FT-P-5820SP | Pump, Scum Pit, Tank 0500-0800, Secondary Clarifier | THC-FT-OLD PLANT | Secondary Clarifiers, Old Plant | Pump,Centrifugal | Pump | 39257 | P
138269 | THR-PRM-P-0130 | Pump, Scum Transfer from Hopper 0130, Primary Treatment, Scum Pumping - South | THR-PRM-T-0130 | Scum Hopper, Primary Tanks 1 & 2 | Pump,Rotary Vane | Pump |  | P
78544 | THR-PRM-P-0330 | Pump, Scum Transfer from Hopper 0330, Primary Treatment, Scum Pumping - South | THR-PRM-T-0330 | Scum Hopper, Primary Tanks 3 & 4 | Pump,Rotary Vane | Pump |  | P
78545 | THR-PRM-P-0530 | Pump, Scum Transfer from Hopper 0530. Primary Treatment, Scum Pumping, South | THR-PRM-T-0530 | Scum Hopper, Primary Tanks 5 & 6 | Pump,Rotary Vane | Pump |  | P
78546 | THR-PRM-P-0530 | Pump, Scum Transfer from Hopper 0530. Primary Treatment, Scum Pumping, South | THR-PRM-T-0730 | Scum Hopper, Primary Tanks 7 & 8 | Pump,Rotary Vane | Pump |  | P
138270 | THR-PRM-P-0530 | Pump, Scum Transfer from Hopper 0530. Primary Treatment, Scum Pumping, South | THR-PRM-T-0800 | Tank, Primary Clarification - Primary Tank - South | Pump,Rotary Vane | Pump |  | P
138271 | THR-PRM-P-0730 | Pump, Scum Transfer from Hopper 0730, Primary Treatment, Scum Pumping - South | THR-PRM-T-0730 | Scum Hopper, Primary Tanks 7 & 8 | Pump,Rotary Vane | Pump |  | P
66803 | THC-PRM-P-6910 | Pump, Scum Transfer, Rotary Lobe, Primary Tank 0100 & 0200, Primary Scum Distribution | THC-PRM-CH-0180 | Scum Pit, Tank 0100, Primary Clarifier | Pump,Positive Displacement,Progressive Cavity | Pump |  | P
66804 | THC-PRM-P-6910 | Pump, Scum Transfer, Rotary Lobe, Primary Tank 0100 & 0200, Primary Scum Distribution | THC-PRM-CLAR | Primary Clarification | Pump,Positive Displacement,Progressive Cavity | Pump |  | P
66805 | THC-PRM-P-6930 | Pump, Scum Transfer, Rotary Lobe, Primary, Tank 0300 & 0400, Primary Scum Distribution | THC-PRM-CLAR | Primary Clarification | Pump,Positive Displacement,Progressive Cavity | Pump |  | P
128100 | THC-PRM-P-6930 | Pump, Scum Transfer, Rotary Lobe, Primary, Tank 0300 & 0400, Primary Scum Distribution | THC-PRM-CH-0380 | Scum Pit, Tank 0300, Primary Clarifier | Pump,Positive Displacement,Progressive Cavity | Pump |  | P
66806 | THC-PRM-P-6950 | Pump, Scum Transfer, Rotary Lobe, Primary, Tank 0500 & 0600, Primary Scum Distribution | THC-PRM-CLAR | Primary Clarification | Pump,Positive Displacement,Progressive Cavity | Pump |  | P
128101 | THC-PRM-P-6950 | Pump, Scum Transfer, Rotary Lobe, Primary, Tank 0500 & 0600, Primary Scum Distribution | THC-PRM-CH-0580 | Scum Pit, Tank 0500, Primary Clarifier | Pump,Positive Displacement,Progressive Cavity | Pump |  | P
66807 | THC-PRM-P-6970 | Pump, Scum Transfer, Rotary Lobe, Primary, Tank 0700 & 0800, Primary Scum Distribution | THC-PRM-CH-0780 | Scum Pit, Tank 0700, Primary Clarifier | Pump,Positive Displacement,Progressive Cavity | Pump |  | P
66808 | THC-PRM-P-6970 | Pump, Scum Transfer, Rotary Lobe, Primary, Tank 0700 & 0800, Primary Scum Distribution | THC-PRM-CLAR | Primary Clarification | Pump,Positive Displacement,Progressive Cavity | Pump |  | P
64329 | THC-FT-P-5820 | Pump, Scum Transfer, Rotary Lobe, Secondary , SE Plant, SE Plant Blowers Part 1 and Train #8 | THC-FT-OLD PLANT | Secondary Clarifiers, Old Plant | Pump,Positive Displacement,Progressive Cavity | Pump |  | P
126194 | THC-FT-P-5810 | Pump, Scum Transfer, Rotary Lobe, Secondary , SE Plant, SE Plant Blowers Part 1 and Train #8 | THC-FT-OLD PLANT | Secondary Clarifiers, Old Plant | Pump,Positive Displacement,Progressive Cavity | Pump |  | P
66745 | THC-PRM-P-5230 | Pump, Scum Transfer, Rotary Lobe, Tanks 0900 & 1000, Primary Scum Pumping Distribution | THC-PRM-CH-5200 | Scum Pit,Tank 0900 & 1000, Primary Clarifier | Pump,Positive Displacement,Progressive Cavity | Pump |  | P
128086 | THC-PRM-P-5220 | Pump, Scum Transfer, Rotary Lobe, Tanks 0900 & 1000, Primary Scum Pumping Distribution | THC-PRM-CH-5200 | Scum Pit,Tank 0900 & 1000, Primary Clarifier | Pump,Positive Displacement,Progressive Cavity | Pump |  | P
66746 | THC-PRM-P-5320 | Pump, Scum Transfer, Rotary Lobe, Tanks 1100 & 1200, Primary Scum Pumping Distribution | THC-PRM-CH-5300 | Scum Pit,Tank 1100 & 1200, Primary Clarifier | Pump,Positive Displacement,Progressive Cavity | Pump |  | P
128087 | THC-PRM-P-5330 | Pump, Scum Transfer, Rotary Lobe,Tanks 1100 & 1200, Primary Scum Pumping Distribution | THC-PRM-CH-5300 | Scum Pit,Tank 1100 & 1200, Primary Clarifier | Pump,Positive Displacement,Progressive Cavity | Pump |  | P
52487 | TAB-PRM-P-2100 | Pump, Scum, PST 1 & 2 | TAB-PRM-P-OPS | Old PS Building - Scum ,Sludge & Sump Pumps | Pump,Positive Displacement | Pump |  | P
52489 | TAB-PRM-P-2200 | Pump, Scum, PST 3 & 4 | TAB-PRM-P-OPS | Old PS Building - Scum ,Sludge & Sump Pumps | Pump,Positive Displacement,Progressive Cavity | Pump |  | P
52491 | TAB-PRM-P-2300 | Pump, Scum, PST 5 & 6 | TAB-PRM-P-OPS | Old PS Building - Scum ,Sludge & Sump Pumps | Pump | Pump |  | P
64271 | THC-FT-P-1390SUSPEND | Pump, Scum, Tunnel T19 Phase IV Secondary | THC-FT-PHASE I-IV | Secondary Clarifiers, Phase I-IV | Pump,Positive Displacement,Progressive Cavity | Pump | 35514 | P
64314 | THC-FT-P-1390SUSPEND | Pump, Scum, Tunnel T19 Phase IV Secondary | THC-SUSPENDED | Suspended entity | Pump,Positive Displacement,Progressive Cavity | Pump | 35514 | P
64315 | THC-FT-P-1590 | Pump, Scum, Tunnel T19 Phase IV Secondary | THC-FT-PHASE I-IV | Secondary Clarifiers, Phase I-IV | Pump,Lobe | Pump |  | P
126185 | THC-FT-P-1490SUSPEND | Pump, Scum, Tunnel T19 Phase IV Secondary | THC-FT-PHASE I-IV | Secondary Clarifiers, Phase I-IV | Pump,Positive Displacement,Progressive Cavity | Pump | 35515 | P
126186 | THC-FT-P-1490SUSPEND | Pump, Scum, Tunnel T19 Phase IV Secondary | THC-SUSPENDED | Suspended entity | Pump,Positive Displacement,Progressive Cavity | Pump | 35515 | P
126188 | THC-FT-P-1690 | Pump, Scum, Tunnel T19 Phase IV Secondary | THC-FT-PHASE I-IV | Secondary Clarifiers, Phase I-IV | Pump,Lobe | Pump |  | P
18625 | FHA-WWW-P-6311 | Pump, Sedimentation Basin Drain, RMF, Decant Tanks Service Platform, Ground Level | FHA-WWW-POLY | Polymer | Pump | Pump |  | P
18626 | FHA-WWW-P-6311 | Pump, Sedimentation Basin Drain, RMF, Decant Tanks Service Platform, Ground Level | FHA-WWW-SEDIMENT | Sedimentation Basin | Pump | Pump |  | P
18627 | FHA-WWW-P-6321 | Pump, Sedimentation Basin Drain, RMF, Decant Tanks Service Platform, Ground Level | FHA-WWW-POLY | Polymer | Pump | Pump |  | P
84531 | FHA-WWW-P-6321 | Pump, Sedimentation Basin Drain, RMF, Decant Tanks Service Platform, Ground Level | FHA-WWW-SEDIMENT | Sedimentation Basin | Pump | Pump |  | P
76387 | THR-FT-P-4503 | Pump, Self-Prime Centrifugal, Drain, RAS Pumping Station - South | THR-FT-DRN | Final Tank, Drainage, Sump Pumps | Pump,Submersible | Pump |  | P
76388 | THR-FT-P-4601 | Pump, Self-Prime Centrifugal, Drain, RAS Pumping Station - South | THR-FT-DRN | Final Tank, Drainage, Sump Pumps | Pump,Submersible | Pump |  | P
76389 | THR-FT-P-4602 | Pump, Self-Prime Centrifugal, Drain, RAS Pumping Station - South | THR-FT-DRN | Final Tank, Drainage, Sump Pumps | Pump,Submersible | Pump |  | P
136243 | THR-FT-P-4504 | Pump, Self-Prime Centrifugal, Drain, RAS Pumping Station - South | THR-FT-DRN | Final Tank, Drainage, Sump Pumps | Pump,Submersible | Pump |  | P
44263 | TAB-DEW-P-6005 | Pump, Separated City Water Lubricated Line after Pump DEW-P-6001 after Valve DEW-V-6050, DEW Bsmt | TAB-DEW SLUDGE CAKE | Sludge Cake Pumping | Pump | Pump |  | P
110097 | TAB-DEW-P-6005 | Pump, Separated City Water Lubricated Line after Pump DEW-P-6001 after Valve DEW-V-6050, DEW Bsmt | TAB-DEW-P-6001 | Pump, Sludge Cake Pump to Incinerator/Biosolids Sludge Silos, DEW Bsmt | Pump | Pump |  | P
110098 | TAB-DEW-P-6006 | Pump, Separated City Water Lubricated Line after Pump DEW-P-6002 after Valve DEW-V-6055, DEW Bsmt | TAB-DEW SLUDGE CAKE | Sludge Cake Pumping | Pump | Pump |  | P
110099 | TAB-DEW-P-6006 | Pump, Separated City Water Lubricated Line after Pump DEW-P-6002 after Valve DEW-V-6055, DEW Bsmt | TAB-DEW-P-6002 | Pump, Sludge Cake Pump to Incinerator/Biosolids Sludge Silos, DEW Bsmt | Pump | Pump |  | P
44264 | TAB-DEW-P-6007 | Pump, Separated City Water Lubricated Line after Pump DEW-P-6003 after Valve DEW-V-6060, DEW Bsmt | TAB-DEW SLUDGE CAKE | Sludge Cake Pumping | Pump | Pump |  | P
110100 | TAB-DEW-P-6007 | Pump, Separated City Water Lubricated Line after Pump DEW-P-6003 after Valve DEW-V-6060, DEW Bsmt | TAB-DEW-P-6003 | Pump, Sludge Cake Pump to Incinerator/Biosolids Sludge Silos, DEW Bsmt | Pump | Pump |  | P
44265 | TAB-DEW-P-6008 | Pump, Separated City Water Lubricated Line after Pump DEW-P-6004 after Valve DEW-V-6065, DEW Bsmt | TAB-DEW-P-6004 | Pump, Sludge Cake Pump to Incinerator/Biosolids Sludge Silos, DEW Bsmt | Pump | Pump |  | P
110101 | TAB-DEW-P-6008 | Pump, Separated City Water Lubricated Line after Pump DEW-P-6004 after Valve DEW-V-6065, DEW Bsmt | TAB-DEW SLUDGE CAKE | Sludge Cake Pumping | Pump | Pump |  | P
110106 | TAB-DEW-P-6015 | Pump, Separated City Water Lubrication for Line 1 Sludge Cake to Sludge Silos, DEW Bsmt | TAB-DEW SLUDGE CAKE | Sludge Cake Pumping | Pump | Pump |  | P
110107 | TAB-DEW-P-6016 | Pump, Separated City Water Lubrication for Line 1 Sludge Cake to Sludge Silos, DEW Bsmt | TAB-DEW SLUDGE CAKE | Sludge Cake Pumping | Pump | Pump |  | P
44267 | TAB-DEW-P-6013 | Pump, Separated City Water Lubrication for Line 2 Sludge Cake to Sludge Silos, DEW Bsmt | TAB-DEW SLUDGE CAKE | Sludge Cake Pumping | Pump | Pump |  | P
110105 | TAB-DEW-P-6014 | Pump, Separated City Water Lubrication for Line 2 Sludge Cake to Sludge Silos, DEW Bsmt | TAB-DEW SLUDGE CAKE | Sludge Cake Pumping | Pump | Pump |  | P
44266 | TAB-DEW-P-6012 | Pump, Separated City Water Lubrication for Line 3 Sludge Cake to Sludge Silos, DEW Bsmt | TAB-DEW SLUDGE CAKE | Sludge Cake Pumping | Pump | Pump |  | P
110102 | TAB-DEW-P-6009 | Pump, Separated City Water Lubrication for Line 3 Sludge Cake to Sludge Silos, DEW Bsmt | TAB-DEW SLUDGE CAKE | Sludge Cake Pumping | Pump | Pump |  | P
110103 | TAB-DEW-P-6010 | Pump, Separated City Water Lubrication for Line 3 Sludge Cake to Sludge Silos, DEW Bsmt | TAB-DEW SLUDGE CAKE | Sludge Cake Pumping | Pump | Pump |  | P
110104 | TAB-DEW-P-6011 | Pump, Separated City Water Lubrication for Line 3 Sludge Cake to Sludge Silos, DEW Bsmt | TAB-DEW SLUDGE CAKE | Sludge Cake Pumping | Pump | Pump |  | P
44260 | TAB-DEW-P-6001 | Pump, Sludge Cake Pump to Incinerator/Biosolids Sludge Silos, DEW Bsmt | TAB-DEW-T-6001 | Tank, Dewatered Solids Silo DEW-T-6001 West, DEW Bsmt | Tank | Pump |  | P
44261 | TAB-DEW-P-6002 | Pump, Sludge Cake Pump to Incinerator/Biosolids Sludge Silos, DEW Bsmt | TAB-DEW-T-6002 | Tank, Dewatered Solids Silo DEW-T-6002 West, DEW Bsmt | Tank | Pump |  | P
44262 | TAB-DEW-P-6004 | Pump, Sludge Cake Pump to Incinerator/Biosolids Sludge Silos, DEW Bsmt | TAB-DEW-T-6004 | Tank, Dewatered Solids Silo DEW-T-6004 East, DEW Bsmt | Tank | Pump |  | P
110096 | TAB-DEW-P-6003 | Pump, Sludge Cake Pump to Incinerator/Biosolids Sludge Silos, DEW Bsmt | TAB-DEW-T-6003 | Tank, Dewatered Solids Silo DEW-T-6003 East, DEW Bsmt | Tank | Pump |  | P
44241 | TAB-DEW-P-2301 | Pump, Sludge Cake Transfer #2301 | TAB-SUSPENDED ENTITY | Suspended entities | Pump,Positive Displacement | Pump |  | P
110077 | TAB-DEW-P-2301 | Pump, Sludge Cake Transfer #2301 | TAB-DEW SLUDGE CAKE | Sludge Cake Pumping | Pump,Positive Displacement | Pump |  | P
44232 | TAB-DEW-P-0731 | Pump, Sludge Cake Transfer, Baby Schwing #7, Dewater. Bldg, 2/F NE | TAB-DEW SLUDGE CAKE | Sludge Cake Pumping | Pump | Pump | 33569 | P
110068 | TAB-DEW-P-0731 | Pump, Sludge Cake Transfer, Baby Schwing #7, Dewater. Bldg, 2/F NE | TAB-SUSPENDED ENTITY | Suspended entities | Pump | Pump | 33569 | P
44238 | TAB-DEW-P-2101 | Pump, Sludge Cake Transfer, Big Schwing #5, KSP-50 | TAB-DEW SLUDGE CAKE | Sludge Cake Pumping | Pump,Positive Displacement,Piston | Pump | 33580 | P
44239 | TAB-DEW-P-2101 | Pump, Sludge Cake Transfer, Big Schwing #5, KSP-50 | TAB-SUSPENDED ENTITY | Suspended entities | Pump,Positive Displacement,Piston | Pump | 33580 | P
44226 | TAB-DEW-P-0511 | Pump, Sludge Feed # 5 (DP0105) | TAB-DEW SLUDGE FEED | Sludge Feed to Centrifuge System | Pump,Non Positive Displacement,Disc Type | Pump |  | P
110058 | TAB-DEW-P-0211 | Pump, Sludge Feed 0211 | TAB-DEW SLUDGE FEED | Sludge Feed to Centrifuge System | Pump,Non Positive Displacement,Disc Type | Pump |  | P
44222 | TAB-DEW-P-0311 | Pump, Sludge Feed 0311 | TAB-DEW SLUDGE FEED | Sludge Feed to Centrifuge System | Pump,Non Positive Displacement,Disc Type | Pump |  | P
44223 | TAB-DEW-P-0411 | Pump, Sludge Feed 0411 | TAB-DEW SLUDGE FEED | Sludge Feed to Centrifuge System | Pump,Non Positive Displacement,Disc Type | Pump |  | P
44230 | TAB-DEW-P-0611 | Pump, Sludge Feed 0611 | TAB-DEW SLUDGE FEED | Sludge Feed to Centrifuge System | Pump,Non Positive Displacement,Disc Type | Pump |  | P
110066 | TAB-DEW-P-0711 | Pump, Sludge Feed 0711 | TAB-DEW SLUDGE FEED | Sludge Feed to Centrifuge System | Pump,Non Positive Displacement,Disc Type | Pump |  | P
44233 | TAB-DEW-P-0811 | Pump, Sludge Feed 0811 | TAB-DEW SLUDGE FEED | Sludge Feed to Centrifuge System | Pump,Non Positive Displacement,Disc Type | Pump |  | P
44235 | TAB-DEW-P-0911 | Pump, Sludge Feed 0911 | TAB-DEW SLUDGE FEED | Sludge Feed to Centrifuge System | Pump,Centrifugal,single-Stage | Pump |  | P
110072 | TAB-DEW-P-1011 | Pump, Sludge Feed 1011 | TAB-DEW SLUDGE FEED | Sludge Feed to Centrifuge System | Pump,Non Positive Displacement,Disc Type | Pump |  | P
44236 | TAB-DEW-P-1111 | Pump, Sludge Feed 1111 | TAB-DEW SLUDGE FEED | Sludge Feed to Centrifuge System | Pump,Non Positive Displacement,Disc Type | Pump |  | P
44237 | TAB-DEW-P-1211 | Pump, Sludge Feed 1211 | TAB-DEW SLUDGE FEED | Sludge Feed to Centrifuge System | Pump,Non Positive Displacement,Disc Type | Pump |  | P
111331 | TAB-DIG-P-4084 | Pump, Sludge Mixing Digester # -8B | TAB-DIG-P-MIXING5-8 | Sludge Mixing Pumps & Valves | Pump,Centrifugal | Pump |  | P
111330 | TAB-DIG-P-4054 | Pump, Sludge Mixing, Digester # 5B | TAB-DIG-P-MIXING5-8 | Sludge Mixing Pumps & Valves | Pump,Centrifugal | Pump |  | P
45978 | TAB-DIG-P-4063 | Pump, Sludge Mixing, Digester # 6A | TAB-DIG-P-MIXING5-8 | Sludge Mixing Pumps & Valves | Pump,Centrifugal | Pump |  | P
45979 | TAB-DIG-P-4064 | Pump, Sludge Mixing, Digester # 6B | TAB-DIG-P-MIXING5-8 | Sludge Mixing Pumps & Valves | Pump,Centrifugal | Pump |  | P
45980 | TAB-DIG-P-4073 | Pump, Sludge Mixing, Digester # 7A | TAB-DIG-P-MIXING5-8 | Sludge Mixing Pumps & Valves | Pump,Centrifugal | Pump |  | P
45981 | TAB-DIG-P-4074 | Pump, Sludge Mixing, Digester # 7B | TAB-DIG-P-MIXING5-8 | Sludge Mixing Pumps & Valves | Pump,Centrifugal | Pump |  | P
45982 | TAB-DIG-P-4083 | Pump, Sludge Mixing, Digester # 8A | TAB-DIG-P-MIXING5-8 | Sludge Mixing Pumps & Valves | Pump,Centrifugal | Pump |  | P
111329 | TAB-DIG-P-4053 | Pump, Sludge Mixing, Digester, #5A | TAB-DIG-P-MIXING5-8 | Sludge Mixing Pumps & Valves | Pump,Centrifugal | Pump |  | P
39952 | DX2028A | Pump, Sludge Recirculating, Digester Tank 10 | TAB-DIG-P-RECIRC9-12 | Digester Tank 9-12, Sludge Recirculating Pumps | Pump,Centrifugal | Pump
8555 | DX2029A | Pump, Sludge Recirculating, Digester Tank 11 | TAB-DIG-P-RECIRC9-12 | Digester Tank 9-12, Sludge Recirculating Pumps | Pump,Centrifugal | Pump
39953 | DX2030A | Pump, Sludge Recirculating, Digester Tank 12 | TAB-DIG-P-RECIRC9-12 | Digester Tank 9-12, Sludge Recirculating Pumps | Pump,Centrifugal | Pump
45966 | TAB-DIG-P-2133 | Pump, Sludge Recirculating, Digester Tank 21 | TAB-DIG-T-19-22 | Digester Tanks 19-22 | Pump,Centrifugal | Pump |  | P
39951 | DX2027A | Pump, Sludge Recirculating, Digester Tank 9 | TAB-DIG-P-RECIRC9-12 | Digester Tank 9-12, Sludge Recirculating Pumps | Pump,Centrifugal | Pump
111276 | TAB-DIG-P-0134 | Pump, Sludge Recirculation #1 | TAB-DIG-T-01-04 | Digester Tanks 1-4 | Pump,Centrifugal | Pump |  | P
111277 | TAB-DIG-P-0234 | Pump, Sludge Recirculation #2 | TAB-DIG-T-01-04 | Digester Tanks 1-4 | Pump,Centrifugal | Pump |  | P
45892 | TAB-DIG-P-0334 | Pump, Sludge Recirculation #3 | TAB-DIG-T-01-04 | Digester Tanks 1-4 | Pump,Centrifugal | Pump |  | P
111278 | TAB-DIG-P-0434 | Pump, Sludge Recirculation #4 | TAB-DIG-T-01-04 | Digester Tanks 1-4 | Pump,Centrifugal | Pump |  | P
45893 | TAB-DIG-P-0534 | Pump, Sludge Recirculation #5 | TAB-DIG-T-05-08 | Digester Tanks 5-8 | Pump,Centrifugal | Pump |  | P
45894 | TAB-DIG-P-0634 | Pump, Sludge Recirculation #6 | TAB-DIG-T-05-08 | Digester Tanks 5-8 | Pump,Centrifugal | Pump |  | P
111279 | TAB-DIG-P-0734 | Pump, Sludge Recirculation #7 | TAB-DIG-T-05-08 | Digester Tanks 5-8 | Pump,Centrifugal | Pump |  | P
45895 | TAB-DIG-P-0834 | Pump, Sludge Recirculation #8 | TAB-DIG-T-05-08 | Digester Tanks 5-8 | Pump,Centrifugal | Pump |  | P
111293 | TAB-DIG-P-1333 | Pump, Sludge Recirculation (DX2611) Digester Tank 13 | TAB-DIG-T-13-16 | Digester Tanks 13-16 | Pump,Centrifugal | Pump |  | P
111294 | TAB-DIG-P-1333 | Pump, Sludge Recirculation (DX2611) Digester Tank 13 | TAB-DIG-T-1300 | Digestion Tank 13 | Pump,Centrifugal | Pump |  | P
45901 | TAB-DIG-P-1334 | Pump, Sludge Recirculation (DX2612) Digester Tank 13 | TAB-DIG-T-13-16 | Digester Tanks 13-16 | Pump,Centrifugal | Pump |  | P
111295 | TAB-DIG-P-1334 | Pump, Sludge Recirculation (DX2612) Digester Tank 13 | TAB-DIG-T-1300 | Digestion Tank 13 | Pump,Centrifugal | Pump |  | P
45904 | TAB-DIG-P-1433 | Pump, Sludge Recirculation (DX2613) Digester Tank 14 | TAB-DIG-T-13-16 | Digester Tanks 13-16 | Pump,Centrifugal | Pump |  | P
45905 | TAB-DIG-P-1433 | Pump, Sludge Recirculation (DX2613) Digester Tank 14 | TAB-DIG-T-1400 | Digestion Tank 14 | Pump,Centrifugal | Pump |  | P
45906 | TAB-DIG-P-1434 | Pump, Sludge Recirculation (DX2614) Digester Tank 14 | TAB-DIG-T-1400 | Digestion Tank 14 | Pump,Centrifugal | Pump |  | P
111299 | TAB-DIG-P-1434 | Pump, Sludge Recirculation (DX2614) Digester Tank 14 | TAB-DIG-T-13-16 | Digester Tanks 13-16 | Pump,Centrifugal | Pump |  | P
45909 | TAB-DIG-P-1533 | Pump, Sludge Recirculation (DX2615) Digester Tank 15 | TAB-DIG-T-13-16 | Digester Tanks 13-16 | Pump,Centrifugal | Pump |  | P
45910 | TAB-DIG-P-1533 | Pump, Sludge Recirculation (DX2615) Digester Tank 15 | TAB-DIG-T-1500 | Digestion Tank 15 | Pump,Centrifugal | Pump |  | P
45911 | TAB-DIG-P-1534 | Pump, Sludge Recirculation (DX2616), Digester Tank 15 | TAB-DIG-T-13-16 | Digester Tanks 13-16 | Pump,Centrifugal | Pump |  | P
111304 | TAB-DIG-P-1534 | Pump, Sludge Recirculation (DX2616), Digester Tank 15 | TAB-DIG-T-1500 | Digestion Tank 15 | Pump,Centrifugal | Pump |  | P
45913 | TAB-DIG-P-1633 | Pump, Sludge Recirculation (DX2617) Digester Tank 16 | TAB-DIG-T-13-16 | Digester Tanks 13-16 | Pump,Centrifugal | Pump |  | P
111308 | TAB-DIG-P-1633 | Pump, Sludge Recirculation (DX2617) Digester Tank 16 | TAB-DIG-T-1600 | Digestion Tank 16 | Pump,Centrifugal | Pump |  | P
45914 | TAB-DIG-P-1634 | Pump, Sludge Recirculation (DX2618) Digester Tank 16 | TAB-DIG-T-1600 | Digestion Tank 16 | Pump,Centrifugal | Pump |  | P
111309 | TAB-DIG-P-1634 | Pump, Sludge Recirculation (DX2618) Digester Tank 16 | TAB-DIG-T-13-16 | Digester Tanks 13-16 | Pump,Centrifugal | Pump |  | P
45916 | TAB-DIG-P-1934 | Pump, Sludge Recirculation, Digester Tank 19 | TAB-DIG-T-19-22 | Digester Tanks 19-22 | Pump,Centrifugal | Pump |  | P
111313 | TAB-DIG-P-1933 | Pump, Sludge Recirculation, Digester Tank 19 | TAB-DIG-T-19-22 | Digester Tanks 19-22 | Pump,Centrifugal | Pump |  | P
45962 | TAB-DIG-P-2033 | Pump, Sludge Recirculation, Digester Tank 20 | TAB-DIG-T-19-22 | Digester Tanks 19-22 | Pump,Centrifugal | Pump |  | P
45963 | TAB-DIG-P-2034 | Pump, Sludge Recirculation, Digester Tank 20 | TAB-DIG-T-19-22 | Digester Tanks 19-22 | Pump,Centrifugal | Pump |  | P
45967 | TAB-DIG-P-2134 | Pump, Sludge Recirculation, Digester Tank 21 | TAB-DIG-T-19-22 | Digester Tanks 19-22 | Pump,Centrifugal | Pump |  | P
111316 | TAB-DIG-P-2234 | Pump, Sludge Recirculation, Digester Tank 22 | TAB-DIG-T-19-22 | Digester Tanks 19-22 | Pump,Centrifugal | Pump |  | P
129362 | THC-STR-P-0012 | Pump, Sludge Return | THC-STR | Secondary Treatment | Pump,Centrifugal | Pump |  | P
129363 | THC-STR-P-0013 | Pump, Sludge Return | THC-STR | Secondary Treatment | Pump,Centrifugal | Pump |  | P
129364 | THC-STR-P-0014 | Pump, Sludge Return | THC-STR | Secondary Treatment | Pump,Centrifugal | Pump |  | P
111300 | TAB-DIG-P-1472 | Pump, Sludge Transfer #1A | TAB-DIG-T-01-04 | Digester Tanks 1-4 | Pump,Centrifugal | Pump |  | P
45908 | TAB-DIG-P-1482 | Pump, Sludge Transfer #1B | TAB-DIG-T-01-04 | Digester Tanks 1-4 | Pump,Centrifugal | Pump |  | P
111305 | TAB-DIG-P-1573 | Pump, Sludge Transfer (DX2623), Digester Tank 15 | TAB-DIG-T-13-16 | Digester Tanks 13-16 | Pump,Centrifugal | Pump |  | P
111306 | TAB-DIG-P-1573 | Pump, Sludge Transfer (DX2623), Digester Tank 15 | TAB-DIG-T-1500 | Digestion Tank 15 | Pump,Centrifugal | Pump |  | P
45912 | TAB-DIG-P-1574 | Pump, Sludge Transfer (DX2624), Digester Tank 15 | TAB-DIG-T-1500 | Digestion Tank 15 | Pump,Centrifugal | Pump |  | P
111307 | TAB-DIG-P-1574 | Pump, Sludge Transfer (DX2624), Digester Tank 15 | TAB-DIG-T-13-16 | Digester Tanks 13-16 | Pump,Centrifugal | Pump |  | P
111310 | TAB-DIG-P-1673 | Pump, Sludge Transfer (DX2625) Digester Tank-16 | TAB-DIG-T-13-16 | Digester Tanks 13-16 | Pump,Centrifugal | Pump |  | P
111311 | TAB-DIG-P-1673 | Pump, Sludge Transfer (DX2625) Digester Tank-16 | TAB-DIG-T-1600 | Digestion Tank 16 | Pump,Centrifugal | Pump |  | P
45915 | TAB-DIG-P-1674 | Pump, Sludge Transfer (DX2626) Digester Tank 16 | TAB-DIG-T-13-16 | Digester Tanks 13-16 | Pump,Centrifugal | Pump |  | P
111312 | TAB-DIG-P-1674 | Pump, Sludge Transfer (DX2626) Digester Tank 16 | TAB-DIG-T-1600 | Digestion Tank 16 | Pump,Centrifugal | Pump |  | P
118660 | TAB-SLO-P-2401 | Pump, Sludge Transfer Lube #1 | TAB-SLO-PIP | Sludge Transfer Pipe Lubrication | Pump,Positive Displacement | Pump |  | P
55556 | TAB-SLO-P-2410 | Pump, Sludge Transfer Lube #10 | TAB-SLO-PIP | Sludge Transfer Pipe Lubrication | Pump,Positive Displacement | Pump |  | P
55557 | TAB-SLO-P-2411 | Pump, Sludge Transfer Lube #11 | TAB-SLO-PIP | Sludge Transfer Pipe Lubrication | Pump,Positive Displacement | Pump |  | P
118665 | TAB-SLO-P-2412 | Pump, Sludge Transfer Lube #12 | TAB-SLO-PIP | Sludge Transfer Pipe Lubrication | Pump,Positive Displacement | Pump |  | P
118666 | TAB-SLO-P-2413 | Pump, Sludge Transfer Lube #13 | TAB-SLO-PIP | Sludge Transfer Pipe Lubrication | Pump,Positive Displacement | Pump |  | P
55558 | TAB-SLO-P-2414 | Pump, Sludge Transfer Lube #14 | TAB-SLO-PIP | Sludge Transfer Pipe Lubrication | Pump,Positive Displacement | Pump |  | P
55552 | TAB-SLO-P-2402 | Pump, Sludge Transfer Lube #2 | TAB-SLO-PIP | Sludge Transfer Pipe Lubrication | Pump,Positive Displacement | Pump |  | P
118661 | TAB-SLO-P-2403 | Pump, Sludge Transfer Lube #3 | TAB-SLO-PIP | Sludge Transfer Pipe Lubrication | Pump,Positive Displacement | Pump |  | P
55553 | TAB-SLO-P-2404 | Pump, Sludge Transfer Lube #4 | TAB-SLO-PIP | Sludge Transfer Pipe Lubrication | Pump,Positive Displacement | Pump |  | P
118662 | TAB-SLO-P-2405 | Pump, Sludge Transfer Lube #5 | TAB-SLO-PIP | Sludge Transfer Pipe Lubrication | Pump,Positive Displacement | Pump |  | P
55554 | TAB-SLO-P-2406 | Pump, Sludge Transfer Lube #6 | TAB-SLO-PIP | Sludge Transfer Pipe Lubrication | Pump,Non Positive Displacement,Submersible | Pump |  | P
118664 | TAB-SLO-P-2408 | Pump, Sludge Transfer Lube #8 | TAB-SLO-PIP | Sludge Transfer Pipe Lubrication | Pump,Positive Displacement | Pump |  | P
55555 | TAB-SLO-P-2409 | Pump, Sludge Transfer Lube #9 | TAB-SLO-PIP | Sludge Transfer Pipe Lubrication | Pump,Positive Displacement | Pump |  | P
118663 | TAB-SLO-P-2407 | Pump, Sludge Transfer Lube,#7 | TAB-SLO-PIP | Sludge Transfer Pipe Lubrication | Pump,Positive Displacement | Pump |  | P
27566 | FHO-WWW-P-SPARE-SUS | Pump, Sludge Transfer to Highland Creek | FHO-SUSPENDED | Suspended Entity List | Pump,Centrifugal | Pump | 37790
27567 | FHO-WWW-P-SPARE-SUS | Pump, Sludge Transfer to Highland Creek | FHO-WWW | Residue Management / Waste Water System | Pump,Centrifugal | Pump | 37790
95845 | FHO-WWW-P-SPARE-SUS | Pump, Sludge Transfer to Highland Creek | FHO-OBSOLETE | Removed From Service | Pump,Centrifugal | Pump | 37790
27560 | FHO-WWW-P-0401 | Pump, Sludge Transfer to Highland Creek, Clarifier Building, S4, Basement | FHO-WWW | Residue Management / Waste Water System | Pump,Centrifugal | Pump |  | P
95844 | FHO-WWW-P-0501 | Pump, Sludge Transfer to Highland Creek, Clarifier Building, S4, Basement | FHO-WWW | Residue Management / Waste Water System | Pump,Centrifugal | Pump |  | P
45983 | TAB-DIG-P-5872 | Pump, Sludge Transfer, Digester 5-8 | TAB-DIG-P-TRANSF5-8 | Digester Tank 5-8, Sludge Transfer Pumps | Pump,Centrifugal | Pump |  | P
45984 | TAB-DIG-P-5882 | Pump, Sludge Transfer, Digester 5-8 | TAB-DIG-P-TRANSF5-8 | Digester Tank 5-8, Sludge Transfer Pumps | Pump,Centrifugal | Pump |  | P
8552 | DX2024A | Pump, Sludge Transfer, Digester Tank 10 | TAB-DIG-P-TRANSF9-12 | Digester Tank 9-12, Sludge Transfer Pumps | Pump,Centrifugal | Pump
8553 | DX2025A | Pump, Sludge Transfer, Digester Tank 11 | TAB-DIG-P-TRANSF9-12 | Digester Tank 9-12, Sludge Transfer Pumps | Pump,Centrifugal | Pump
8554 | DX2026A | Pump, Sludge Transfer, Digester Tank 12 | TAB-DIG-P-TRANSF9-12 | Digester Tank 9-12, Sludge Transfer Pumps | Pump,Centrifugal | Pump
45917 | TAB-DIG-P-1973 | Pump, Sludge Transfer, Digester Tank 19 | TAB-DIG-T-19-22 | Digester Tanks 19-22 | Pump,Centrifugal | Pump |  | P
111314 | TAB-DIG-P-1974 | Pump, Sludge Transfer, Digester Tank 19 | TAB-DIG-T-19-22 | Digester Tanks 19-22 | Pump,Centrifugal | Pump |  | P
45964 | TAB-DIG-P-2073 | Pump, Sludge Transfer, Digester Tank 20 | TAB-DIG-T-19-22 | Digester Tanks 19-22 | Pump,Centrifugal | Pump |  | P
45965 | TAB-DIG-P-2074 | Pump, Sludge Transfer, Digester Tank 20 | TAB-DIG-T-19-22 | Digester Tanks 19-22 | Pump,Centrifugal | Pump |  | P
45969 | TAB-DIG-P-2174 | Pump, Sludge Transfer, Digester Tank 21 | TAB-DIG-T-19-22 | Digester Tanks 19-22 | Pump,Centrifugal | Pump |  | P
45970 | TAB-DIG-P-2274 | Pump, Sludge Transfer, Digester Tank 22 | TAB-DIG-T-19-22 | Digester Tanks 19-22 | Pump,Centrifugal | Pump |  | P
111317 | TAB-DIG-P-2273 | Pump, Sludge Transfer, Digester Tank 22 | TAB-DIG-T-19-22 | Digester Tanks 19-22 | Pump,Centrifugal | Pump |  | P
8551 | DX2023A | Pump, Sludge Transfer, Digester Tank 9 | TAB-DIG-P-TRANSF9-12 | Digester Tank 9-12, Sludge Transfer Pumps | Pump,Centrifugal | Pump
31323 | FX2079 | Pump, Sodium Hypochloride | TAB-PRS-P-FECL2 | Ferrous Chloride Pumps | Pump | Pump | 32790
31324 | FX2079 | Pump, Sodium Hypochloride | TAB-SUSPENDED ENTITY | Suspended entities | Pump | Pump | 32790
82659 | VX2021A | Pump, Sodium Hypochloride | TAB-SUSPENDED ENTITY | Suspended entities | Pump | Pump | 33589
99067 | FX2080 | Pump, Sodium Hypochloride | TAB-PRS-P-FECL2 | Ferrous Chloride Pumps | Pump | Pump | 32791
99068 | FX2080 | Pump, Sodium Hypochloride | TAB-SUSPENDED ENTITY | Suspended entities | Pump | Pump | 32791
99069 | FX2081 | Pump, Sodium Hypochloride | TAB-PRS-P-FECL2 | Ferrous Chloride Pumps | Pump | Pump
99070 | FX2082 | Pump, Sodium Hypochloride | TAB-PRS-P-FECL2 | Ferrous Chloride Pumps | Pump | Pump
141460 | VX2020A | Pump, Sodium Hypochloride | TAB-AER-QUAD | Quad Building | Pump | Pump | 33588
141461 | VX2020A | Pump, Sodium Hypochloride | TAB-SUSPENDED ENTITY | Suspended entities | Pump | Pump | 33588
141462 | VX2021A | Pump, Sodium Hypochloride | TAB-AER-QUAD | Quad Building | Pump | Pump | 33589
47522 | TAB-DIS-P-3004 | Pump, Sodium Hypochlorite Dosing | TAB-DIS-T-3002 | Tank,Sodium Hypochlorite -North | Pump | Pump |  | P
112650 | TAB-DIS-P-3004 | Pump, Sodium Hypochlorite Dosing | TAB-DIS-T-3001 | Tank,Sodium Hypochlorite- South | Pump | Pump |  | P
112648 | TAB-DIS-P-3003 | Pump, Sodium Hypochlorite Dosing | TAB-DIS-T-3001 | Tank,Sodium Hypochlorite- South | Pump | Pump |  | P
112649 | TAB-DIS-P-3003 | Pump, Sodium Hypochlorite Dosing | TAB-DIS-T-3002 | Tank,Sodium Hypochlorite -North | Pump | Pump |  | P
125000 | THC-DIS-P-0100 | Pump, Sodium Hypochlorite Dosing, Effluent Disinfection | THC-DIS | Disinfection (Chlorination) Process |  | Pump |  | P
125003 | THC-DIS-P-0200 | Pump, Sodium Hypochlorite Dosing, Effluent Disinfection | THC-DIS | Disinfection (Chlorination) Process |  | Pump |  | P
125006 | THC-DIS-P-0300 | Pump, Sodium Hypochlorite Dosing, Effluent Disinfection | THC-DIS | Disinfection (Chlorination) Process |  | Pump |  | P
62848 | THC-DIS-P-0400 | Pump, Sodium Hypochlorite Dosing, RAS Chlorination | THC-DIS | Disinfection (Chlorination) Process |  | Pump |  | P
68611 | THC-STR-P-SP02 | Pump, Spare | THC-FT-OLD PLANT | Secondary Clarifiers, Old Plant | Pump,Positive Displacement,Progressive Cavity | Pump
68612 | THC-STR-P-SP03 | Pump, Spare | THC-LQMT-SPARE | THC Liquids Maintenance Spare parts/materials | Pump,Centrifugal | Pump
129403 | THC-STR-P-SP02 | Pump, Spare | THC-LQMT-SPARE | THC Liquids Maintenance Spare parts/materials | Pump,Positive Displacement,Progressive Cavity | Pump
123336 | THC-DEW-P-SP001 | Pump, Spare for THC-DEW | THC-SLMT-SPARE | THC Solids Maintenance - Spare equipment |  | Pump
66507 | THC-POL-P-SP001 | Pump, Spare for THC-POL | THC-SLMT-SPARE | THC Solids Maintenance - Spare equipment |  | Pump
95843 | FHO-WWW-P-0401A | Pump, Spare, Sludge Transfer to Highland Creek, Clarifier Building, S4, Basement | FHO-WWW | Residue Management / Waste Water System | Pump,Centrifugal | Pump |  | P
61965 | THC-DIG-SP01UR | Pump, spare, under repair | THC-SLMT-SPARE | THC Solids Maintenance - Spare equipment | Pump,Centrifugal | Pump
68610 | THC-STR-P-SP01UR | Pump, spare, under repair | THC-STR-RAS/WAS-I-IV | RAS/WAS, Phase I-IV | Pump,Centrifugal | Pump
129402 | THC-STR-P-SP01UR | Pump, spare, under repair | THC-LQMT-SPARE | THC Liquids Maintenance Spare parts/materials | Pump,Centrifugal | Pump
47516 | TAB-DIS-P-2205 | Pump, Spray,KOH | TAB-DIS-T-2001 | Tank, Potassium Hydroxide | Pump,Centrifugal | Pump |  | P
47517 | TAB-DIS-P-2207 | Pump, Spray,KOH | TAB-DIS-T-2001 | Tank, Potassium Hydroxide | Pump,Centrifugal | Pump |  | P
112639 | TAB-DIS-P-2206 | Pump, Spray,KOH | TAB-DIS-T-2001 | Tank, Potassium Hydroxide | Pump,Centrifugal | Pump |  | P
82475 | TX2004A | Pump, Sprinkler, Auxilliary Building | TAB-SES-FEQ-0507 | Sprinkler System, Auxiliary Bldg., Sub-basement, South Wall | Pump,Centrifugal | Pump
141379 | TX2004A | Pump, Sprinkler, Auxilliary Building | TAB-FEQ-SPRINK | Sprinklers & associated equipment | Pump,Centrifugal | Pump
82474 | TX2002A | Pump, Sprinkler, Blower Building | TAB-FEQ-SPRINK | Sprinklers & associated equipment | Pump,Centrifugal | Pump
141378 | TX2002A | Pump, Sprinkler, Blower Building | TAB-SES-FEQ-0503 | Sprinkler System, Blower Bldg, Basement, North West Corner | Pump,Centrifugal | Pump
141380 | TX2012A | Pump, Sprinkler, Blower Building | TAB-FEQ-SPRINK | Sprinklers & associated equipment | Pump,Centrifugal | Pump
141381 | TX2012A | Pump, Sprinkler, Blower Building | TAB-SES-FEQ-0503 | Sprinkler System, Blower Bldg, Basement, North West Corner | Pump,Centrifugal | Pump
82553 | TX2401A | Pump, Sprinkler, D Building | TAB-SES-FEQ-0509 | Sprinkler System, D Bldg., Pump Gallery, North West Corner | Pump,Centrifugal | Pump
141385 | TX2401A | Pump, Sprinkler, D Building | TAB-FEQ-SPRINK | Sprinklers & associated equipment | Pump,Centrifugal | Pump
141386 | TX2401A | Pump, Sprinkler, D Building | TAB-SES-FEQ-0508 | Sprinkler System,North Substation,Basement,South West Corner | Pump,Centrifugal | Pump
141387 | TX2601A | Pump, Sprinkler, Digestersv 13-16 | TAB-FEQ-SPRINK | Sprinklers & associated equipment | Pump,Centrifugal | Pump
141388 | TX2601A | Pump, Sprinkler, Digestersv 13-16 | TAB-SES-FEQ-0510 | Sprinkler System, Digester 13-16, Basement, North West Corner | Pump,Centrifugal | Pump
141376 | TX2001A | Pump, Sprinkler, Floatation | TAB-FEQ-SPRINK | Sprinklers & associated equipment | Pump,Centrifugal | Pump
141377 | TX2001A | Pump, Sprinkler, Floatation | TAB-SES-FEQ-0501 | Sprinkler System, Floatation Basement, Z Bldg, South East Wall | Pump,Centrifugal | Pump
141382 | TX2015A | Pump, Sprinkler, Heat Recovery | TAB-FEQ-SPRINK | Sprinklers & associated equipment | Pump,Centrifugal | Pump
141383 | TX2015A | Pump, Sprinkler, Heat Recovery | TAB-SES-FEQ-0504 | Sprinkler System, Heat Recovery Bldg., Basement South West Corner | Pump,Centrifugal | Pump
82552 | TX2016A | Pump, Sprinkler, Incinerators | TAB-FEQ-SPRINK | Sprinklers & associated equipment | Pump,Centrifugal | Pump
141384 | TX2016A | Pump, Sprinkler, Incinerators | TAB-SES-FEQ-0506 | Sprinkler System, Incenerator Bldg., Basement, North West Corner | Pump,Centrifugal | Pump
24842 | FHO-PCL-P-0701 | Pump, Standby, PACL Feed, S4, Chemical Building, PACL Skid 7 | FHO-PCL-P-0701-KQ | PACL Train 7 | Pump,Positive Displacement,Gear | Pump |  | P
93940 | FHO-PCL-P-0701 | Pump, Standby, PACL Feed, S4, Chemical Building, PACL Skid 7 | FHO-PCL | PACL System | Pump,Positive Displacement,Gear | Pump |  | P
25058 | FHO-POL-P-0701 | Pump, Standby, Polymer Feed, S4, Chemical Building, Polymer Skid 7 | FHO-POL | Polymer System | Pump,Positive Displacement,Gear | Pump |  | P
94107 | FHO-POL-P-0701 | Pump, Standby, Polymer Feed, S4, Chemical Building, Polymer Skid 7 | FHO-POL-P-0701-KQ | Polymer Skid 7 | Pump,Positive Displacement,Gear | Pump |  | P
12130 | FCL-POL-P-4120 | Pump, Standby, Polymer Skid No.2, Polymer Feed to Thickeners, Centrifuge Building Polymer Room | FCL-WWW-POL | Polymer | Pump | Pump |  | P
12133 | FCL-POL-P-4220 | Pump, Standby, Polymer Skid No.5, Polymer Feed to Thickeners, Centrifuge Building Polymer Room | FCL-WWW-POL | Polymer | Pump | Pump |  | P
43287 | TAB-AUX-P-5107 | Pump, Storm Sump | TAB-SUSPENDED ENTITY | Suspended entities | Pump,Non Positive Displacement,Submersible | Pump | 35076 | P
109263 | TAB-AUX-P-5107 | Pump, Storm Sump | TAB-WA4-P-0001 | WA4 Sump Pumps | Pump,Non Positive Displacement,Submersible | Pump | 35076 | P
81709 | TNT-DIG-P-3101 | Pump, Submergible, Draiange sump | TNT-DIG-T-3100 | Tank, Drainage System | Tank,Reservoir | Pump |  | P
140729 | TNT-DIG-P-3201 | Pump, Submergible, Drainage Sump | TNT-DIG-T-3200 | Tank, Drainage System | Tank,Reservoir | Pump |  | P
111275 | TAB-DIG-P-0100 | Pump, Submergible, Sump,Trailer Park | TAB-DIG-P-T13-16 | Digester Tanks 13-16, & Trailer Park,Sump Pumps | Pump,Centrifugal | Pump |  | P
2535 | COL-CED-P-1010 | Pump, Submersible | COL-CED | Coatsworth Cut CSO Storage Tank | Pump | Pump |  | P
3024 | COL-PBP-P-0001 | Pump, Submersible | COL-PBP | Baby Point Sewage Pumping Station | Pump | Pump |  | P
3170 | COL-PCF-P-0001 | Pump, Submersible | COL-PCF-MISC | Miscellaneous Equipment | Pump | Pump |  | P
3543 | COL-PFB-P-0100 | Pump, Submersible | COL-PFB | Fallingbrook Pumping Station | Pump | Pump |  | P
4145 | COL-PLB-P-0001 | Pump, Submersible | COL-PLB | Long Branch Pumping Station | Pump | Pump |  | P
4146 | COL-PLB-P-0001 | Pump, Submersible | COL-PLB-PUMP | Pumping Equipment | Pump | Pump |  | P
4147 | COL-PLB-P-0001 | Pump, Submersible | COL-PLB-SUSPENDED | Longbranch P.S.suspended entities | Pump | Pump |  | P
4148 | COL-PLB-P-0002 | Pump, Submersible | COL-PLB | Long Branch Pumping Station | Pump | Pump | 34128 | P
4260 | COL-PLV-P-0100 | Pump, Submersible | COL-PLV | Livingston Road Pumping Station | Pump | Pump |  | P
4314 | COL-PMD-P-0001 | Pump, Submersible | COL-PMD | Midland Pumping Station | Pump | Pump | 34131 | P
4530 | COL-PMM-P-0002 | Pump, Submersible | COL-PMM | Mimico Pumping Station | Pump | Pump |  | P
4531 | COL-PMM-P-0002 | Pump, Submersible | COL-PMM-MISC | Miscellaneous Equipment | Pump | Pump |  | P
4902 | COL-PNT-P-0001 | Pump, Submersible | COL-PNT | New Toronto Pumping Station | Pump | Pump |  | P
4903 | COL-PNT-P-0001 | Pump, Submersible | COL-PNT-MISC | Miscellaneous Equipment | Pump | Pump |  | P
5087 | COL-PQW-P-0001 | Pump, Submersible | COL-PQW-MISC | Miscellaneous Equipment | Pump | Pump | 34137 | P
5383 | COL-PSE-P-0100 | Pump, Submersible | COL-PSE | Second Street Sewage Pumping Station (Wards Island PS#10) | Pump | Pump |  | P
5384 | COL-PSE-P-0200 | Pump, Submersible | COL-PSE | Second Street Sewage Pumping Station (Wards Island PS#10) | Pump | Pump |  | P
5583 | COL-PSM-P-0200 | Pump, Submersible | COL-PSM | Simcoe St Sewage Pumping Station |  | Pump |  | P
6178 | COL-PSW-P-0001 | Pump, Submersible | COL-PSW | Swansea Pumping Station | Pump | Pump | 34163 | P
6179 | COL-PSW-P-0001 | Pump, Submersible | COL-PSW-MISC | Miscellaneous Equipment | Pump | Pump | 34163 | P
6180 | COL-PSW-P-0002 | Pump, Submersible | COL-PSW | Swansea Pumping Station | Pump | Pump |  | P
6280 | COL-PTS-P-0100(S) | Pump, Submersible | COL-PTS(S) | Third Street Sewage Pumping Station (Wards Island PS#12) | Pump | Pump | 39167 | P
15057 | COL-PBG-P-0001 | Pump, Submersible | COL-PBG | Brule Gardens Sewage Pumping Station | Pump | Pump |  | P
15058 | COL-PBG-P-0001 | Pump, Submersible | COL-PBG-MISC | Miscellaneous Equipment | Pump | Pump |  | P
15535 | COL-PBP-P-0001 | Pump, Submersible | COL-PBP-MISC | Miscellaneous Equipment | Pump | Pump |  | P
15581 | COL-PBR-P-0200 | Pump, Submersible | COL-PBR | Berry Road Sewage Pumping Station |  | Pump |  | P
16235 | COL-PCF-P-0001 | Pump, Submersible | COL-PCF | Clark Pumping Station | Pump | Pump |  | P
18703 | COL-PFB-P-0200 | Pump, Submersible | COL-PFB | Fallingbrook Pumping Station | Pump | Pump |  | P
21111 | COL-PLB-P-0001 | Pump, Submersible | COL-PLB-AUX-MECH | Mechanical Equipment | Pump | Pump |  | P
21112 | COL-PLB-P-0002 | Pump, Submersible | COL-PLB-AUX-MECH | Mechanical Equipment | Pump | Pump | 34128 | P
21113 | COL-PLB-P-0002 | Pump, Submersible | COL-PLB-PUMP | Pumping Equipment | Pump | Pump | 34128 | P
21114 | COL-PLB-P-0002 | Pump, Submersible | COL-PLB-SUSPENDED | Longbranch P.S.suspended entities | Pump | Pump | 34128 | P
21604 | COL-PLV-P-0100 | Pump, Submersible | COL-PLV-MISC | Miscellaneous Equipment | Pump | Pump |  | P
22039 | COL-PMD-P-0001 | Pump, Submersible | COL-PMD-MISC | Miscellaneous Equipment | Pump | Pump | 34131 | P
23877 | COL-PQW-P-0001 | Pump, Submersible | COL-PQW | Queensway Sewage Pumping Station | Pump | Pump | 34137 | P
26108 | COL-PSM-P-0100 | Pump, Submersible | COL-PSM | Simcoe St Sewage Pumping Station |  | Pump |  | P
26109 | COL-PSM-P-0300 | Pump, Submersible | COL-PSM | Simcoe St Sewage Pumping Station |  | Pump |  | P
27125 | COL-PTS-P-0100(S) | Pump, Submersible | COL-PTS | Third Street Sewage Pumping Station (Wards Island PS#12) | Pump | Pump | 39167 | P
27126 | COL-PTS-P-0100(S) | Pump, Submersible | COL-W-OBSOLETE | Col West Obsolete Entities | Pump | Pump | 39167 | P
27128 | COL-PTS-P-0200(S) | Pump, Submersible | COL-PTS | Third Street Sewage Pumping Station (Wards Island PS#12) | Pump | Pump | 39168 | P
27129 | COL-PTS-P-0200(S) | Pump, Submersible | COL-PTS(S) | Third Street Sewage Pumping Station (Wards Island PS#12) | Pump | Pump | 39168 | P
27130 | COL-PTS-P-0200(S) | Pump, Submersible | COL-W-OBSOLETE | Col West Obsolete Entities | Pump | Pump | 39168 | P
28148 | COL-PWE-P-0100 | Pump, Submersible | COL-PWE | Wellington Sewage Pumping Station (partial operation) |  | Pump |  | P
28248 | COL-PWN-P-0001 | Pump, Submersible | COL-PWN | Warren Park Pumping Station | Pump | Pump | 34166 | P
28249 | COL-PWN-P-0001 | Pump, Submersible | COL-PWN-MISC | Miscellaneous Equipment | Pump | Pump | 34166 | P
39253 | SWM-PWD-P-0100 | Pump, Submersible | SWM-PWD | Warden Storm |  | Pump |  | P
39254 | SWM-PWD-P-0200 | Pump, Submersible | SWM-PWD | Warden Storm |  | Pump |  | P
39455 | SWM-PWI-P-O1OO | Pump, Submersible | COL-W-OBSOLETE | Col West Obsolete Entities |  | Pump | 32376
39456 | SWM-PWI-P-O1OO | Pump, Submersible | SWM-PWI | Wilson Storm Pumping Station |  | Pump | 32376
39481 | SWM-SOS-P-0100 | Pump, Submersible | SWM-SOS | Old Sheppard Park Storm Water Tank |  | Pump |  | P
89223 | WTR-PTH-P-0501 | Pump, Submersible | WTR-PTH-AUX | Auxiliary Equipment (Building Facilities) | Pump,Submersible | Pump |  | P
89224 | WTR-PTH-P-0502 | Pump, Submersible | WTR-PTH-AUX | Auxiliary Equipment (Building Facilities) | Pump,Submersible | Pump |  | P
74540 | FHA-SAN-P-0004 | Pump, Submersible John St tunnel | FHA-AUX-SAN | Sanitary Pumping System | Pump,Submersible | Pump |  | P
141128 | TNT-PLT-P-1001 | Pump, Submersible Single Speed, Sump Pump | TNT-ELS | Instrument / Electrical | Pump,Submersible | Pump |  | P
3981 | COL-PKP-P-0001 | Pump, Submersible Sump | COL-PKP-MISC | Miscellaneous Equipment |  | Pump | 34123 | P
15580 | COL-PBR-P-0100 | Pump, Submersible Sump | COL-PBR | Berry Road Sewage Pumping Station |  | Pump | 34115 | P
20424 | COL-PKP-P-0001 | Pump, Submersible Sump | COL-PKP | Kennedy Park Sewage Pumping Station |  | Pump | 34123 | P
26106 | COL-PSM-P-0001 | Pump, Submersible Sump | COL-PSM | Simcoe St Sewage Pumping Station |  | Pump |  | P
26107 | COL-PSM-P-0001 | Pump, Submersible Sump | COL-PSM-MISC | Miscellaneous Equipment |  | Pump |  | P
39454 | SWM-PWI-P-0001 | Pump, Submersible Sump | SWM-PWI | Wilson Storm Pumping Station |  | Pump | 34168 | P
106129 | SWM-PWI-P-0001 | Pump, Submersible Sump | SWM-PWI-MISC | Miscellaneous Equipment |  | Pump | 34168 | P
75858 | THR-FPW-P-4903 | Pump, Submersible, Plant Water | THR-FPW-P | Filtered Plant Water, Pumps | Pump,Centrifugal | Pump |  | P
90688 | YTF-ACC-P-0001 | Pump, Submersible, A Building, Miscellaneous Devices | YTF-ACC | HVAC Equipment | Pump,Submersible | Pump |  | P
148188 | YTF-ACC-P-0002 | Pump, Submersible, A Building, Miscellaneous Devices | YTF-ACC | HVAC Equipment | Pump,Submersible | Pump |  | P
91432 | FHO-DEW-P-0701 | Pump, Submersible, Area Drainage, Reservoir, S2, TRW Suction Gallery S/W End | FHO-DEW | Dewatering & Drainage | Pump,Centrifugal | Pump |  | P
43290 | TAB-AUX-P-8031 | Pump, Submersible, Auxiliary Systems Building, Tunnel I | TAB-WA4-P-0001 | WA4 Sump Pumps | Pump,Submersible | Pump |  | P
43296 | TAB-AUX-P-8108 | Pump, Submersible, Auxiliary Systems Building, Tunnel I | TAB-WA4-P-0001 | WA4 Sump Pumps | Pump,Submersible | Pump |  | P
109264 | TAB-AUX-P-8031 | Pump, Submersible, Auxiliary Systems Building, Tunnel I | TAB-WA6-P | Pumping | Pump,Submersible | Pump |  | P
109265 | TAB-AUX-P-8031B | Pump, Submersible, Auxiliary Systems Building, Tunnel I | TAB-WA4-P-0001 | WA4 Sump Pumps | Pump,Submersible | Pump |  | P
109266 | TAB-AUX-P-8031B | Pump, Submersible, Auxiliary Systems Building, Tunnel I | TAB-WA6-P | Pumping | Pump,Submersible | Pump |  | P
109268 | TAB-AUX-P-8033 | Pump, Submersible, Auxiliary Systems Building, Tunnel I | TAB-PWA-P | Plant Water - Sump Pumps | Pump,Submersible | Pump |  | P
109269 | TAB-AUX-P-8033 | Pump, Submersible, Auxiliary Systems Building, Tunnel I | TAB-WA6-P | Pumping | Pump,Submersible | Pump |  | P
109270 | TAB-AUX-P-8033B | Pump, Submersible, Auxiliary Systems Building, Tunnel I | TAB-PWA-P | Plant Water - Sump Pumps | Pump,Submersible | Pump |  | P
109271 | TAB-AUX-P-8033B | Pump, Submersible, Auxiliary Systems Building, Tunnel I | TAB-WA6-P | Pumping | Pump,Submersible | Pump |  | P
109274 | TAB-AUX-P-8108 | Pump, Submersible, Auxiliary Systems Building, Tunnel I | TAB-WA6-P | Pumping | Pump,Submersible | Pump |  | P
109275 | TAB-AUX-P-8108B | Pump, Submersible, Auxiliary Systems Building, Tunnel I | TAB-WA4-P-0001 | WA4 Sump Pumps | Pump,Submersible | Pump |  | P
109276 | TAB-AUX-P-8108B | Pump, Submersible, Auxiliary Systems Building, Tunnel I | TAB-WA6-P | Pumping | Pump,Submersible | Pump |  | P
50705 | TAB-OCS-P-8020 | Pump, Submersible, Biofilter Sump | TAB-WA4-P-0001 | WA4 Sump Pumps | Pump,Submersible | Pump |  | P
114519 | TAB-OCS-P-8010 | Pump, Submersible, Biofilter Sump | TAB-WA4-P-0001 | WA4 Sump Pumps | Pump,Submersible | Pump |  | P
20981 | FHO-DEW-P-2101 | Pump, Submersible, Centrifugal, DeWatering, Foundation Drain, S2, Raw Water Process Room | FHO-DEW | Dewatering & Drainage | Pump,Centrifugal | Pump |  | P
20982 | FHO-DEW-P-2102 | Pump, Submersible, Centrifugal, DeWatering, Foundation Drain, S2, Raw Water Process Room | FHO-DEW | Dewatering & Drainage | Pump,Centrifugal | Pump |  | P
20984 | FHO-DEW-P-2301 | Pump, Submersible, Centrifugal, Drain Sump Well, Ozone Bldg,S5,Filter 9-13 Pipe Gallery Basement,W | FHO-DEW | Dewatering & Drainage | Pump,Centrifugal | Pump |  | P
20985 | FHO-DEW-P-2302 | Pump, Submersible, Centrifugal, Drain Sump Well, Ozone Bldg,S5,Filter 9-13 Pipe Gallery Basement,W | FHO-DEW | Dewatering & Drainage | Pump,Centrifugal | Pump |  | P
20983 | FHO-DEW-P-2201 | Pump, Submersible, Centrifugal, Drain Sump Well, Ozone Building, S2, Pipe Gallery 2, S/E of T-2100 | FHO-DEW | Dewatering & Drainage | Pump,Centrifugal | Pump |  | P
91444 | FHO-DEW-P-2202 | Pump, Submersible, Centrifugal, Drain Sump Well, Ozone Building, S2, Pipe Gallery 2, S/E of T-2101 | FHO-DEW | Dewatering & Drainage | Pump,Centrifugal | Pump |  | P
20986 | FHO-DEW-P-2402 | Pump, Submersible, Centrifugal, Drain Sump Well, Standby Power Bldg, S4, CCS Room, N/W | FHO-DEW | Dewatering & Drainage | Pump,Centrifugal | Pump |  | P
91445 | FHO-DEW-P-2401 | Pump, Submersible, Centrifugal, Drain Sump Well, Standby Power Bldg, S4, CCS Room, N/W | FHO-DEW | Dewatering & Drainage | Pump,Centrifugal | Pump |  | P
30047 | FIS-RW-P-0001-SUS | Pump, Submersible, Deep Well Raw Water Sampling, Intake Valve Chamber Upper Level, Intake & Intake Valve Chamber | FIS-RW | Raw Water Production | Pump,Submersible | Pump | 38345 | P
30048 | FIS-RW-P-0001-SUS | Pump, Submersible, Deep Well Raw Water Sampling, Intake Valve Chamber Upper Level, Intake & Intake Valve Chamber | FIS-RW-SAMP | Sampling | Pump,Submersible | Pump | 38345 | P
30049 | FIS-RW-P-0002-SUS | Pump, Submersible, Deep Well Raw Water Sampling, Intake Valve Chamber Upper Level, Intake & Intake Valve Chamber | FIS-SUSPENDED | Obsolete Entities/Processes | Pump,Submersible | Pump | 38346 | P
30050 | FIS-RW-P-0003-SUS | Pump, Submersible, Deep Well Raw Water Sampling, Intake Valve Chamber Upper Level, Intake & Intake Valve Chamber | FIS-RW | Raw Water Production | Pump,Submersible | Pump | 38347 | P
30051 | FIS-RW-P-0003-SUS | Pump, Submersible, Deep Well Raw Water Sampling, Intake Valve Chamber Upper Level, Intake & Intake Valve Chamber | FIS-SUSPENDED | Obsolete Entities/Processes | Pump,Submersible | Pump | 38347 | P
97933 | FIS-RW-P-0001-SUS | Pump, Submersible, Deep Well Raw Water Sampling, Intake Valve Chamber Upper Level, Intake & Intake Valve Chamber | FIS-SUSPENDED | Obsolete Entities/Processes | Pump,Submersible | Pump | 38345 | P
97934 | FIS-RW-P-0002-SUS | Pump, Submersible, Deep Well Raw Water Sampling, Intake Valve Chamber Upper Level, Intake & Intake Valve Chamber | FIS-RW | Raw Water Production | Pump,Submersible | Pump | 38346 | P
97935 | FIS-RW-P-0002-SUS | Pump, Submersible, Deep Well Raw Water Sampling, Intake Valve Chamber Upper Level, Intake & Intake Valve Chamber | FIS-RW-SAMP | Sampling | Pump,Submersible | Pump | 38346 | P
97936 | FIS-RW-P-0003-SUS | Pump, Submersible, Deep Well Raw Water Sampling, Intake Valve Chamber Upper Level, Intake & Intake Valve Chamber | FIS-RW-SAMP | Sampling | Pump,Submersible | Pump | 38347 | P
28722 | FIS-DEW-P-0009 | Pump, Submersible, Dewatering Chemical Sampling Building, Chemical Sampling Building, Basement Floor,Sump Pit Area | FIS-DEW | Dewatering & Drainage |  | Pump |  | P
28720 | FIS-DEW-P-0006B | Pump, Submersible, Dewatering Tank T-0002, Workshop Building, Below Machine Shop Mezzanine | FIS-DEW-T-0002 | Tank, Treated Water Pump Area Drain Sump, Workshop Building, Below Machine Shop Mezzanine |  | Pump |  | P
96791 | FIS-DEW-P-0006A | Pump, Submersible, Dewatering Tank T-0002, Workshop Building, Below Machine Shop Mezzanine | FIS-DEW-T-0002 | Tank, Treated Water Pump Area Drain Sump, Workshop Building, Below Machine Shop Mezzanine |  | Pump |  | P
28705 | FIS-DEW-P-0001(S) | Pump, Submersible, Dewatering, Intake Building, Pump 1 | FIS-DEW | Dewatering & Drainage | Pump | Pump | 35457 | P
28710 | FIS-DEW-P-0002(S) | Pump, Submersible, Dewatering, Intake Building, Pump 2 | FIS-DEW | Dewatering & Drainage | Pump,Non Positive Displacement,Submersible | Pump | 35456 | P
10427 | FCL-DEW-P-1001 | Pump, Submersible, District 1 Chamber Sump | FCL-DEW-T-0601 | Tank, Drain Pit, High Lift PS Area Dewatering Pit | Pump,Submersible | Pump |  | P
10428 | FCL-DEW-P-1101 | Pump, Submersible, District 2 Chamber Sump | FCL-DEW-T-0601 | Tank, Drain Pit, High Lift PS Area Dewatering Pit | Pump,Submersible | Pump |  | P
28723 | FIS-DEW-P-0010A | Pump, Submersible, DLWC Intake Chamber Sump, DLWC Intake Chamber, North | FIS-DEW | Dewatering & Drainage |  | Pump |  | P
28724 | FIS-DEW-P-0010B | Pump, Submersible, DLWC Intake Chamber Sump, DLWC Intake Chamber, South | FIS-DEW | Dewatering & Drainage |  | Pump |  | P
50419 | FCL-FLT-P-0002-SUS | Pump, Submersible, Drain, Wash Water East, , Filter No.1001 | FCL-SUSPENDED | Suspended entity | Pump,Submersible | Pump | 36628 | P
50420 | FCL-FLT-P-0002-SUS | Pump, Submersible, Drain, Wash Water East, , Filter No.1001 | FCL-WW-SAMP | Wash water Sampling | Pump,Submersible | Pump | 36628 | P
20975 | FHO-DEW-P-0501 | Pump, Submersible, Drainage & Sump, Reservoir, S2, TRW Suction Gallery S/E End | FHO-DEW | Dewatering & Drainage | Pump,Centrifugal | Pump |  | P
91430 | FHO-DEW-P-0601 | Pump, Submersible, Drainage & Sump, Reservoir, S2, TRW Suction Gallery S/E End | FHO-DEW | Dewatering & Drainage | Pump,Centrifugal | Pump |  | P
20974 | FHO-DEW-P-0201-SU | Pump, Submersible, Drainage Sump Sanitary, Raw Water Pumping Station | FHO-OBSOLETE | Removed From Service | Pump,Non Positive Displacement,Submersible | Pump | 32113 | P
91427 | FHO-DEW-P-0201-SU | Pump, Submersible, Drainage Sump Sanitary, Raw Water Pumping Station | FHO-DEW | Dewatering & Drainage | Pump,Non Positive Displacement,Submersible | Pump | 32113 | P
91426 | FHO-DEW-P-0201-SPARE | Pump, Submersible, Drainage Sump Sanitary, Raw Water Pumping Station- Spare (G1) | FHO-DEW | Dewatering & Drainage | Pump,Centrifugal | Pump |  | P
76050 | THR-FSW-P-2101 | pump, submersible, duty/standby sanitary sump, inside sump pit, north pump,ECS Office | THR-FSW-CP-2101 | Panel, electrical, control panel, sanitary sump, east exterior face of ECS Field Office |  | Pump |  | P
135906 | THR-FSW-P-2102 | pump, submersible, duty/standby sanitary sump, inside sump pit, north pump,ECS Office | THR-FSW-CP-2101 | Panel, electrical, control panel, sanitary sump, east exterior face of ECS Field Office |  | Pump |  | P
43295 | TAB-AUX-P-8034 | Pump, Submersible, Elevator Shaft, Auxiliary Systems Building, Sub-Basement | TAB-WA4-P-0001 | WA4 Sump Pumps | Pump,Submersible | Pump |  | P
96779 | FIS-DEW-P-0001 | Pump, Submersible, Intake Bldg & Intake Valve Chamber Sump, Intake Building, Basement | FIS-DEW | Dewatering & Drainage | Pump | Pump |  | P
96781 | FIS-DEW-P-0002 | Pump, Submersible, Intake Bldg & Intake Valve Chamber Sump, Intake Building, Basement | FIS-DEW | Dewatering & Drainage | Pump | Pump |  | P
10425 | FCL-DEW-P-0801 | Pump, Submersible, Local Sump Pit Dewatering, Treated Water Dewatering Pit | FCL-DEW-T-0601 | Tank, Drain Pit, High Lift PS Area Dewatering Pit | Pump,Centrifugal | Pump |  | P
10426 | FCL-DEW-P-0901 | Pump, Submersible, Local Sump Pit Dewatering, Treated Water Dewatering Pit | FCL-DEW-T-0601 | Tank, Drain Pit, High Lift PS Area Dewatering Pit | Pump,Centrifugal | Pump |  | P
47985 | FCL-DEW-P-0801 | Pump, Submersible, Local Sump Pit Dewatering, Treated Water Dewatering Pit | FCL-DEW-T-0401 | Tank, Sump Well, Low Lift PS Area Dewatering Pit | Pump,Centrifugal | Pump |  | P
145463 | WTR-PKN-P-0600 | Pump, Submersible, Northeast Sump | WTR-PKN-AUX | Auxiliary Equipment (Building Facilities) | Pump,Submersible | Pump |  | P
97586 | FIS-GRK-P-0001 | Pump, Submersible, Portable | FIS-DEW | Dewatering & Drainage |  | Pump |  | P
97587 | FIS-GRK-P-0001 | Pump, Submersible, Portable | FIS-GRK | FIS Buildings & Grounds |  | Pump |  | P
97588 | FIS-GRK-P-0002 | Pump, Submersible, Portable | FIS-DEW | Dewatering & Drainage |  | Pump |  | P
97589 | FIS-GRK-P-0002 | Pump, Submersible, Portable | FIS-GRK | FIS Buildings & Grounds |  | Pump |  | P
10397 | FCL-DEW-P-0009 | Pump, Submersible, Portable, Dewatering | FCL-DEW | Dewatering | Pump,Centrifugal | Pump |  | P
10398 | FCL-DEW-P-0010 | Pump, Submersible, Portable, Dewatering | FCL-DEW | Dewatering | Pump,Centrifugal | Pump |  | P
47960 | FCL-DEW-P-0007 | Pump, Submersible, Portable, Dewatering | FCL-DEW | Dewatering | Pump,Centrifugal | Pump |  | P
47961 | FCL-DEW-P-0008 | Pump, Submersible, Portable, Dewatering | FCL-DEW | Dewatering | Pump,Centrifugal | Pump |  | P
52482 | TAB-PRM-P-0510 | Pump, Submersible, Portable, Sump, Coagulant Tank Containment Area No. 1, Grit Bldg., P Bldg. | TAB-PRM-P-SUMP | P Bldg & Old PS Buildings, Primary Treatment Sump and Unwatering Pumps | Pump | Pump |  | P
115966 | TAB-PRM-P-0510 | Pump, Submersible, Portable, Sump, Coagulant Tank Containment Area No. 1, Grit Bldg., P Bldg. | TAB-PRM-POL | P Building - Polymer system | Pump | Pump |  | P
52483 | TAB-PRM-P-0520 | Pump, Submersible, Portable, Sump, Coagulant Tank Containment Area No. 2, Grit Bldg., P Bldg. | TAB-PRM-P-SUMP | P Bldg & Old PS Buildings, Primary Treatment Sump and Unwatering Pumps | Pump | Pump |  | P
52484 | TAB-PRM-P-0520 | Pump, Submersible, Portable, Sump, Coagulant Tank Containment Area No. 2, Grit Bldg., P Bldg. | TAB-PRM-POL | P Building - Polymer system | Pump | Pump |  | P
56971 | TAB-THK-P-2078 | Pump, Submersible, Process, Auxiliary Systems Building, Sub-Basement | TAB-WA4-P-0001 | WA4 Sump Pumps | Pump,Submersible | Pump |  | P
56972 | TAB-THK-P-2079 | Pump, Submersible, Process, Auxiliary Systems Building, Sub-Basement | TAB-WA6-P | Pumping | Pump,Submersible | Pump |  | P
119779 | TAB-THK-P-2078 | Pump, Submersible, Process, Auxiliary Systems Building, Sub-Basement | TAB-WA6-P | Pumping | Pump,Submersible | Pump |  | P
119780 | TAB-THK-P-2079 | Pump, Submersible, Process, Auxiliary Systems Building, Sub-Basement | TAB-WA4-P-0001 | WA4 Sump Pumps | Pump,Submersible | Pump |  | P
75856 | THR-FPW-P-4901 | Pump, Submersible, Raw Plant Water | THR-FPW-P | Filtered Plant Water, Pumps | Pump,Centrifugal | Pump |  | P
75857 | THR-FPW-P-4902 | Pump, Submersible, Raw Plant Water | THR-FPW-P | Filtered Plant Water, Pumps | Pump,Centrifugal | Pump |  | P
20976 | FHO-DEW-P-0501_SU | Pump, Submersible, Reservoir South (G3) | FHO-DEW | Dewatering & Drainage | Pump,Centrifugal | Pump | 34955 | P
91431 | FHO-DEW-P-0601_SU | Pump, Submersible, Reservoir South (G3) | FHO-DEW | Dewatering & Drainage | Pump,Centrifugal | Pump | 34956 | P
90196 | WTR-RRH-P-0401 | Pump, Submersible, Rosehill Reservoir, Interconnection Chamber | WTR-RRH-AUX | Auxiliary Equipment (Building Facilities) | Pump,Submersible | Pump |  | P
11556 | FCL-FLT-P-0003-SUS | Pump, Submersible, Sample, Filter No. 0701 | FCL-WW-SAMP | Wash water Sampling | Pump,Submersible | Pump | 36629 | P
50421 | FCL-FLT-P-0003-SUS | Pump, Submersible, Sample, Filter No. 0701 | FCL-SUSPENDED | Suspended entity | Pump,Submersible | Pump | 36629 | P
11554 | FCL-FLT-P-0001-SUS | Pump, Submersible, Sample, Filter No. 1701 | FCL-SUSPENDED | Suspended entity | Pump,Submersible | Pump | 36627 | P
11555 | FCL-FLT-P-0001-SUS | Pump, Submersible, Sample, Filter No. 1701 | FCL-WW-SAMP | Wash water Sampling | Pump,Submersible | Pump | 36627 | P
91424 | FHO-DEW-P-0101 | Pump, Submersible, Sanitary Drain Sump, RW Building, S10.5 RW Pump Room, Basement | FHO-DEW | Dewatering & Drainage | Pump,Centrifugal | Pump |  | P
91425 | FHO-DEW-P-0201 | Pump, Submersible, Sanitary Drain Sump, RW Building, S10.5 RW Pump Room, Basement | FHO-DEW | Dewatering & Drainage | Pump,Centrifugal | Pump |  | P
91428 | FHO-DEW-P-0301 | Pump, Submersible, Sanitary Drain Sump, TRW Building, S5, Cable Tray Room, S/W | FHO-DEW | Dewatering & Drainage | Pump,Centrifugal | Pump |  | P
91429 | FHO-DEW-P-0401 | Pump, Submersible, Sanitary Drain Sump, TRW Building, S5, Cable Tray Room, S/W | FHO-DEW | Dewatering & Drainage | Pump,Centrifugal | Pump |  | P
121549 | THC-ACC-P-5200 | Pump, Submersible, Sanitary Effluent, Submersible, Duplex Pumping System | THC-ACC-BLDG X | New Workshop WA2 Building HVAC | Air Handling Unit | Pump |  | P
53170 | TAB-PRS-P-0412 | Pump, Submersible, Sanitary Sump , Chemical Building Basement | TAB-PRS-P-SUMP | Sump Pumps | Pump | Pump |  | P
53171 | TAB-PRS-P-0413 | Pump, Submersible, Sanitary Sump , Middle of the 'J' tunnel between PRS Building and RAS gallery | TAB-PRS-P-SUMP | Sump Pumps | Pump | Pump |  | P
53172 | TAB-PRS-P-0414 | Pump, Submersible, Sanitary Sump , Middle of the 'J' tunnel between PRS Building and RAS gallery | TAB-PRS-P-SUMP | Sump Pumps | Pump | Pump |  | P
116604 | TAB-PRS-P-0411 | Pump, Submersible, Sanitary Sump , PRS Building Basement | TAB-PRS-P-SUMP | Sump Pumps | Pump | Pump |  | P
43288 | TAB-AUX-P-5113 | Pump, Submersible, Sanitary, Auxiliary Systems Building, Sub-Basement | TAB-WA4-P-0001 | WA4 Sump Pumps | Pump,Submersible | Pump |  | P
43289 | TAB-AUX-P-5113 | Pump, Submersible, Sanitary, Auxiliary Systems Building, Sub-Basement | TAB-WA6-P | Pumping | Pump,Submersible | Pump |  | P
83317 | FHA-WWW-P-3101 | Pump, Submersible, Sludge Equalization Tank T-0002 to Splitter Box, RMF, Central Thickener Gallery | FHA-WWW-SLUDGE | Sludge Equalization Pumping | Pump,Centrifugal | Pump |  | P
83318 | FHA-WWW-P-3201 | Pump, Submersible, Sludge Equalization Tank T-0002 to Splitter Box, RMF, Central Thickener Gallery | FHA-WWW-SLUDGE | Sludge Equalization Pumping | Pump,Centrifugal | Pump |  | P
83319 | FHA-WWW-P-3301 | Pump, Submersible, Sludge Equalization Tank T-0002 to Splitter Box, RMF, Central Thickener Gallery | FHA-WWW-SLUDGE | Sludge Equalization Pumping | Pump,Centrifugal | Pump |  | P
20977 | FHO-DEW-P-0801 | Pump, Submersible, Storm Drain Sump, TRW Building, S5, Cable Tray Room, S/E | FHO-DEW | Dewatering & Drainage | Pump,Centrifugal | Pump |  | P
91433 | FHO-DEW-P-0901 | Pump, Submersible, Storm Drain Sump, TRW Building, S5, Cable Tray Room, S/E | FHO-DEW | Dewatering & Drainage | Pump,Centrifugal | Pump |  | P
43286 | TAB-AUX-P-5106 | Pump, Submersible, Storm Water, Auxiliary Systems Building | TAB-WA6-P | Pumping | Pump,Submersible | Pump |  | P
109262 | TAB-AUX-P-5106 | Pump, Submersible, Storm Water, Auxiliary Systems Building | TAB-WA4-P-0001 | WA4 Sump Pumps | Pump,Submersible | Pump |  | P
109260 | TAB-AUX-P-5105 | Pump, Submersible, Storm Water, Auxiliary Systems Building, | TAB-WA4-P-0001 | WA4 Sump Pumps | Pump,Submersible | Pump |  | P
109261 | TAB-AUX-P-5105 | Pump, Submersible, Storm Water, Auxiliary Systems Building, | TAB-WA6-P | Pumping | Pump,Submersible | Pump |  | P
109267 | TAB-AUX-P-8032 | Pump, Submersible, Storm Water, Auxiliary Systems Building, Tunnel I | TAB-DIG-P-T1-4 | Digester Tanks 1-4, Sump Pumps | Pump,Submersible | Pump |  | P
86911 | WTR-PJS-P-1901 | Pump, Submersible, Sump | WTR-PJS-AUX | Auxiliary Equipment (Building Facilities) | Pump,Submersible | Pump |  | P
89062 | WTR-PSC-P-0401 | Pump, Submersible, Sump | WTR-PSC-AUX | Auxiliary Equipment (Building Facilities) | Pump,Submersible | Pump |  | P
145072 | WTR-PJS-P-2001 | Pump, Submersible, Sump | WTR-PJS-AUX | Auxiliary Equipment (Building Facilities) | Pump,Submersible | Pump |  | P
147422 | WTR-RLL-P-0001 | Pump, Submersible, Sump | WTR-RLL-AUX | Auxiliary Equipment (Building Facilities) | Pump,Submersible | Pump |  | P
85039 | WTR-388-P-0200 | Pump, Submersible, Sump (PSC CH 388 02) | WTR-PSC-AUX | Auxiliary Equipment (Building Facilities) | Pump,Submersible | Pump |  | P
143490 | WTR-388-P-0200 | Pump, Submersible, Sump (PSC CH 388 02) | CH 388 02 | Chamber | Pump,Submersible | Pump |  | P
15646 | FHA-DEW-P-0001 | Pump, Submersible, Sump Pit, Pump Building, S/E of Low Lift PS | FHA-AUX-DEW | Dewatering | Pump | Pump |  | P
3742 | COL-PHB-P-0001 | Pump, Submersible, Sump Pump, Dry Well, Basement | COL-PHB | Humber Sewage Pumping Station | Pump | Pump |  | P
19873 | COL-PHB-P-0001 | Pump, Submersible, Sump Pump, Dry Well, Basement | COL-PHB-MISC | Miscellaneous Equipment | Pump | Pump |  | P
20980 | FHO-DEW-P-1101 | Pump, Submersible, Sump Well, Chemical Building, S4, Ammonia Room | FHO-DEW | Dewatering & Drainage | Pump,Centrifugal | Pump |  | P
91434 | FHO-DEW-P-1101 | Pump, Submersible, Sump Well, Chemical Building, S4, Ammonia Room | FHO-AM | Ammoniation | Pump,Centrifugal | Pump |  | P
20978 | FHO-DEW-P-1001 | Pump, Submersible, Sump Well, Chemical Building, S4, Fluoride Room | FHO-DEW | Dewatering & Drainage | Pump,Centrifugal | Pump |  | P
20979 | FHO-DEW-P-1001 | Pump, Submersible, Sump Well, Chemical Building, S4, Fluoride Room | FHO-FL | Fluoridation | Pump,Centrifugal | Pump |  | P
86910 | WTR-PJS-P-1801 | Pump, Submersible, Sump, Chamber #12 A | WTR-PJS-AUX | Auxiliary Equipment (Building Facilities) | Pump,Submersible | Pump |  | P
143646 | WTR-PDS-P-0001 | Pump, Submersible, Sump, Dorset PS | WTR-PDS-AUX | Auxiliary Equipment (Building Facilities) | Pump,Submersible | Pump |  | P
87963 | WTR-PMI-P-0901 | Pump, Submersible, Sump, Lower Level Gallery, | WTR-PMI-AUX | Auxiliary Equipment (Building Facilities) | Pump,Submersible | Pump |  | P
145937 | WTR-PMI-P-0801 | Pump, Submersible, Sump, Lower Level Gallery, | WTR-PMI-AUX | Auxiliary Equipment (Building Facilities) | Pump,Submersible | Pump |  | P
145938 | WTR-PMI-P-0802 | Pump, Submersible, Sump, Lower Level Gallery, | WTR-PMI-AUX | Auxiliary Equipment (Building Facilities) | Pump,Submersible | Pump |  | P
145071 | WTR-PJS-P-1701 | Pump, Submersible, Sump, P1 | WTR-PJS-AUX | Auxiliary Equipment (Building Facilities) | Pump,Submersible | Pump |  | P
86908 | WTR-PJS-P-1702 | Pump, Submersible, Sump, P2 | WTR-PJS-AUX | Auxiliary Equipment (Building Facilities) | Pump,Submersible | Pump |  | P
91437 | FHO-DEW-P-1401 | Pump, Submersible, Surge Area Drainage, Surge Building, S2, Tank Room, N/E | FHO-DEW | Dewatering & Drainage | Pump,Centrifugal | Pump |  | P
91438 | FHO-DEW-P-1501 | Pump, Submersible, Surge Area Drainage, Surge Building, S2, Tank Room, N/E | FHO-DEW | Dewatering & Drainage | Pump,Centrifugal | Pump |  | P
91435 | FHO-DEW-P-1201 | Pump, Submersible, Surge Footage Drainage, Surge Building, S2, Tank Room, N/E | FHO-DEW | Dewatering & Drainage | Pump,Centrifugal | Pump |  | P
91436 | FHO-DEW-P-1301 | Pump, Submersible, Surge Footage Drainage, Surge Building, S2, Tank Room, N/E | FHO-DEW | Dewatering & Drainage | Pump,Centrifugal | Pump |  | P
28713 | FIS-DEW-P-0003A | Pump, Submersible, Vertical Turbine, Dewatering Tank T-0003, Raw Water Pump Building, Pump Room | FIS-DEW | Dewatering & Drainage | Pump | Pump |  | P
28714 | FIS-DEW-P-0003A | Pump, Submersible, Vertical Turbine, Dewatering Tank T-0003, Raw Water Pump Building, Pump Room | FIS-DEW-T-0003 | Tank, Low Lift Pumps & Screen Room Drain Sump, Raw Water Pump Building, Pump Room, South | Pump | Pump |  | P
28715 | FIS-DEW-P-0003B | Pump, Submersible, Vertical Turbine, Dewatering Tank T-0003, Raw Water Pump Building, Pump Room | FIS-DEW-T-0003 | Tank, Low Lift Pumps & Screen Room Drain Sump, Raw Water Pump Building, Pump Room, South | Pump | Pump |  | P
96784 | FIS-DEW-P-0003A | Pump, Submersible, Vertical Turbine, Dewatering Tank T-0003, Raw Water Pump Building, Pump Room | FIS-DEW-T-0002 | Tank, Treated Water Pump Area Drain Sump, Workshop Building, Below Machine Shop Mezzanine | Pump | Pump |  | P
96785 | FIS-DEW-P-0003B | Pump, Submersible, Vertical Turbine, Dewatering Tank T-0003, Raw Water Pump Building, Pump Room | FIS-DEW | Dewatering & Drainage | Pump | Pump |  | P
96786 | FIS-DEW-P-0003B | Pump, Submersible, Vertical Turbine, Dewatering Tank T-0003, Raw Water Pump Building, Pump Room | FIS-DEW-T-0002 | Tank, Treated Water Pump Area Drain Sump, Workshop Building, Below Machine Shop Mezzanine | Pump | Pump |  | P
28716 | FIS-DEW-P-0004A | Pump, Submersible, Vertical Turbine, Dewatering Tank T-0006, Main Sump Pit Area, Admin Bldg Entrance | FIS-DEW-T-0006 | Tank, Dewatering Chamber, Main Sump Pit Area, Admin Bldg Entrance | Pump | Pump |  | P
96787 | FIS-DEW-P-0004A | Pump, Submersible, Vertical Turbine, Dewatering Tank T-0006, Main Sump Pit Area, Admin Bldg Entrance | FIS-DEW | Dewatering & Drainage | Pump | Pump |  | P
96788 | FIS-DEW-P-0004B | Pump, Submersible, Vertical Turbine, Dewatering Tank T-0006, Main Sump Pit Area, Admin Bldg Entrance | FIS-DEW | Dewatering & Drainage | Pump | Pump |  | P
96789 | FIS-DEW-P-0004B | Pump, Submersible, Vertical Turbine, Dewatering Tank T-0006, Main Sump Pit Area, Admin Bldg Entrance | FIS-DEW-T-0006 | Tank, Dewatering Chamber, Main Sump Pit Area, Admin Bldg Entrance | Pump | Pump |  | P
28711 | FIS-DEW-P-0002A | Pump, Submersible, Vertical Turbine, Tank 0005, Filter Building Sub Basement, Main Sump Pit Area | FIS-DEW-T-0005 | Tank, Dewatering Chamber, Filter Building Sub Basement, Main Sump Pit Area | Pump,Non Positive Displacement,Submersible | Pump |  | P
28712 | FIS-DEW-P-0002B | Pump, Submersible, Vertical Turbine, Tank 0005, Filter Building Sub Basement, Main Sump Pit Area | FIS-DEW-T-0005 | Tank, Dewatering Chamber, Filter Building Sub Basement, Main Sump Pit Area | Pump,Non Positive Displacement,Submersible | Pump |  | P
96782 | FIS-DEW-P-0002A | Pump, Submersible, Vertical Turbine, Tank 0005, Filter Building Sub Basement, Main Sump Pit Area | FIS-DEW | Dewatering & Drainage | Pump,Non Positive Displacement,Submersible | Pump |  | P
96783 | FIS-DEW-P-0002B | Pump, Submersible, Vertical Turbine, Tank 0005, Filter Building Sub Basement, Main Sump Pit Area | FIS-DEW | Dewatering & Drainage | Pump,Non Positive Displacement,Submersible | Pump |  | P
28706 | FIS-DEW-P-0001A | Pump, Submersible, Vertical Turbine, Tank T- 0001, Filter Building, Pump Room, East Side | FIS-DEW-T-0001 | Tank, Filter Pipe Gallery Drain Sump, Filter Building, Pump Room East Side | Pump,Non Positive Displacement,Submersible | Pump |  | P
28707 | FIS-DEW-P-0001B | Pump, Submersible, Vertical Turbine, Tank T- 0001, Filter Building, Pump Room, East Side | FIS-DEW | Dewatering & Drainage | Pump | Pump |  | P
28708 | FIS-DEW-P-0001B | Pump, Submersible, Vertical Turbine, Tank T- 0001, Filter Building, Pump Room, East Side | FIS-DEW-PIP-0001 | Dewatering System Piping | Pump | Pump |  | P
28709 | FIS-DEW-P-0001B | Pump, Submersible, Vertical Turbine, Tank T- 0001, Filter Building, Pump Room, East Side | FIS-DEW-T-0001 | Tank, Filter Pipe Gallery Drain Sump, Filter Building, Pump Room East Side | Pump | Pump |  | P
96780 | FIS-DEW-P-0001A | Pump, Submersible, Vertical Turbine, Tank T- 0001, Filter Building, Pump Room, East Side | FIS-DEW | Dewatering & Drainage | Pump,Non Positive Displacement,Submersible | Pump |  | P
28717 | FIS-DEW-P-0005A | Pump, Submersible, Vertical Turbine, Tank T-0004, Flow Metering Building, Maintenance Hole No.5, | FIS-DEW | Dewatering & Drainage | Pump,Non Positive Displacement,Submersible | Pump |  | P
28718 | FIS-DEW-P-0005B | Pump, Submersible, Vertical Turbine, Tank T-0004, Flow Metering Building, Maintenance Hole No.5, | FIS-DEW | Dewatering & Drainage | Pump | Pump |  | P
28719 | FIS-DEW-P-0005B | Pump, Submersible, Vertical Turbine, Tank T-0004, Flow Metering Building, Maintenance Hole No.5, | FIS-DEW-T-0004 | Tank, Dewatering, Maintenance Hole No.5, Flow Metering Building | Pump | Pump |  | P
96790 | FIS-DEW-P-0005A | Pump, Submersible, Vertical Turbine, Tank T-0004, Flow Metering Building, Maintenance Hole No.5, | FIS-DEW-T-0004 | Tank, Dewatering, Maintenance Hole No.5, Flow Metering Building | Pump,Non Positive Displacement,Submersible | Pump |  | P
69434 | THC-WWW-P-0200 | Pump, Sumbersible, Sump, S.E. Pumping Station | THC-PWA-EFFLUENT | Plant Water Effluent |  | Pump |  | P
129984 | THC-WWW-P-0100 | Pump, Sumbersible, Sump, S.E. Pumping Station | THC-PWA-EFFLUENT | Plant Water Effluent |  | Pump |  | P
129985 | THC-WWW-P-0100 | Pump, Sumbersible, Sump, S.E. Pumping Station | THC-PWA-SOUTH | South Pumping Station |  | Pump |  | P
129986 | THC-WWW-P-0200 | Pump, Sumbersible, Sump, S.E. Pumping Station | THC-PWA-SOUTH | South Pumping Station |  | Pump |  | P
4016 | COL-PKS-P-0001 | Pump, Sump | COL-PKP-MISC | Miscellaneous Equipment |  | Pump | 34125 | P
4017 | COL-PKS-P-0001 | Pump, Sump | COL-PKS | King St West Sewage Pumping Station |  | Pump | 34125 | P
4018 | COL-PKS-P-0001 | Pump, Sump | COL-PKS-MISC | Miscellaneous Equipment |  | Pump | 34125 | P
10394 | FCL-DEW-P-0002-SUS | Pump, Sump | FCL-DEW | Dewatering | Pump,Centrifugal | Pump | 36462 | P
10395 | FCL-DEW-P-0003-SUS | Pump, Sump | FCL-DEW | Dewatering | Pump,Centrifugal | Pump | 36463 | P
10396 | FCL-DEW-P-0005-SUS | Pump, Sump | FCL-SUSPENDED | Suspended entity | Pump,Centrifugal | Pump | 36465 | P
31326 | GX2055A | Pump, Sump | TAB-WA4-P-0001 | WA4 Sump Pumps | Pump,Non Positive Displacement,Submersible | Pump
31328 | GX2405A | Pump, Sump | TAB-RSP-P-SUMP | T Building - Dewatering & Sump Sumps | Pump,Non Positive Displacement,Submersible | Pump | 34479
31329 | GX2405A | Pump, Sump | TAB-SUSPENDED ENTITY | Suspended entities | Pump,Non Positive Displacement,Submersible | Pump | 34479
31330 | GX2407A | Pump, Sump | TAB-PRM-MEQ | D Building - Mechanical Equipment | Pump | Pump
44258 | TAB-DEW-P-5115 | Pump, Sump | TAB-DEW SUMP | Dewatering Bldg - Sump Pumps | Pump | Pump |  | P
44259 | TAB-DEW-P-5115B | Pump, Sump | TAB-DEW SUMP | Dewatering Bldg - Sump Pumps | Pump | Pump |  | P
44269 | TAB-DEW-P-8039B | Pump, Sump | TAB-DEW SUMP | Dewatering Bldg - Sump Pumps | Pump,Non Positive Displacement,Submersible | Pump |  | P
44270 | TAB-DEW-P-8040B | Pump, Sump | TAB-DEW SUMP | Dewatering Bldg - Sump Pumps | Pump,Non Positive Displacement,Submersible | Pump |  | P
44271 | TAB-DEW-P-8041 | Pump, Sump | TAB-DEW SUMP | Dewatering Bldg - Sump Pumps | Pump,Non Positive Displacement,Submersible | Pump |  | P
44272 | TAB-DEW-P-8041B | Pump, Sump | TAB-DEW SUMP | Dewatering Bldg - Sump Pumps | Pump,Non Positive Displacement,Submersible | Pump |  | P
44273 | TAB-DEW-P-8041C | Pump, Sump | TAB-DEW SUMP | Dewatering Bldg - Sump Pumps | Pump,Non Positive Displacement,Submersible | Pump |  | P
44274 | TAB-DEW-P-8042B | Pump, Sump | TAB-DEW SUMP | Dewatering Bldg - Sump Pumps | Pump,Non Positive Displacement,Submersible | Pump |  | P
44275 | TAB-DEW-P-8043B | Pump, Sump | TAB-DEW SUMP | Dewatering Bldg - Sump Pumps | Pump,Non Positive Displacement,Submersible | Pump |  | P
47518 | TAB-DIS-P-2631 | Pump, Sump | TAB-DIS-MEQ | Chlorine - Building Mechanical, Sump Pumps | Pump,Submersible | Pump | 46218 | P
47565 | TAB-DIS-P-8091B | Pump, Sump | TAB-DIS-MEQ | Chlorine - Building Mechanical, Sump Pumps | Pump,Submersible | Pump |  | P
47566 | TAB-DIS-P-8091B | Pump, Sump | TAB-SUSPENDED ENTITY | Suspended entities | Pump,Submersible | Pump |  | P
47955 | FCL-DEW-P-0002-SUS | Pump, Sump | FCL-SUSPENDED | Suspended entity | Pump,Centrifugal | Pump | 36462 | P
47956 | FCL-DEW-P-0003-SUS | Pump, Sump | FCL-SUSPENDED | Suspended entity | Pump,Centrifugal | Pump | 36463 | P
47957 | FCL-DEW-P-0004-SUS | Pump, Sump | FCL-DEW | Dewatering | Pump,Centrifugal | Pump | 36464 | P
47958 | FCL-DEW-P-0004-SUS | Pump, Sump | FCL-SUSPENDED | Suspended entity | Pump,Centrifugal | Pump | 36464 | P
47959 | FCL-DEW-P-0005-SUS | Pump, Sump | FCL-DEW | Dewatering | Pump,Centrifugal | Pump | 36465 | P
49577 | TAB-EL3-P-8065 | Pump, Sump | TAB-ELS-SEAWALL | Seawall Substation | Pump,Submersible | Pump |  | P
50030 | TAB-HRS-P-5116 | Pump, Sump | TAB-WA6-P | Pumping | Pump,Submersible | Pump |  | P
50031 | TAB-HRS-P-5117 | Pump, Sump | TAB-WA6-P | Pumping | Pump,Submersible | Pump |  | P
50032 | TAB-HRS-P-5120 | Pump, Sump | TAB-WA6-P | Pumping | Pump,Submersible | Pump |  | P
50033 | TAB-HRS-P-8044 | Pump, Sump | TAB-WA6-P | Pumping | Pump,Submersible | Pump |  | P
50195 | TAB-INC-P-8060 | Pump, Sump | TAB-WA4-P-0001 | WA4 Sump Pumps | Pump,Non Positive Displacement,Submersible | Pump |  | P
51592 | TAB-PLT-P-0001 | Pump, Sump | TAB-PLT-P-P | P Building - Sump Pumps, Grit Tanks | Pump,Centrifugal | Pump |  | P
51593 | TAB-PLT-P-0002 | Pump, Sump | TAB-PLT-P-P | P Building - Sump Pumps, Grit Tanks | Pump,Centrifugal | Pump |  | P
51622 | TAB-PLT-P-5128 | Pump, Sump | TAB-PLT-P-P | P Building - Sump Pumps, Grit Tanks | Pump,Non Positive Displacement,Submersible | Pump |  | P
51623 | TAB-PLT-P-5129 | Pump, Sump | TAB-PLT-P-P | P Building - Sump Pumps, Grit Tanks | Pump,Non Positive Displacement,Submersible | Pump |  | P
51624 | TAB-PLT-P-5132 | Pump, Sump | TAB-PLT-T-D | D Building - Grit Tanks & Hoppers 13 - 16 | Pump,Non Positive Displacement,Submersible | Pump |  | P
51625 | TAB-PLT-P-5133 | Pump, Sump | TAB-PLT-T-D | D Building - Grit Tanks & Hoppers 13 - 16 | Pump,Non Positive Displacement,Submersible | Pump |  | P
51626 | TAB-PLT-P-5135 | Pump, Sump | TAB-PLT-T-D | D Building - Grit Tanks & Hoppers 13 - 16 | Pump,Non Positive Displacement,Submersible | Pump |  | P
52513 | TAB-PRM-P-8069 | Pump, Sump | TAB-PRM-P-SUMP | P Bldg & Old PS Buildings, Primary Treatment Sump and Unwatering Pumps | Pump,Non Positive Displacement,Submersible | Pump |  | P
52514 | TAB-PRM-P-8072 | Pump, Sump | TAB-PRM-P-SUMP | P Bldg & Old PS Buildings, Primary Treatment Sump and Unwatering Pumps | Pump,Non Positive Displacement,Submersible | Pump |  | P
54007 | TAB-PWA-P-5141 | Pump, Sump | TAB-PWA-P | Plant Water - Sump Pumps | Pump,Submersible | Pump |  | P
54008 | TAB-PWA-P-5142 | Pump, Sump | TAB-PWA-P | Plant Water - Sump Pumps | Pump,Submersible | Pump |  | P
54009 | TAB-PWA-P-5143 | Pump, Sump | TAB-PWA-P | Plant Water - Sump Pumps | Pump,Submersible | Pump |  | P
56168 | TAB-STR-P-1801 | Pump, Sump | TAB-STR-SUMP | Blower Building - Sump Pumps | Pump,Centrifugal | Pump |  | P
56220 | TAB-STR-P-2642 | Pump, Sump | TAB-AER-P | Aeration Gallery - Sump Pumps | Pump,Centrifugal | Pump |  | P
56221 | TAB-STR-P-2643 | Pump, Sump | TAB-AER-P | Aeration Gallery - Sump Pumps | Pump,Centrifugal | Pump |  | P
56222 | TAB-STR-P-3037 | Pump, Sump | TAB-STR-SUMP | Blower Building - Sump Pumps | Pump,Non Positive Displacement,Submersible | Pump |  | P
56266 | TAB-STR-P-8036 | Pump, Sump | TAB-STR-SUMP | Blower Building - Sump Pumps | Pump,Centrifugal | Pump |  | P
82098 | TNT-FT-P-1101 | Pump, Sump | TNT-FT-T-1100 | SumpTank # 1 | Pump,Centrifugal | Pump |  | P
82099 | TNT-FT-P-1201 | Pump, Sump | TNT-FT-T-1200 | SumpTank # 2 | Pump,Centrifugal | Pump |  | P
82100 | TNT-FT-P-1301 | Pump, Sump | TNT-FT-T-1300 | SumpTank # 3 | Pump,Centrifugal | Pump |  | P
82101 | TNT-FT-P-1501 | Pump, Sump | TNT-FT-T-1500 | SumpTank # 5 | Pump,Centrifugal | Pump |  | P
82159 | TNT-MCS-P-0101 | Pump, Sump | TNT-MCS-T-0100 | Tank, Reservoir, Sump Well | Pump,Centrifugal | Pump |  | P
82160 | TNT-MCS-P-0201 | Pump, Sump | TNT-MCS-T-0200 | Tank, Reservoir, Sump Well | Pump,Submersible | Pump |  | P
86395 | WTR-PHL-P-0001 | Pump, Sump | WTR-PHL-AUX | Auxiliary Equipment (Building Facilities) | Pump,Submersible | Pump |  | P
87968 | WTR-PMI-P-1600 | Pump, Sump | WTR-PMI-P | Pumping |  | Pump |  | P
87969 | WTR-PMI-P-1700 | Pump, Sump | WTR-PMI-P | Pumping |  | Pump |  | P
99076 | GX2060A | Pump, Sump | TAB-WA4-P-0001 | WA4 Sump Pumps | Pump,Non Positive Displacement,Submersible | Pump
99077 | GX2061A | Pump, Sump | TAB-WA4-P-0001 | WA4 Sump Pumps | Pump | Pump
99080 | GX2406A | Pump, Sump | TAB-RSP-P-SUMP | T Building - Dewatering & Sump Sumps | Pump,Non Positive Displacement,Submersible | Pump | 34480
99081 | GX2406A | Pump, Sump | TAB-SUSPENDED ENTITY | Suspended entities | Pump,Non Positive Displacement,Submersible | Pump | 34480
110108 | TAB-DEW-P-8039 | Pump, Sump | TAB-DEW SUMP | Dewatering Bldg - Sump Pumps | Pump,Non Positive Displacement,Submersible | Pump |  | P
110109 | TAB-DEW-P-8040 | Pump, Sump | TAB-DEW SUMP | Dewatering Bldg - Sump Pumps | Pump,Non Positive Displacement,Submersible | Pump |  | P
110111 | TAB-DEW-P-8043 | Pump, Sump | TAB-DEW SUMP | Dewatering Bldg - Sump Pumps | Pump,Non Positive Displacement,Submersible | Pump |  | P
112640 | TAB-DIS-P-2630 | Pump, Sump | TAB-DIS-MEQ | Chlorine - Building Mechanical, Sump Pumps | Pump,Submersible | Pump |  | P
112641 | TAB-DIS-P-2630 | Pump, Sump | TAB-SUSPENDED ENTITY | Suspended entities | Pump,Submersible | Pump |  | P
112642 | TAB-DIS-P-2631 | Pump, Sump | TAB-SUSPENDED ENTITY | Suspended entities | Pump,Submersible | Pump | 46218 | P
112656 | TAB-DIS-P-8091 | Pump, Sump | TAB-DIS-MEQ | Chlorine - Building Mechanical, Sump Pumps | Pump,Submersible | Pump | 46219 | P
112657 | TAB-DIS-P-8091 | Pump, Sump | TAB-SUSPENDED ENTITY | Suspended entities | Pump,Submersible | Pump | 46219 | P
113201 | TAB-EL1-P-8062 | Pump, Sump | TAB-STR-SUMP | Blower Building - Sump Pumps | Pump,Centrifugal | Pump |  | P
113494 | TAB-EL2-P-8063 | Pump, Sump | TAB-ELS-SOUTH | South Substation | Pump,Submersible | Pump |  | P
113713 | TAB-EL3-P-8065B | Pump, Sump | TAB-ELS-SEAWALL | Seawall Substation | Pump,Submersible | Pump |  | P
114060 | TAB-HRS-P-5118 | Pump, Sump | TAB-WA6-P | Pumping | Pump,Submersible | Pump |  | P
114061 | TAB-HRS-P-5119 | Pump, Sump | TAB-WA6-P | Pumping | Pump,Submersible | Pump |  | P
114062 | TAB-HRS-P-5121 | Pump, Sump | TAB-WA6-P | Pumping | Pump,Submersible | Pump |  | P
115214 | TAB-PLT-P-5122 | Pump, Sump | TAB-PLT-P-P | P Building - Sump Pumps, Grit Tanks | Pump,Non Positive Displacement,Submersible | Pump | 34590 | P
115215 | TAB-PLT-P-5122 | Pump, Sump | TAB-SUSPENDED ENTITY | Suspended entities | Pump,Non Positive Displacement,Submersible | Pump | 34590 | P
115216 | TAB-PLT-P-5123 | Pump, Sump | TAB-PLT-P-P | P Building - Sump Pumps, Grit Tanks | Pump,Non Positive Displacement,Submersible | Pump | 34591 | P
115217 | TAB-PLT-P-5123 | Pump, Sump | TAB-SUSPENDED ENTITY | Suspended entities | Pump,Non Positive Displacement,Submersible | Pump | 34591 | P
115218 | TAB-PLT-P-5130 | Pump, Sump | TAB-PLT-P-P | P Building - Sump Pumps, Grit Tanks | Pump,Non Positive Displacement,Submersible | Pump |  | P
115219 | TAB-PLT-P-5131 | Pump, Sump | TAB-PLT-P-P | P Building - Sump Pumps, Grit Tanks | Pump,Non Positive Displacement,Submersible | Pump |  | P
115220 | TAB-PLT-P-5134 | Pump, Sump | TAB-PLT-T-D | D Building - Grit Tanks & Hoppers 13 - 16 | Pump,Non Positive Displacement,Submersible | Pump |  | P
115744 | TAB-POL-P-2063 | Pump, Sump | TAB-DEW SUMP | Dewatering Bldg - Sump Pumps | Pump,Non Positive Displacement,Submersible | Pump |  | P
115745 | TAB-POL-P-2064 | Pump, Sump | TAB-DEW SUMP | Dewatering Bldg - Sump Pumps | Pump,Non Positive Displacement,Submersible | Pump |  | P
116002 | TAB-PRM-P-8067 | Pump, Sump | TAB-PRM-P-SUMP | P Bldg & Old PS Buildings, Primary Treatment Sump and Unwatering Pumps | Pump,Non Positive Displacement,Submersible | Pump |  | P
116003 | TAB-PRM-P-8068 | Pump, Sump | TAB-PRM-P-SUMP | P Bldg & Old PS Buildings, Primary Treatment Sump and Unwatering Pumps | Pump,Non Positive Displacement,Submersible | Pump |  | P
116004 | TAB-PRM-P-8070 | Pump, Sump | TAB-PRM-P-SUMP | P Bldg & Old PS Buildings, Primary Treatment Sump and Unwatering Pumps | Pump,Non Positive Displacement,Submersible | Pump |  | P
116005 | TAB-PRM-P-8071 | Pump, Sump | TAB-PRM-P-SUMP | P Bldg & Old PS Buildings, Primary Treatment Sump and Unwatering Pumps | Pump,Non Positive Displacement,Submersible | Pump |  | P
116635 | TAB-PRS-P-5000 | Pump, Sump | TAB-PRS-P-SUMP | Sump Pumps | Pump,Non Positive Displacement,Submersible | Pump |  | P
116637 | TAB-PRS-P-8101 | Pump, Sump | TAB-PRS-P-SUMP | Sump Pumps | Pump,Non Positive Displacement,Submersible | Pump |  | P
117146 | TAB-PWA-P-5140 | Pump, Sump | TAB-PWA-P | Plant Water - Sump Pumps | Pump,Submersible | Pump |  | P
117783 | TAB-RSP-P-8059 | Pump, Sump | TAB-RSP-P | M Building - Sump Pumps | Pump,Non Positive Displacement,Submersible | Pump |  | P
119231 | TAB-STR-P-1802 | Pump, Sump | TAB-STR-SUMP | Blower Building - Sump Pumps | Pump,Centrifugal | Pump |  | P
119263 | TAB-STR-P-5111 | Pump, Sump | TAB-STR-SUMP | Blower Building - Sump Pumps | Pump,Centrifugal | Pump |  | P
119264 | TAB-STR-P-5112 | Pump, Sump | TAB-STR-SUMP | Blower Building - Sump Pumps | Pump,Centrifugal | Pump |  | P
119272 | TAB-STR-P-8036B | Pump, Sump | TAB-STR-SUMP | Blower Building - Sump Pumps | Pump,Centrifugal | Pump |  | P
119273 | TAB-STR-P-8037 | Pump, Sump | TAB-STR-SUMP | Blower Building - Sump Pumps | Pump,Submersible | Pump |  | P
141040 | TNT-FT-P-1401 | Pump, Sump | TNT-FT-T-1400 | SumpTank # 4 | Pump,Centrifugal | Pump |  | P
141041 | TNT-FT-P-1701 | Pump, Sump | TNT-FT-SUMP | Sump Pumps- Aeration Gallery Bsmt | Pump,Centrifugal | Pump |  | P
144627 | WTR-PHL-P-0002 | Pump, Sump | WTR-PHL-AUX | Auxiliary Equipment (Building Facilities) | Pump,Submersible | Pump |  | P
145942 | WTR-PMI-P-1600 | Pump, Sump | WTR-PMI-AUX | Auxiliary Equipment (Building Facilities) |  | Pump |  | P
145943 | WTR-PMI-P-1700 | Pump, Sump | WTR-PMI-AUX | Auxiliary Equipment (Building Facilities) |  | Pump |  | P
146673 | WTR-PSA-P-0701 | Pump, Sump | WTR-PSA-AUX | Auxiliary Equipment (Building Facilities) | Pump | Pump |  | P
136266 | THR-FT-P-SUMP1 | Pump, Sump and Drain, Group1, WA4 | THR-FT-DRN | Final Tank, Drainage, Sump Pumps | Pump,Submersible | Pump
76412 | THR-FT-P-SUMP2 | Pump, Sump and Drain, Group2, WA4 | THR-FT-DRN | Final Tank, Drainage, Sump Pumps | Pump,Submersible | Pump
110110 | TAB-DEW-P-8042 | Pump, Sump, Elevator Pit | TAB-DEW SUMP | Dewatering Bldg - Sump Pumps | Pump,Non Positive Displacement,Submersible | Pump |  | P
45986 | TAB-DIG-P-6701 | Pump, Sump, #1, Digester Gas Control Building | TAB-DIG-P-SUMP | Digester Gas Control Building - Sump Pumps | Pump,Submersible | Pump |  | P
113714 | TAB-EL3-P-8074 | Pump, Sump, #10, Digester Gas Control Building | TAB-DIG-P-SUMP | Digester Gas Control Building - Sump Pumps | Pump | Pump |  | P
45987 | TAB-DIG-P-6711 | Pump, Sump, #11, Digester Gas Control Building | TAB-DIG-P-SUMP | Digester Gas Control Building - Sump Pumps | Pump | Pump |  | P
111334 | TAB-DIG-P-6702 | Pump, Sump, #2, DX8602A, Digester Gas Control Building | TAB-DIG-P-SUMP | Digester Gas Control Building - Sump Pumps | Pump,Submersible | Pump |  | P
49579 | TAB-EL3-P-8075A | Pump, Sump, #3, DX8603A, Tunnel | TAB-DIG-P-SUMP | Digester Gas Control Building - Sump Pumps | Pump,Submersible | Pump |  | P
113715 | TAB-EL3-P-8075B | Pump, Sump, #4, DX8604A, Tunnel | TAB-DIG-P-SUMP | Digester Gas Control Building - Sump Pumps | Pump,Submersible | Pump |  | P
49580 | TAB-EL3-P-8076A | Pump, Sump, #5, DX8605A, Tunnel | TAB-DIG-P-SUMP | Digester Gas Control Building - Sump Pumps | Pump,Submersible | Pump |  | P
113716 | TAB-EL3-P-8076B | Pump, Sump, #6, DX8606A, Tunnel | TAB-DIG-P-SUMP | Digester Gas Control Building - Sump Pumps | Pump,Submersible | Pump |  | P
49581 | TAB-EL3-P-8077 | Pump, Sump, #7, DX8607A, Tunnel | TAB-DIG-P-SUMP | Digester Gas Control Building - Sump Pumps | Pump,Submersible | Pump |  | P
49582 | TAB-EL3-P-8077B | Pump, Sump, #8, DX8608A, Tunnel | TAB-DIG-P-SUMP | Digester Gas Control Building - Sump Pumps | Pump,Submersible | Pump |  | P
49578 | TAB-EL3-P-8073 | Pump, Sump, #9, Digester Gas Control Building | TAB-DIG-P-SUMP | Digester Gas Control Building - Sump Pumps | Pump | Pump |  | P
78186 | THR-PLT-P-1208 | Pump, Sump, 1 1/2, Grindex, Primary Pumping Station | THR-PLT-HH | Preliminary Treatment, Head House | Pump,Submersible | Pump |  | P
55559 | TAB-SLO-P-8045 | Pump, Sump, 3127-180 (#1) | TAB-SLO-SP | Sump & Booster Pumps | Pump,Non Positive Displacement,Submersible | Pump |  | P
55560 | TAB-SLO-P-8045 | Pump, Sump, 3127-180 (#1) | TAB-WA4-P-0001 | WA4 Sump Pumps | Pump,Non Positive Displacement,Submersible | Pump |  | P
55561 | TAB-SLO-P-8045B | Pump, Sump, 3127-180, (#2) | TAB-SLO-SP | Sump & Booster Pumps | Pump,Non Positive Displacement,Submersible | Pump |  | P
118667 | TAB-SLO-P-8045B | Pump, Sump, 3127-180, (#2) | TAB-WA4-P-0001 | WA4 Sump Pumps | Pump,Non Positive Displacement,Submersible | Pump |  | P
78182 | THR-PLT-P-0102 | Pump, Sump, 4" Grindex, Headhouse, Preliminary Treatment | THR-PLT-HH | Preliminary Treatment, Head House | Pump,Submersible | Pump |  | P
137902 | THR-PLT-P-0101 | Pump, Sump, 6" Grindex, Headhouse, Preliminary Treatment | THR-PLT-HH | Preliminary Treatment, Head House | Pump,Submersible | Pump |  | P
136256 | THR-FT-P-5711 | Pump, Sump, Aeration Gallery, Tunnel 14 South | THR-AER-DRN | Aeration Tank Drainage & Sump Pump | Pump,Submersible | Pump |  | P
136257 | THR-FT-P-5711 | Pump, Sump, Aeration Gallery, Tunnel 14 South | THR-FT-DRN | Final Tank, Drainage, Sump Pumps | Pump,Submersible | Pump |  | P
76334 | THR-FT-P-3505 | Pump, Sump, Aeration Gallery, Tunnel 14, North | THR-AER-DRN | Aeration Tank Drainage & Sump Pump | Pump,Submersible | Pump |  | P
76335 | THR-FT-P-3506 | Pump, Sump, Aeration Gallery, Tunnel 14, North | THR-AER-DRN | Aeration Tank Drainage & Sump Pump | Pump,Submersible | Pump |  | P
76340 | THR-FT-P-3618 | Pump, Sump, Aeration Gallery, Tunnel 14, North | THR-AER-DRN | Aeration Tank Drainage & Sump Pump | Pump,Submersible | Pump |  | P
76341 | THR-FT-P-3618 | Pump, Sump, Aeration Gallery, Tunnel 14, North | THR-FT-DRN | Final Tank, Drainage, Sump Pumps | Pump,Submersible | Pump |  | P
136201 | THR-FT-P-3505 | Pump, Sump, Aeration Gallery, Tunnel 14, North | THR-FT-DRN | Final Tank, Drainage, Sump Pumps | Pump,Submersible | Pump |  | P
136202 | THR-FT-P-3506 | Pump, Sump, Aeration Gallery, Tunnel 14, North | THR-FT-DRN | Final Tank, Drainage, Sump Pumps | Pump,Submersible | Pump |  | P
76406 | THR-FT-P-5712 | Pump, Sump, Aeration Gallery, Tunnel 14, South | THR-AER-DRN | Aeration Tank Drainage & Sump Pump | Pump,Submersible | Pump |  | P
76407 | THR-FT-P-5712 | Pump, Sump, Aeration Gallery, Tunnel 14, South | THR-FT-DRN | Final Tank, Drainage, Sump Pumps | Pump,Submersible | Pump |  | P
56268 | TAB-STR-P-9313 | Pump, Sump, Aeration Gallery, West, Tank #11 | TAB-STR-SUMP | Blower Building - Sump Pumps | Pump,Submersible | Pump |  | P
78192 | THR-PLT-P-2230 | Pump, Sump, At Storage Area, East to Aerated Grit Tank#1 | THR-PLT-DRN | Preliminary Treatment, Drain & Sump Pump | Pump,Submersible | Pump |  | P
137913 | THR-PLT-P-2231 | Pump, Sump, At Storage Area, East to Aerated Grit Tank#1 | THR-PLT-DRN | Preliminary Treatment, Drain & Sump Pump | Pump,Submersible | Pump |  | P
55563 | TAB-SLO-P-8087 | Pump, Sump, Bio-Solid Truck Loading Facility, Ground Floor | TAB-WA4-P-0001 | WA4 Sump Pumps | Pump,Non Positive Displacement,Submersible | Pump |  | P
55564 | TAB-SLO-P-8087B | Pump, Sump, Bio-Solid Truck Loading Facility, Ground Floor | TAB-SLO-SP | Sump & Booster Pumps | Pump,Non Positive Displacement,Submersible | Pump |  | P
55565 | TAB-SLO-P-8087B | Pump, Sump, Bio-Solid Truck Loading Facility, Ground Floor | TAB-WA4-P-0001 | WA4 Sump Pumps | Pump,Non Positive Displacement,Submersible | Pump |  | P
118669 | TAB-SLO-P-8087 | Pump, Sump, Bio-Solid Truck Loading Facility, Ground Floor | TAB-SLO-SP | Sump & Booster Pumps | Pump,Non Positive Displacement,Submersible | Pump |  | P
119262 | TAB-STR-P-5109 | Pump, Sump, Blower Bldg, Basement, North-East Corner | TAB-STR-P-SUMP | Secondary Treatment - Sump Pump, Ground Water | Pump,Non Positive Displacement,Submersible | Pump |  | P
125576 | THC-ELS-P-0148 | Pump, Sump, Building F | THC-GRK-SUMP PUMP | Sump Pumps, | Pump,Centrifugal | Pump |  | P
126633 | THC-INC-P-0001 | Pump, Sump, Building M | THC-GRK-SUMP PUMP | Sump Pumps, | Pump,Submersible | Pump |  | P
147347 | WTR-REL-P-0401 | Pump, Sump, Centrifugal | WTR-REL-AUX | Auxiliary Equipment (Building Facilities) | Pump,Centrifugal | Pump |  | P
147348 | WTR-REL-P-0402 | Pump, Sump, Centrifugal | WTR-REL-AUX | Auxiliary Equipment (Building Facilities) | Pump,Centrifugal | Pump |  | P
147349 | WTR-REL-P-0501 | Pump, Sump, Centrifugal | WTR-REL-AUX | Auxiliary Equipment (Building Facilities) | Pump,Centrifugal | Pump |  | P
147350 | WTR-REL-P-0502 | Pump, Sump, Centrifugal | WTR-REL-AUX | Auxiliary Equipment (Building Facilities) | Pump,Centrifugal | Pump |  | P
75529 | THR-ELS-P-4801 | Pump, Sump, Centrifugal, Outdoor, West Substation | THR-ELS-WS | Electrical System, West Substation | Pump,Centrifugal | Pump |  | P
135410 | THR-ELS-P-4800 | Pump, Sump, Centrifugal, Outdoor, West Substation | THR-ELS-WS | Electrical System, West Substation | Pump,Centrifugal | Pump |  | P
133061 | THR-DIG-P-3171 | Pump, Sump, Centrifugal, Tank 0700 & Tank 0800 | THR-DIG-DRN | Digester, Drainage Sump Pump | Pump,Centrifugal | Pump |  | P
133063 | THR-DIG-P-3177 | Pump, Sump, Centrifugal, Tank 0700 & Tank 0800 | THR-DIG-DRN | Digester, Drainage Sump Pump | Pump,Centrifugal | Pump | 39099 | P
133062 | THR-DIG-P-3172 | Pump, Sump, Centrifugal, Tank 0700 & Tank 0800, | THR-DIG-DRN | Digester, Drainage Sump Pump | Pump,Centrifugal | Pump |  | P
18618 | FHA-WWW-P-6211 | Pump, Sump, Centrifuge Sump Pit, RMF, Chamber outside the Pump Room Building East Side | FHA-WWW-SUMP- CF FEED | Sump Systems Centrifuge Feed Pump | Pump,Centrifugal | Pump |  | P
18619 | FHA-WWW-P-6212 | Pump, Sump, Centrifuge Sump Pit, RMF, Chamber outside the Pump Room Building East Side | FHA-WWW-SUMP | Sump Systems | Pump,Centrifugal | Pump |  | P
83327 | FHA-WWW-P-6211 | Pump, Sump, Centrifuge Sump Pit, RMF, Chamber outside the Pump Room Building East Side | FHA-WWW-SUMP | Sump Systems | Pump,Centrifugal | Pump |  | P
53169 | TAB-PRS-P-0402 | Pump, Sump, Containment Sump | TAB-PRS-P-SUMP | Sump Pumps | Pump | Pump |  | P
116603 | TAB-PRS-P-0401 | Pump, Sump, Containment Sump | TAB-PRS-P-SUMP | Sump Pumps | Pump | Pump |  | P
18620 | FHA-WWW-P-6221 | Pump, Sump, Decant Pumps Sump Pit, RMF, Behind the Pilot Plant | FHA-WWW-SUMP | Sump Systems | Pump,Centrifugal | Pump |  | P
18621 | FHA-WWW-P-6222 | Pump, Sump, Decant Pumps Sump Pit, RMF, Behind the Pilot Plant | FHA-WWW-V-6222 | Valve, Discharge, Recycle Area Sump Pump | Pump,Centrifugal | Pump |  | P
83328 | FHA-WWW-P-6222 | Pump, Sump, Decant Pumps Sump Pit, RMF, Behind the Pilot Plant | FHA-WWW-SUMP | Sump Systems | Pump,Centrifugal | Pump |  | P
41205 | TAB-ACC-P-0170A | Pump, Sump, Digester 1-4 | TAB-DIG-T-01-04 | Digester Tanks 1-4 | Pump,Centrifugal | Pump |  | P
41206 | TAB-ACC-P-0170B | Pump, Sump, Digester 1-4 | TAB-DIG-T-01-04 | Digester Tanks 1-4 | Pump,Centrifugal | Pump |  | P
41208 | TAB-ACC-P-0270A | Pump, Sump, Digester 5-8 | TAB-DIG-T-05-08 | Digester Tanks 5-8 | Pump,Centrifugal | Pump |  | P
107519 | TAB-ACC-P-0270A | Pump, Sump, Digester 5-8 | TAB-DIG-T-01-04 | Digester Tanks 1-4 | Pump,Centrifugal | Pump |  | P
107520 | TAB-ACC-P-0270B | Pump, Sump, Digester 5-8 | TAB-DIG-T-05-08 | Digester Tanks 5-8 | Pump,Centrifugal | Pump |  | P
73182 | THR-DIG-P-3977A | Pump, Sump, Digesters, Plant Services,Gallery T-10 Basement, Flood Monitoring System | THR-DIG-DRN | Digester, Drainage Sump Pump | Pump,Submersible | Pump |  | P
73183 | THR-DIG-P-3977B | Pump, Sump, Digesters, Plant Services,Gallery T-10 Basement, Flood Monitoring System | THR-DIG-DRN | Digester, Drainage Sump Pump | Pump,Submersible | Pump |  | P
73184 | THR-DIG-P-3978A | Pump, Sump, Digesters, Plant Services,Gallery T-10 Basement, Flood Monitoring System | THR-DIG-DRN | Digester, Drainage Sump Pump | Pump,Submersible | Pump |  | P
133068 | THR-DIG-P-3978B | Pump, Sump, Digesters, Plant Services,Gallery T-10 Basement, Flood Monitoring System | THR-DIG-DRN | Digester, Drainage Sump Pump | Pump,Submersible | Pump |  | P
74479 | THR-DIS-P-1520 | Pump, Sump, Disinfection Storage, Disinfection Facility Building, Plant Services, Flood Monitoring System | THR-DIS-P-S | Disinfection, Pumps, Sump & Chlorine Solution | Pump,Submersible | Pump |  | P
74480 | THR-DIS-P-1530 | Pump, Sump, Disinfection Storage, Disinfection Facility Building, Plant Services, Flood Monitoring System | THR-DIS-P-SUS | Disinfection, Pumps, Sump & Chlorine Solution | Pump,Submersible | Pump |  | P
134413 | THR-DIS-P-1520 | Pump, Sump, Disinfection Storage, Disinfection Facility Building, Plant Services, Flood Monitoring System | THR-DIS-P-SUS | Disinfection, Pumps, Sump & Chlorine Solution | Pump,Submersible | Pump |  | P
134414 | THR-DIS-P-1530 | Pump, Sump, Disinfection Storage, Disinfection Facility Building, Plant Services, Flood Monitoring System | THR-DIS-P-S | Disinfection, Pumps, Sump & Chlorine Solution | Pump,Submersible | Pump |  | P
76287 | THR-FT-P-0519 | Pump, Sump, Drainage Pumping for FT-18 & FT-21 | THR-FT-DRN | Final Tank, Drainage, Sump Pumps | Pump,Submersible | Pump |  | P
76288 | THR-FT-P-0519 | Pump, Sump, Drainage Pumping for FT-18 & FT-21 | THR-FT-T-1800 | Tank, Final Settling, Mixed Liquor, Secondary Treatment, Secondary Clarification - North (Tank#18) | Pump,Submersible | Pump |  | P
136159 | THR-FT-P-0518 | Pump, Sump, Drainage Pumping for FT-18 & FT-21 | THR-FT-DRN | Final Tank, Drainage, Sump Pumps | Pump,Submersible | Pump |  | P
81705 | TNT-DIG-P-1201 | Pump, Sump, Drainange System | TNT-DIG-T-1200 | Tank, Sump, Drainage System | Pump,Centrifugal | Pump |  | P
76290 | THR-FT-P-0548 | Pump, Sump, Engine House Bassement, Plant Services, Flood Monitoring System | THR-FT-DRN | Final Tank, Drainage, Sump Pumps | Pump,Submersible | Pump |  | P
116638 | TAB-PRS-P-8101C | Pump, Sump, Ferrous Chloride Spill | TAB-PRS-P-SUMP | Sump Pumps | Pump,Positive Displacement | Pump |  | P
76408 | THR-FT-P-6316A | Pump, Sump, Final Tanks 20&21 gallery, Tunnel 23,Plant Services, Flood Monitoring System | THR-FT-DRN | Final Tank, Drainage, Sump Pumps | Pump,Submersible | Pump |  | P
136258 | THR-FT-P-6315 | Pump, Sump, Final Tanks, Gallery T-16, Plant Services, Flood Monitoring System | THR-FT-DRN | Final Tank, Drainage, Sump Pumps | Pump,Submersible | Pump |  | P
76348 | THR-FT-P-3977BS | Pump, Sump, Final Tanks, Plant Services, Flood Monitoring System | THR-FT-DRN | Final Tank, Drainage, Sump Pumps | Pump,Submersible | Pump | 39527 | P
136209 | THR-FT-P-3977AS | Pump, Sump, Final Tanks, Plant Services, Flood Monitoring System | THR-DIG-DRN | Digester, Drainage Sump Pump | Pump,Submersible | Pump | 39526 | P
136210 | THR-FT-P-3977AS | Pump, Sump, Final Tanks, Plant Services, Flood Monitoring System | THR-FT-DRN | Final Tank, Drainage, Sump Pumps | Pump,Submersible | Pump | 39526 | P
136212 | THR-FT-P-3977BS | Pump, Sump, Final Tanks, Plant Services, Flood Monitoring System | THR-DIG-DRN | Digester, Drainage Sump Pump | Pump,Submersible | Pump | 39527 | P
136216 | THR-FT-P-3990 | Pump, Sump, Final Tanks, Sump Pit No.34,T-13,Plant Services, Flood Monitoring System | THR-FT-DRN | Final Tank, Drainage, Sump Pumps | Pump,Submersible | Pump |  | P
136248 | THR-FT-P-4830 | Pump, Sump, Final Tanks, Sump Pit No.34,T-13,Plant Services, Flood Monitoring System | THR-FT-DRN | Final Tank, Drainage, Sump Pumps | Pump,Submersible | Pump |  | P
136249 | THR-FT-P-4831 | Pump, Sump, Final Tanks, Sump Pit No.34,T-13,Plant Services, Flood Monitoring System | THR-FT-DRN | Final Tank, Drainage, Sump Pumps | Pump,Submersible | Pump |  | P
136259 | THR-FT-P-6316B | Pump, Sump, Final Tanks,Tunnel 23, Plant Services, Flood Monitoring System | THR-FT-DRN | Final Tank, Drainage, Sump Pumps | Pump,Submersible | Pump |  | P
136199 | THR-FT-P-3502 | Pump, Sump, Finals, Tunnel 16 | THR-AER-DRN | Aeration Tank Drainage & Sump Pump | Pump,Submersible | Pump |  | P
136200 | THR-FT-P-3502 | Pump, Sump, Finals, Tunnel 16 | THR-FT-DRN | Final Tank, Drainage, Sump Pumps | Pump,Submersible | Pump |  | P
54689 | TAB-RSP-P-5138 | Pump, Sump, Flood Level | TAB-RSP-P-T | T Building - Raw Sewage Pumping | Pump,Centrifugal | Pump |  | P
117779 | TAB-RSP-P-5138 | Pump, Sump, Flood Level | TAB-RSP-P-SUMP | T Building - Dewatering & Sump Sumps | Pump,Centrifugal | Pump |  | P
76393 | THR-FT-P-4800 | Pump, Sump, Flood Monitoring, Finals, Tunnel 14 | THR-FT-DRN | Final Tank, Drainage, Sump Pumps | Pump,Submersible | Pump |  | P
76394 | THR-FT-P-4801 | Pump, Sump, Flood Monitoring, Finals, Tunnel 14 | THR-FT-DRN | Final Tank, Drainage, Sump Pumps | Pump,Submersible | Pump |  | P
76395 | THR-FT-P-4811 | Pump, Sump, Flood Monitoring, Finals, Tunnel 14 | THR-FT-DRN | Final Tank, Drainage, Sump Pumps | Pump,Submersible | Pump |  | P
136247 | THR-FT-P-4810 | Pump, Sump, Flood Monitoring, Finals, Tunnel 14 | THR-FT-DRN | Final Tank, Drainage, Sump Pumps | Pump,Submersible | Pump |  | P
136265 | THR-FT-P-6322 | Pump, Sump, Flood Monitoring, Finals, Tunnel 16 | THR-FT-DRN | Final Tank, Drainage, Sump Pumps | Pump,Submersible | Pump |  | P
76403 | THR-FT-P-4890 | Pump, Sump, Flood Monitoring, Finals, Tunnel 17 | THR-FT-DRN | Final Tank, Drainage, Sump Pumps | Pump,Submersible | Pump |  | P
76404 | THR-FT-P-4891 | Pump, Sump, Flood Monitoring, Finals, Tunnel 17 | THR-FT-DRN | Final Tank, Drainage, Sump Pumps | Pump,Submersible | Pump |  | P
136260 | THR-FT-P-6318A | Pump, Sump, Flood Monitoring, Finals, Tunnel 18 | THR-FT-DRN | Final Tank, Drainage, Sump Pumps | Pump,Submersible | Pump |  | P
136261 | THR-FT-P-6318B | Pump, Sump, Flood Monitoring, Finals, Tunnel 18 | THR-FT-DRN | Final Tank, Drainage, Sump Pumps | Pump,Submersible | Pump |  | P
136208 | THR-FT-P-3977A | Pump, Sump, Flood Monitoring, Finals, Tunnel 20 | THR-FT-DRN | Final Tank, Drainage, Sump Pumps | Pump,Submersible | Pump |  | P
136211 | THR-FT-P-3977B | Pump, Sump, Flood Monitoring, Finals, Tunnel 20 | THR-FT-DRN | Final Tank, Drainage, Sump Pumps | Pump,Submersible | Pump |  | P
136214 | THR-FT-P-3981 | Pump, Sump, Flood Monitoring, Finals, Tunnel 20 | THR-FT-DRN | Final Tank, Drainage, Sump Pumps | Pump,Submersible | Pump |  | P
136215 | THR-FT-P-3982 | Pump, Sump, Flood Monitoring, Finals, Tunnel 20 | THR-FT-DRN | Final Tank, Drainage, Sump Pumps | Pump,Submersible | Pump |  | P
76345 | THR-FT-P-3970A | Pump, Sump, Flood Monitoring, Finals, Tunnel 20, #2 Chamber | THR-FT-DRN | Final Tank, Drainage, Sump Pumps | Pump,Submersible | Pump |  | P
76346 | THR-FT-P-3970B | Pump, Sump, Flood Monitoring, Finals, Tunnel 20, #2 Chamber | THR-FT-DRN | Final Tank, Drainage, Sump Pumps | Pump,Submersible | Pump |  | P
76410 | THR-FT-P-6320AS | Pump, Sump, Flood Monitoring, Finals, Tunnel 21 | THR-FT-DRN | Final Tank, Drainage, Sump Pumps | Pump,Submersible | Pump | 39533 | P
136262 | THR-FT-P-6320A | Pump, Sump, Flood Monitoring, Finals, Tunnel 21 | THR-FT-DRN | Final Tank, Drainage, Sump Pumps | Pump,Submersible | Pump |  | P
136263 | THR-FT-P-6320B | Pump, Sump, Flood Monitoring, Finals, Tunnel 21 | THR-FT-DRN | Final Tank, Drainage, Sump Pumps | Pump,Submersible | Pump |  | P
136264 | THR-FT-P-6320BS | Pump, Sump, Flood Monitoring, Finals, Tunnel 21 | THR-FT-DRN | Final Tank, Drainage, Sump Pumps | Pump,Submersible | Pump | 39534 | P
136217 | THR-FT-P-3990S | Pump, Sump, Gallery T-13, Plant Services, Flood Monitoring System | THR-FT-DRN | Final Tank, Drainage, Sump Pumps | Pump,Submersible | Pump | 47457 | P
136213 | THR-FT-P-3980AS | Pump, Sump, Gallery T-15. Plant Services, Flood Monitoring System | THR-FT-DRN | Final Tank, Drainage, Sump Pumps | Pump,Submersible | Pump | 39528 | P
76409 | THR-FT-P-6317 | Pump, Sump, Gallery T-16, Plant Services, Flood Monitoring System | THR-FT-DRN | Final Tank, Drainage, Sump Pumps | Pump,Submersible | Pump |  | P
136255 | THR-FT-P-5698S | Pump, Sump, Gallery T-17 (East End), Plant Services, Flood Monitoring System | THR-FT-DRN | Final Tank, Drainage, Sump Pumps | Pump,Submersible | Pump | 39531 | P
133066 | THR-DIG-P-3855A | Pump, Sump, Gas Compressor Building, Basement, Plant Services, Flood Monitoring System | THR-DIG-C | Digester, Gas Compressors | Pump,Submersible | Pump |  | P
133067 | THR-DIG-P-3855B | Pump, Sump, Gas Compressor Building, Basement, Plant Services, Flood Monitoring System | THR-DIG-C | Digester, Gas Compressors | Pump,Submersible | Pump |  | P
78198 | THR-PLT-P-3474 | Pump, Sump, Grit building Basement | THR-PLT-DRN | Preliminary Treatment, Drain & Sump Pump | Pump,Submersible | Pump |  | P
78199 | THR-PLT-P-3475 | Pump, Sump, Grit building Basement | THR-PLT-DRN | Preliminary Treatment, Drain & Sump Pump | Pump,Submersible | Pump |  | P
51600 | TAB-PLT-P-0171A | Pump, Sump, Grit Hoppers 1-6 | TAB-PLT-P-P | P Building - Sump Pumps, Grit Tanks | Pump,Non Positive Displacement,Submersible | Pump |  | P
51601 | TAB-PLT-P-0171B | Pump, Sump, Grit Hoppers 1-6 | TAB-PLT-P-P | P Building - Sump Pumps, Grit Tanks | Pump,Non Positive Displacement,Submersible | Pump |  | P
119266 | TAB-STR-P-6093 | Pump, Sump, GX2016A | TAB-AER-P | Aeration Gallery - Sump Pumps | Pump,Non Positive Displacement,Submersible | Pump |  | P
119267 | TAB-STR-P-6094 | Pump, Sump, GX2017A | TAB-AER-P | Aeration Gallery - Sump Pumps | Pump,Non Positive Displacement,Submersible | Pump |  | P
56263 | TAB-STR-P-6095 | Pump, Sump, GX2018A | TAB-AER-P | Aeration Gallery - Sump Pumps | Pump,Non Positive Displacement,Submersible | Pump |  | P
56264 | TAB-STR-P-6096 | Pump, Sump, GX2019A | TAB-AER-P | Aeration Gallery - Sump Pumps | Pump,Non Positive Displacement,Submersible | Pump |  | P
119268 | TAB-STR-P-6097 | Pump, Sump, GX2108A | TAB-AER-P | Aeration Gallery - Sump Pumps | Pump,Non Positive Displacement,Submersible | Pump |  | P
119269 | TAB-STR-P-6097B | Pump, Sump, GX2109A | TAB-AER-P | Aeration Gallery - Sump Pumps | Pump,Non Positive Displacement,Submersible | Pump |  | P
116636 | TAB-PRS-P-8100 | Pump, Sump, GX3003A | TAB-PRS-P-SUMP | Sump Pumps | Pump,Non Positive Displacement,Submersible | Pump |  | P
116608 | TAB-PRS-P-3004 | Pump, Sump, GX3004A | TAB-PRS-P-SUMP | Sump Pumps | Pump,Non Positive Displacement,Submersible | Pump |  | P
78200 | THR-PLT-P-3558 | Pump, Sump, Head house (Basement), Plant Services, Flood Monitoring System | THR-PLT-DRN | Preliminary Treatment, Drain & Sump Pump | Pump,Submersible | Pump |  | P
66178 | THC-PLT-P-0100 | Pump, Sump, Headhouse | THC-GRK-SUMP PUMP | Sump Pumps, | Pump,Centrifugal | Pump |  | P
66179 | THC-PLT-P-0200 | Pump, Sump, Headhouse | THC-GRK-SUMP PUMP | Sump Pumps, | Pump,Centrifugal | Pump |  | P
127659 | THC-PLT-P-0300 | Pump, Sump, Headhouse | THC-GRK-SUMP PUMP | Sump Pumps, | Pump,Centrifugal | Pump |  | P
50028 | TAB-HRS-P-5115 | Pump, Sump, Heat Recovery Bldg, Basement, East Sump | TAB-SUSPENDED ENTITY | Suspended entities | Pump,Submersible | Pump | 35166 | P
50029 | TAB-HRS-P-5115 | Pump, Sump, Heat Recovery Bldg, Basement, East Sump | TAB-WA6-P | Pumping | Pump,Submersible | Pump | 35166 | P
50027 | TAB-HRS-P-5113 | Pump, Sump, Heat Recovery Bldg, Basement, South-West Sump | TAB-SUSPENDED ENTITY | Suspended entities | Pump,Submersible | Pump | 35165 | P
114059 | TAB-HRS-P-5113 | Pump, Sump, Heat Recovery Bldg, Basement, South-West Sump | TAB-WA6-P | Pumping | Pump,Submersible | Pump | 35165 | P
51620 | TAB-PLT-P-5126 | Pump, Sump, P Bldg, Chemical Storage Rm | TAB-PLT-P-P | P Building - Sump Pumps, Grit Tanks | Pump,Non Positive Displacement,Submersible | Pump |  | P
51621 | TAB-PLT-P-5127 | Pump, Sump, P Bldg, Scrubber Rm | TAB-PLT-P-P | P Building - Sump Pumps, Grit Tanks | Pump | Pump |  | P
63804 | FHA-AUX-P-6331 | Pump, Sump, Portable Grindex Salvador No 231823 | FHA-WWW-SEDIMENT | Sedimentation Basin | Pump | Pump |  | P
15008 | FHA-AUX-P-6332 | Pump, Sump, Portable -Grindex pump 8109280-015 | FHA-WWW-SEDIMENT | Sedimentation Basin | Pump | Pump |  | P
76317 | THR-FT-P-2655 | Pump, Sump, Portable Plug-in, Drainage Pumping for FT-18 & FT-21 | THR-FT-DRN | Final Tank, Drainage, Sump Pumps | Pump,Submersible | Pump |  | P
76347 | THR-FT-P-3975 | Pump, Sump, Portable Plug-in, Gallery T-19 Between FT 10-12 | THR-FT-DRN | Final Tank, Drainage, Sump Pumps | Pump,Submersible | Pump |  | P
66186 | THC-PLT-P-5120 | Pump, Sump, Preliminary | THC-GRK-SUMP PUMP | Sump Pumps, | Pump,Submersible | Pump |  | P
127665 | THC-PLT-P-5110 | Pump, Sump, Preliminary | THC-GRK-SUMP PUMP | Sump Pumps, | Pump,Submersible | Pump |  | P
78576 | THR-PRM-P-4515 | Pump, Sump, Primary Sludge Pumping Station#1 | THR-PRM-DRN | Primary Treatment, Drain & Sump Pumps | Pump,Submersible | Pump |  | P
78578 | THR-PRM-P-4818 | Pump, Sump, Primary Sludge Pumping Station#2 | THR-PRM-DRN | Primary Treatment, Drain & Sump Pumps | Pump,Submersible | Pump |  | P
78577 | THR-PRM-P-4520 | Pump, Sump, Primary Sludge, Gallery T12, Flood Monitoring System | THR-PRM-DRN | Primary Treatment, Drain & Sump Pumps | Pump,Submersible | Pump |  | P
66725 | THC-PRM-P-0103 | Pump, Sump, Primary Treatment | THC-GRK-SUMP PUMP | Sump Pumps, | Pump,Submersible | Pump |  | P
66726 | THC-PRM-P-0122 | Pump, Sump, Primary Treatment | THC-GRK-SUMP PUMP | Sump Pumps, | Pump,Submersible | Pump |  | P
66727 | THC-PRM-P-0123 | Pump, Sump, Primary Treatment | THC-GRK-SUMP PUMP | Sump Pumps, | Pump,Submersible | Pump |  | P
66728 | THC-PRM-P-0125 | Pump, Sump, Primary Treatment | THC-GRK-SUMP PUMP | Sump Pumps, | Pump,Submersible | Pump |  | P
66730 | THC-PRM-P-0152 | Pump, Sump, Primary Treatment | THC-GRK-SUMP PUMP | Sump Pumps, | Pump,Submersible | Pump |  | P
66731 | THC-PRM-P-0160 | Pump, Sump, Primary Treatment | THC-GRK-SUMP PUMP | Sump Pumps, | Pump,Submersible | Pump |  | P
66733 | THC-PRM-P-0174SUSP | Pump, Sump, Primary Treatment | THC-GRK-SUMP PUMP | Sump Pumps, | Pump,Submersible | Pump | 40943 | P
128058 | THC-PRM-P-0101 | Pump, Sump, Primary Treatment | THC-GRK-SUMP PUMP | Sump Pumps, | Pump,Submersible | Pump |  | P
128059 | THC-PRM-P-0102 | Pump, Sump, Primary Treatment | THC-GRK-SUMP PUMP | Sump Pumps, | Pump,Submersible | Pump |  | P
128060 | THC-PRM-P-0124 | Pump, Sump, Primary Treatment | THC-GRK-SUMP PUMP | Sump Pumps, | Pump,Submersible | Pump |  | P
128063 | THC-PRM-P-0161 | Pump, Sump, Primary Treatment | THC-GRK-SUMP PUMP | Sump Pumps, | Pump,Submersible | Pump |  | P
76405 | THR-FT-P-5699S | Pump, Sump, RAS Pump Station, RAS Building (Basement), Plant Services, Flood Monitoring System | THR-FT-DRN | Final Tank, Drainage, Sump Pumps | Pump,Submersible | Pump | 39532 | P
76289 | THR-FT-P-0529 | Pump, Sump, RSPS | THR-FT-DRN | Final Tank, Drainage, Sump Pumps | Pump,Submersible | Pump |  | P
94494 | FHO-SBS-P-0017 | Pump, Sump, S4, SBS Storage Room, SW Corner | FHO-SBS | Ozone Quenching | Pump,Gear | Pump |  | P
74482 | THR-DIS-P-3937A | Pump, Sump, Scrubber Room, Disinfection Facility Building, Plant Services, Flood Monitoring System | THR-DIS-P-S | Disinfection, Pumps, Sump & Chlorine Solution | Pump,Submersible | Pump |  | P
74483 | THR-DIS-P-3937A | Pump, Sump, Scrubber Room, Disinfection Facility Building, Plant Services, Flood Monitoring System | THR-DIS-SB | Scrubbers, Caustic Soda Recirculation Pumps | Pump,Submersible | Pump |  | P
49583 | TAB-EL3-P-8085 | Pump, Sump, Seawall Substation, Basement | TAB-ELS-SEAWALL | Seawall Substation | Pump,Submersible | Pump |  | P
43293 | TAB-AUX-P-8033C | Pump, Sump, Seawall Tunnel E | TAB-SUSPENDED ENTITY | Suspended entities | Pump,Submersible | Pump | 35478 | P
43294 | TAB-AUX-P-8033D | Pump, Sump, Seawall Tunnel E | TAB-PWA-P | Plant Water - Sump Pumps | Pump,Submersible | Pump | 35479 | P
109272 | TAB-AUX-P-8033C | Pump, Sump, Seawall Tunnel E | TAB-PWA-P | Plant Water - Sump Pumps | Pump,Submersible | Pump | 35478 | P
109273 | TAB-AUX-P-8033D | Pump, Sump, Seawall Tunnel E | TAB-SUSPENDED ENTITY | Suspended entities | Pump,Submersible | Pump | 35479 | P
117145 | TAB-PWA-P-5139 | Pump, Sump, Seawall Tunnel E, near Dig 13-16 | TAB-PWA-P | Plant Water - Sump Pumps | Pump,Submersible | Pump |  | P
117144 | TAB-PWA-P-5138 | Pump, Sump, Seawall Tunnel E, near Digester 13-16 Entrance | TAB-PWA-P | Plant Water - Sump Pumps | Pump,Submersible | Pump |  | P
54005 | TAB-PWA-P-5135 | Pump, Sump, Seawall Tunnel, Digester 13-16 Entrance | TAB-PWA-P | Plant Water - Sump Pumps | Pump,Submersible | Pump |  | P
54006 | TAB-PWA-P-5137 | Pump, Sump, Seawall Tunnel, Plant Water East Entrance | TAB-PWA-P | Plant Water - Sump Pumps | Pump,Submersible | Pump |  | P
68556 | THC-STR-P-0105 | Pump, Sump, Secondary Treatment | THC-GRK-SUMP PUMP | Sump Pumps, | Pump,Submersible | Pump |  | P
68558 | THC-STR-P-0137 | Pump, Sump, Secondary Treatment | THC-GRK-SUMP PUMP | Sump Pumps, | Pump,Submersible | Pump |  | P
68565 | THC-STR-P-0158 | Pump, Sump, Secondary Treatment | THC-GRK-SUMP PUMP | Sump Pumps, | Pump,Submersible | Pump |  | P
68566 | THC-STR-P-0159 | Pump, Sump, Secondary Treatment | THC-GRK-SUMP PUMP | Sump Pumps, | Pump,Submersible | Pump |  | P
68567 | THC-STR-P-0165 | Pump, Sump, Secondary Treatment | THC-GRK-SUMP PUMP | Sump Pumps, | Pump,Submersible | Pump |  | P
68568 | THC-STR-P-0166 | Pump, Sump, Secondary Treatment | THC-GRK-SUMP PUMP | Sump Pumps, | Pump,Submersible | Pump |  | P
68569 | THC-STR-P-0170 | Pump, Sump, Secondary Treatment | THC-GRK-SUMP PUMP | Sump Pumps, | Pump,Submersible | Pump |  | P
68588 | THC-STR-P-1301A | Pump, Sump, Secondary Treatment | THC-GRK-SUMP PUMP | Sump Pumps, | Pump,Submersible | Pump |  | P
129365 | THC-STR-P-0088 | Pump, Sump, Secondary Treatment | THC-GRK-SUMP PUMP | Sump Pumps, | Pump,Submersible | Pump |  | P
129366 | THC-STR-P-0091 | Pump, Sump, Secondary Treatment | THC-GRK-SUMP PUMP | Sump Pumps, | Pump,Submersible | Pump |  | P
129367 | THC-STR-P-0128 | Pump, Sump, Secondary Treatment | THC-GRK-SUMP PUMP | Sump Pumps, | Pump,Submersible | Pump |  | P
129368 | THC-STR-P-0129 | Pump, Sump, Secondary Treatment | THC-GRK-SUMP PUMP | Sump Pumps, | Pump,Submersible | Pump |  | P
129369 | THC-STR-P-0169 | Pump, Sump, Secondary Treatment | THC-GRK-SUMP PUMP | Sump Pumps, | Pump,Submersible | Pump |  | P
129385 | THC-STR-P-1301B | Pump, Sump, Secondary Treatment | THC-GRK-SUMP PUMP | Sump Pumps, | Pump,Submersible | Pump |  | P
3070 | COL-PBR-P-0001 | Pump, Sump, Sewage | COL-PBR-MISC | Miscellaneous Equipment |  | Pump |  | P
15579 | COL-PBR-P-0001 | Pump, Sump, Sewage | COL-PBR | Berry Road Sewage Pumping Station |  | Pump |  | P
54688 | TAB-RSP-P-5137 | Pump, Sump, South | TAB-RSP-P-SUMP | T Building - Dewatering & Sump Sumps | Pump,Centrifugal | Pump |  | P
117776 | TAB-RSP-P-5136 | Pump, Sump, South | TAB-RSP-P-SUMP | T Building - Dewatering & Sump Sumps | Pump,Centrifugal | Pump |  | P
117777 | TAB-RSP-P-5136 | Pump, Sump, South | TAB-RSP-P-T | T Building - Raw Sewage Pumping | Pump,Centrifugal | Pump |  | P
117778 | TAB-RSP-P-5137 | Pump, Sump, South | TAB-RSP-P-T | T Building - Raw Sewage Pumping | Pump,Centrifugal | Pump |  | P
80185 | THR-THK-P-0553 | Pump, Sump, STB Basement, NW Corner | THR-THK-P-SUMP | Sump Pumps | Pump,Submersible | Pump |  | P
80186 | THR-THK-P-0554 | Pump, Sump, STB Basement, NW Corner | THR-THK | Sludge Thickening | Pump,Submersible | Pump |  | P
139527 | THR-THK-P-0553 | Pump, Sump, STB Basement, NW Corner | THR-THK | Sludge Thickening | Pump,Submersible | Pump |  | P
139528 | THR-THK-P-0554 | Pump, Sump, STB Basement, NW Corner | THR-THK-P-SUMP | Sump Pumps | Pump,Submersible | Pump |  | P
66182 | THC-PLT-P-1510 | Pump, Sump, Storage Room | THC-PLT-BLDG-0001 | New Head House, preliminary process | Pump,Centrifugal | Pump |  | P
66183 | THC-PLT-P-1520 | Pump, Sump, Storage Room | THC-PLT-BLDG-0001 | New Head House, preliminary process | Pump,Centrifugal | Pump |  | P
31325 | GX110A | Pump, Sump, Submersible, Floatation Bldg | THC-GRK-SUMP PUMP | Sump Pumps, | Pump,Submersible | Pump | 32203
99074 | GX110A | Pump, Sump, Submersible, Floatation Bldg | THC-SUSPENDED | Suspended entity | Pump,Submersible | Pump | 32203
54641 | TAB-RSP-P-5001 | Pump, Sump, T Bldg, Level B4, East Sump | TAB-RSP-P-SUMP | T Building - Dewatering & Sump Sumps | Pump,Non Positive Displacement,Submersible | Pump | 35143 | P
117775 | TAB-RSP-P-5001 | Pump, Sump, T Bldg, Level B4, East Sump | TAB-SUSPENDED ENTITY | Suspended entities | Pump,Non Positive Displacement,Submersible | Pump | 35143 | P
117780 | TAB-RSP-P-8056 | Pump, Sump, T Bldg, Level B4, East Sump | TAB-RSP-P-SUMP | T Building - Dewatering & Sump Sumps | Pump,Non Positive Displacement,Submersible | Pump | 35142 | P
117781 | TAB-RSP-P-8056 | Pump, Sump, T Bldg, Level B4, East Sump | TAB-SUSPENDED ENTITY | Suspended entities | Pump,Non Positive Displacement,Submersible | Pump | 35142 | P
54642 | TAB-RSP-P-5133 | Pump, Sump, T Bldg, Level B4, Elevator Stairs | TAB-RSP-P-SUMP | T Building - Dewatering & Sump Sumps | Pump,Non Positive Displacement,Submersible | Pump | 35144 | P
54687 | TAB-RSP-P-5133 | Pump, Sump, T Bldg, Level B4, Elevator Stairs | TAB-SUSPENDED ENTITY | Suspended entities | Pump,Non Positive Displacement,Submersible | Pump | 35144 | P
80211 | THR-THK-P-6471 | Pump, Sump, T11 North to Thickening building | THR-THK | Sludge Thickening | Pump,Submersible | Pump |  | P
139557 | THR-THK-P-6471 | Pump, Sump, T11 North to Thickening building | THR-THK-P-SUMP | Sump Pumps | Pump,Submersible | Pump |  | P
137919 | THR-PLT-P-3559 | Pump, Sump, T12, under Grating | THR-PLT-DRN | Preliminary Treatment, Drain & Sump Pump | Pump,Submersible | Pump |  | P
138294 | THR-PRM-P-4517 | Pump, Sump, T12S, between Primary Sludge Pumping Station #1&2 | THR-PRM-DRN | Primary Treatment, Drain & Sump Pumps | Pump,Submersible | Pump |  | P
18622 | FHA-WWW-P-6231 | Pump, Sump, Thickening Sump Pit #1, RMF, Basement Near Centrifuge Feed Pump Room | FHA-WWW-SUMP | Sump Systems | Pump,Centrifugal | Pump |  | P
18623 | FHA-WWW-P-6231 | Pump, Sump, Thickening Sump Pit #1, RMF, Basement Near Centrifuge Feed Pump Room | FHA-WWW-SUMP- CF FEED | Sump Systems Centrifuge Feed Pump | Pump,Centrifugal | Pump |  | P
18624 | FHA-WWW-P-6232 | Pump, Sump, Thickening Sump Pit #1, RMF, Basement Near Centrifuge Feed Pump Room | FHA-WWW-SUMP- CF FEED | Sump Systems Centrifuge Feed Pump | Pump,Centrifugal | Pump |  | P
84525 | FHA-WWW-P-6232 | Pump, Sump, Thickening Sump Pit #1, RMF, Basement Near Centrifuge Feed Pump Room | FHA-WWW-SUMP | Sump Systems | Pump,Centrifugal | Pump |  | P
84526 | FHA-WWW-P-6241 | Pump, Sump, Thickening Sump Pit #2, RMF, Basement Near SludgeTransfer Pump Room | FHA-WWW-SUMP | Sump Systems | Pump,Centrifugal | Pump |  | P
84527 | FHA-WWW-P-6241 | Pump, Sump, Thickening Sump Pit #2, RMF, Basement Near SludgeTransfer Pump Room | FHA-WWW-SUMP- TRANSF PUMP | Sump Systems Transfer Feed Pump | Pump,Centrifugal | Pump |  | P
84528 | FHA-WWW-P-6241 | Pump, Sump, Thickening Sump Pit #2, RMF, Basement Near SludgeTransfer Pump Room | FHA-WWW-THICK | Sludge Thickening | Pump,Centrifugal | Pump |  | P
84529 | FHA-WWW-P-6242 | Pump, Sump, Thickening Sump Pit #2, RMF, Basement Near SludgeTransfer Pump Room | FHA-WWW-SUMP | Sump Systems | Pump,Centrifugal | Pump |  | P
84530 | FHA-WWW-P-6242 | Pump, Sump, Thickening Sump Pit #2, RMF, Basement Near SludgeTransfer Pump Room | FHA-WWW-SUMP- TRANSF PUMP | Sump Systems Transfer Feed Pump | Pump,Centrifugal | Pump |  | P
68561 | THC-STR-P-0144 | Pump, Sump, Tunnel T15 Phase I Secondary | THC-GRK-SUMP PUMP | Sump Pumps, | Pump,Submersible | Pump |  | P
68562 | THC-STR-P-0144 | Pump, Sump, Tunnel T15 Phase I Secondary | THC-STR-CP-0144 | Control Panel, Sump Pump, Tunnel T18, Phase I Secondary | Pump,Submersible | Pump |  | P
68563 | THC-STR-P-0145 | Pump, Sump, Tunnel T15 Phase I Secondary | THC-GRK-SUMP PUMP | Sump Pumps, | Pump,Submersible | Pump |  | P
68564 | THC-STR-P-0145 | Pump, Sump, Tunnel T15 Phase I Secondary | THC-STR-CP-0144 | Control Panel, Sump Pump, Tunnel T18, Phase I Secondary | Pump,Submersible | Pump |  | P
68589 | THC-STR-P-1302 | Pump, Sump, Tunnel T15 Phase I Secondary | THC-STR-CP-1301 | Control Panel, Sump Pump, Access Building T15A, Phase I Secondary |  | Pump |  | P
129384 | THC-STR-P-1301 | Pump, Sump, Tunnel T15 Phase I Secondary | THC-STR-CP-1301 | Control Panel, Sump Pump, Access Building T15A, Phase I Secondary |  | Pump |  | P
68575 | THC-STR-P-0188 | Pump, Sump, Tunnel T19 Phase IV Secondary | THC-STR-CP-0187 | Control Panel, Sump Pumps, Tunnel T19 Phase IV Secondary | Pump,Centrifugal | Pump |  | P
129371 | THC-STR-P-0187 | Pump, Sump, Tunnel T19 Phase IV Secondary | THC-GRK-SUMP PUMP | Sump Pumps, | Pump,Submersible | Pump |  | P
129372 | THC-STR-P-0187 | Pump, Sump, Tunnel T19 Phase IV Secondary | THC-STR-CP-0187 | Control Panel, Sump Pumps, Tunnel T19 Phase IV Secondary | Pump,Submersible | Pump |  | P
129373 | THC-STR-P-0188 | Pump, Sump, Tunnel T19 Phase IV Secondary | THC-GRK-SUMP PUMP | Sump Pumps, | Pump,Centrifugal | Pump |  | P
66184 | THC-PLT-P-1610 | Pump, Sump, Vortex Common Effluent Channel | THC-PLT-BLDG-0001 | New Head House, preliminary process | Pump,Centrifugal | Pump |  | P
66185 | THC-PLT-P-1620 | Pump, Sump, Vortex Common Effluent Channel | THC-PLT-BLDG-0001 | New Head House, preliminary process | Pump,Centrifugal | Pump |  | P
127663 | THC-PLT-P-1410 | Pump, Sump, Vortex Gallery | THC-PLT-BLDG-0001 | New Head House, preliminary process | Pump | Pump |  | P
127664 | THC-PLT-P-1420 | Pump, Sump, Vortex Gallery | THC-PLT-BLDG-0001 | New Head House, preliminary process | Pump | Pump |  | P
74481 | THR-DIS-P-1550 | Pump, Sump, Workshop, Disinfection Facility Building, Plant Services, Flood Monitoring System | THR-DIS-P-SUS | Disinfection, Pumps, Sump & Chlorine Solution | Pump,Submersible | Pump |  | P
134415 | THR-DIS-P-1540 | Pump, Sump, Workshop, Disinfection Facility Building, Plant Services, Flood Monitoring System | THR-DIS-P-S | Disinfection, Pumps, Sump & Chlorine Solution | Pump,Submersible | Pump |  | P
134416 | THR-DIS-P-1540 | Pump, Sump, Workshop, Disinfection Facility Building, Plant Services, Flood Monitoring System | THR-DIS-P-SUS | Disinfection, Pumps, Sump & Chlorine Solution | Pump,Submersible | Pump |  | P
134417 | THR-DIS-P-1550 | Pump, Sump, Workshop, Disinfection Facility Building, Plant Services, Flood Monitoring System | THR-DIS-P-S | Disinfection, Pumps, Sump & Chlorine Solution | Pump,Submersible | Pump |  | P
46003 | TAB-DIG-P-8087 | Pump, Sump,Chamber | TAB-DIG-T-1300 | Digestion Tank 13 | Pump,Submersible | Pump |  | P
41220 | TAB-ACC-P-0870A | Pump, Sump,Eqalizing tank Bldg-Sludge Pump Room | TAB-DEW-EQUALIZATION | Equalization Tank System | Pump,Centrifugal | Pump |  | P
107530 | TAB-ACC-P-0870B | Pump, Sump,Eqalizing tank Bldg-Sludge Pump Room | TAB-DEW-EQUALIZATION | Equalization Tank System | Pump,Centrifugal | Pump |  | P
119265 | TAB-STR-P-6092 | Pump, Sump,GX2015A | TAB-AER-P | Aeration Gallery - Sump Pumps | Pump,Non Positive Displacement,Submersible | Pump |  | P
53206 | TAB-PRS-P-8101B | Pump, Sump-GX2021A | TAB-PRS-P-SUMP | Sump Pumps | Pump,Positive Displacement | Pump |  | P
53205 | TAB-PRS-P-8099 | Pump, Sump-GX3002A | TAB-PRS-P-SUMP | Sump Pumps | Pump,Non Positive Displacement,Submersible | Pump |  | P
68560 | THC-STR-P-0140SUSP | Pump, Tank 0100-0200, Secondary Clarifier, RAS/WAS | THC-STR-P-T-0100-02 | Pump, Tank 0100-0200, Secondary Clarification, RAS/WAS | Pump,Centrifugal | Pump | 41318 | P
68596 | THC-STR-P-5040 | Pump, Tank 0100-0200, Secondary Clarifier, RAS/WAS | THC-STR-P-T-0100-02 | Pump, Tank 0100-0200, Secondary Clarification, RAS/WAS | Pump,Centrifugal | Pump |  | P
129374 | THC-STR-P-0240 | Pump, Tank 0100-0200, Secondary Clarifier, RAS/WAS | THC-STR-P-T-0100-02 | Pump, Tank 0100-0200, Secondary Clarification, RAS/WAS | Pump,Centrifugal | Pump |  | P
68576 | THC-STR-P-0440 | Pump, Tank 0300-0400, Secondary Clarifier, RAS/WAS | THC-STR-P-T-0300-04 | Pump, Tank 0300-0400, Secondary Clarification, RAS/WAS | Pump,Centrifugal | Pump |  | P
129375 | THC-STR-P-0340 | Pump, Tank 0300-0400, Secondary Clarifier, RAS/WAS | THC-STR-P-T-0300-04 | Pump, Tank 0300-0400, Secondary Clarification, RAS/WAS | Pump,Centrifugal | Pump |  | P
129393 | THC-STR-P-5140 | Pump, Tank 0300-0400, Secondary Clarifier, RAS/WAS | THC-STR-P-T-0300-04 | Pump, Tank 0300-0400, Secondary Clarification, RAS/WAS | Pump,Centrifugal | Pump |  | P
68577 | THC-STR-P-0540 | Pump, Tank 0500-0600, Secondary Clarifier, RAS/WAS | THC-STR-P-T-0500-06 | Pump, Tank 0500-0600, Secondary Clarification, RAS/WAS | Pump,Centrifugal | Pump |  | P
68578 | THC-STR-P-0640 | Pump, Tank 0500-0600, Secondary Clarifier, RAS/WAS | THC-STR-P-T-0500-06 | Pump, Tank 0500-0600, Secondary Clarification, RAS/WAS | Pump,Centrifugal | Pump |  | P
129394 | THC-STR-P-5240 | Pump, Tank 0500-0600, Secondary Clarifier, RAS/WAS | THC-STR-P-T-0500-06 | Pump, Tank 0500-0600, Secondary Clarification, RAS/WAS | Pump,Centrifugal | Pump |  | P
133036 | THR-DIG-P-0701 | Pump, Tank 0700 Sampling, Digester Tanks - Sampling System | THR-DIG-PD-0700 | Tank, Primary Digester-7, Solids Treatment | Pump | Pump |  | P
68581 | THC-STR-P-0840SP | Pump, Tank 0700-0800, Secondary Clarifier, RAS/WAS | THC-STR-P-T-0700-08 | Pump, Tank 0700-0800, Secondary Clarification, RAS/WAS | Pump,Centrifugal | Pump | 39258 | P
129376 | THC-STR-P-0740 | Pump, Tank 0700-0800, Secondary Clarifier, RAS/WAS | THC-STR-P-T-0700-08 | Pump, Tank 0700-0800, Secondary Clarification, RAS/WAS | Pump,Centrifugal | Pump |  | P
73119 | THR-DIG-P-0801 | Pump, Tank 0800 Sampling, Digester Tanks - Sampling System | THR-DIG-PD-0800 | Tank, Primary Digester-8, Solids Treatment | Pump | Pump |  | P
73120 | THR-DIG-P-0901 | Pump, Tank 0900 Sampling, Digester Tanks - Sampling System | THR-DIG-PD-0900 | Tank, Primary Digester-9, Solids Treatment | Pump | Pump |  | P
73121 | THR-DIG-P-1001 | Pump, Tank 1000 Sampling, Digester Tanks - Sampling System | THR-DIG-PD-1000 | Tank, Primary Digester-10, Solids Treatment | Pump | Pump |  | P
41270 | TAB-ACC-P-4903 | Pump, Tertiary, Glycol, Seawall Tunnel, East | TAB-ACC-HE-4901 | Heat Exchanger, Secondary Hot Water loop, Seawall Tunnel, East | Pump,Centrifugal | Pump |  | P
41271 | TAB-ACC-P-4904 | Pump, Tertiary, Glycol, Seawall Tunnel, East | TAB-ACC-HE-4901 | Heat Exchanger, Secondary Hot Water loop, Seawall Tunnel, East | Pump,Centrifugal | Pump |  | P
147964 | WX2022A | Pump, Thermal Oil Recir Pump, 602A | TAB-SLD-P | Pelletizer Bldg. - Thermal Oil Heating System, Pumps, Strainer & Expanasion Tanks | Pump,Non Positive Displacement,Submersible | Pump
90479 | WX2023A | Pump, Thermal Oil Recir Pump, 602B | TAB-SLD-P | Pelletizer Bldg. - Thermal Oil Heating System, Pumps, Strainer & Expanasion Tanks | Pump,Non Positive Displacement,Submersible | Pump
147965 | WX2024A | Pump, Thermal Oil Recir Pump, 602C | TAB-SLD-P | Pelletizer Bldg. - Thermal Oil Heating System, Pumps, Strainer & Expanasion Tanks | Pump,Non Positive Displacement,Submersible | Pump
136188 | THR-FT-P-2755 | Pump, Trailer Mounted-Portable -GOODWIN-, Drainage FTs | THR-DRN-FT | Final Tanks, Work Area 4 | Pump,Submersible | Pump |  | P
135411 | THR-ELS-P-4802 | Pump, Transfer, Centrifugal, Indoor, Electrical Room, West Substation | THR-ELS-WS | Electrical System, West Substation | Pump,Centrifugal | Pump |  | P
53167 | TAB-PRS-P-0303 | Pump, Transfer, Chemical Gallery (Stand By) | TAB-PRS-P-TRANSFER | Chemical Transfer Pumps | Pump,Positive Displacement,Progressive Cavity | Pump |  | P
53168 | TAB-PRS-P-0303B | Pump, Transfer, Chemical Gallery (Stand By) | TAB-PRS-P-TRANSFER | Chemical Transfer Pumps | Pump,Positive Displacement,Progressive Cavity | Pump |  | P
116601 | TAB-PRS-P-0301 | Pump, Transfer, Chemical Gallery to D Building | TAB-PRS-P-TRANSFER | Chemical Transfer Pumps | Pump,Positive Displacement,Progressive Cavity | Pump |  | P
116602 | TAB-PRS-P-0302 | Pump, Transfer, Chemical Gallery to P Building | TAB-PRS-P-TRANSFER | Chemical Transfer Pumps | Pump,Positive Displacement,Progressive Cavity | Pump |  | P
144168 | WTR-PEL-P-1011 | Pump, Transfer, Diesel Fuel Storage Tank T-1010, Generator Building, Bulk Fuel Storage Room | WTR-PEL-T-1010 | Tank, Non-Pressurized, Diesel Fuel Storage, Generator Building, Bulk Fuel Storage Room | Pump,Centrifugal | Pump |  | P
85869 | WTR-PEL-P-1021 | Pump, Transfer, Diesel Fuel Storage Tank T-1020, Generator Building, Bulk Fuel Storage Room | WTR-PEL-T-1020 | Tank, Non-Pressurized, Diesel Fuel Storage, Generator Building, Bulk Fuel Storage Room | Pump,Centrifugal | Pump |  | P
27554 | FHO-WWW-P-0201-SU | Pump, Transfer, Discharge to Clarifier Influent Header, WW Pump 2 | FHO-WWW | Residue Management / Waste Water System | Pump,Centrifugal | Pump | 32521 | P
27555 | FHO-WWW-P-0201-SU | Pump, Transfer, Discharge to Clarifier Influent Header, WW Pump 2 | FHO-WWW-P-0201-KQ | WW Pump 2 | Pump,Centrifugal | Pump | 32521 | P
95840 | FHO-WWW-P-0201-SU | Pump, Transfer, Discharge to Clarifier Influent Header, WW Pump 2 | FHO-OBSOLETE | Removed From Service | Pump,Centrifugal | Pump | 32521 | P
81708 | TNT-DIG-P-2501 | Pump, Transfer, DS | TNT-DIG-DS | Digested Sludge Headers, Digester, Transfer & Recirc. Pumps | Pump,Positive Displacement,Piston | Pump |  | P
140728 | TNT-DIG-P-2401 | Pump, Transfer, DS | TNT-DIG-DS | Digested Sludge Headers, Digester, Transfer & Recirc. Pumps | Pump,Positive Displacement,Piston | Pump |  | P
123293 | THC-DEW-P-2340 | Pump, Transfer, Liquid Polymer, Dewatering | THC-DEW-T-2300 | Tank,Polymer Make-up,Polymer Make Up System | Pump,Positive Displacement,Progressive Cavity | Pump |  | P
13923 | FCL-TRW-JRT-0100 | Pump, Treated Water | FCL-ELS-BUS-00B1 | Switchgear,Indoor,High Lift Bldg - Switchgear Room,4.16 kV Line 1 | Relay,Protective | Pump |  | JRT
13924 | FCL-TRW-JRT-0100 | Pump, Treated Water | FCL-TRW-2 | Treated Water Pumping | Relay,Protective | Pump |  | JRT
13925 | FCL-TRW-JRT-0100 | Pump, Treated Water | FCL-TRW-M-0100 | Motor, Pump 0100, Treated Water Pumping Station | Relay,Protective | Pump |  | JRT
13926 | FCL-TRW-JRT-0100 | Pump, Treated Water | FCL-TRW-P-0100 | Pump, Treated Water | Relay,Protective | Pump |  | JRT
13934 | FCL-TRW-JRT-0800 | Pump, Treated Water | FCL-ELS-BUS-00B1 | Switchgear,Indoor,High Lift Bldg - Switchgear Room,4.16 kV Line 1 | Relay,Protective | Pump |  | JRT
13935 | FCL-TRW-JRT-0800 | Pump, Treated Water | FCL-TRW-2 | Treated Water Pumping | Relay,Protective | Pump |  | JRT
13936 | FCL-TRW-JRT-0800 | Pump, Treated Water | FCL-TRW-M-0800 | Motor, Pump 0800, Treated Water Pumping Station | Relay,Protective | Pump |  | JRT
13937 | FCL-TRW-JRT-0800 | Pump, Treated Water | FCL-TRW-P-0800 | Pump, Treated Water | Relay,Protective | Pump |  | JRT
14014 | FCL-TRW-P-0100 | Pump, Treated Water | FCL-ELS-BUS-00B1 | Switchgear,Indoor,High Lift Bldg - Switchgear Room,4.16 kV Line 1 | Pump,Centrifugal | Pump |  | P
14016 | FCL-TRW-P-0200 | Pump, Treated Water | FCL-TRW-2 | Treated Water Pumping | Pump,Centrifugal | Pump |  | P
14017 | FCL-TRW-P-0300 | Pump, Treated Water | FCL-ELS-BUS-00B2 | Switchgear,Indoor,High Lift Bldg - Switchgear Room,4.16 kV Line 2 | Pump,Centrifugal | Pump |  | P
14018 | FCL-TRW-P-0500 | Pump, Treated Water | FCL-ELS-BUS-00B1 | Switchgear,Indoor,High Lift Bldg - Switchgear Room,4.16 kV Line 1 | Pump,Centrifugal | Pump |  | P
14019 | FCL-TRW-P-0600 | Pump, Treated Water | FCL-TRW-2 | Treated Water Pumping | Pump,Centrifugal | Pump |  | P
14020 | FCL-TRW-P-0700 | Pump, Treated Water | FCL-ELS-BUS-00B2 | Switchgear,Indoor,High Lift Bldg - Switchgear Room,4.16 kV Line 2 | Pump,Centrifugal | Pump |  | P
14021 | FCL-TRW-P-0900 | Pump, Treated Water | FCL-TRW-2 | Treated Water Pumping | Pump,Centrifugal | Pump |  | P
60265 | FCL-TRW-JRT-0500 | Pump, Treated Water | FCL-ELS-BUS-00B1 | Switchgear,Indoor,High Lift Bldg - Switchgear Room,4.16 kV Line 1 | Relay,Protective | Pump |  | JRT
60266 | FCL-TRW-JRT-0500 | Pump, Treated Water | FCL-TRW-2 | Treated Water Pumping | Relay,Protective | Pump |  | JRT
60267 | FCL-TRW-JRT-0500 | Pump, Treated Water | FCL-TRW-M-0500 | Motor, Pump 0500, Treated Water Pumping Station | Relay,Protective | Pump |  | JRT
60268 | FCL-TRW-JRT-0500 | Pump, Treated Water | FCL-TRW-P-0500 | Pump, Treated Water | Relay,Protective | Pump |  | JRT
60375 | FCL-TRW-P-0100 | Pump, Treated Water | FCL-TRW-2 | Treated Water Pumping | Pump,Centrifugal | Pump |  | P
60376 | FCL-TRW-P-0200 | Pump, Treated Water | FCL-ELS-BUS-00B2 | Switchgear,Indoor,High Lift Bldg - Switchgear Room,4.16 kV Line 2 | Pump,Centrifugal | Pump |  | P
60378 | FCL-TRW-P-0300 | Pump, Treated Water | FCL-TRW-2 | Treated Water Pumping | Pump,Centrifugal | Pump |  | P
60379 | FCL-TRW-P-0500 | Pump, Treated Water | FCL-TRW-2 | Treated Water Pumping | Pump,Centrifugal | Pump |  | P
60380 | FCL-TRW-P-0600 | Pump, Treated Water | FCL-ELS-BUS-00B2 | Switchgear,Indoor,High Lift Bldg - Switchgear Room,4.16 kV Line 2 | Pump,Centrifugal | Pump |  | P
60381 | FCL-TRW-P-0700 | Pump, Treated Water | FCL-TRW-2 | Treated Water Pumping | Pump,Centrifugal | Pump |  | P
60382 | FCL-TRW-P-0800 | Pump, Treated Water | FCL-ELS-BUS-00B1 | Switchgear,Indoor,High Lift Bldg - Switchgear Room,4.16 kV Line 1 | Pump,Centrifugal | Pump |  | P
60383 | FCL-TRW-P-0800 | Pump, Treated Water | FCL-TRW-2 | Treated Water Pumping | Pump,Centrifugal | Pump |  | P
60384 | FCL-TRW-P-0900 | Pump, Treated Water | FCL-ELS-BUS-00B1 | Switchgear,Indoor,High Lift Bldg - Switchgear Room,4.16 kV Line 1 | Pump,Centrifugal | Pump |  | P
60385 | FCL-TRW-P-1000 | Pump, Treated Water | FCL-ELS-BUS-00B2 | Switchgear,Indoor,High Lift Bldg - Switchgear Room,4.16 kV Line 2 | Pump,Centrifugal | Pump |  | P
60386 | FCL-TRW-P-1000 | Pump, Treated Water | FCL-TRW-2 | Treated Water Pumping | Pump,Centrifugal | Pump |  | P
95479 | FHO-TRW-P-0101A | Pump, TRW Output Sampling, Treated Water Building, S5, Valve Chamber Hall | FHO TRW OUTPUT | Treated Water Output Sampling | Pump,Centrifugal | Pump |  | P
95480 | FHO-TRW-P-0101A | Pump, TRW Output Sampling, Treated Water Building, S5, Valve Chamber Hall | FHO-TRW-P-0101A-KQ | Treated Water Output Sampling | Pump,Centrifugal | Pump |  | P
95482 | FHO-TRW-P-0101B | Pump, TRW Output Sampling, Treated Water Building, S5, Valve Chamber Hall | FHO TRW OUTPUT | Treated Water Output Sampling | Pump,Centrifugal | Pump |  | P
95483 | FHO-TRW-P-0101B | Pump, TRW Output Sampling, Treated Water Building, S5, Valve Chamber Hall | FHO-TRW-P-0101B-KQ | Treated Water Output Sampling | Pump,Centrifugal | Pump |  | P
95490 | FHO-TRW-P-0400-OLD | Pump, TRW Pump 0400 | FHO TRW PUMPING | Treated Water Pumping | Pump,Centrifugal | Pump | 35415 | P
95491 | FHO-TRW-P-0400-OLD | Pump, TRW Pump 0400 | FHO-TRW-P-0400-KQ | TRW Pump Unit 4 | Pump,Centrifugal | Pump | 35415 | P
27060 | FHO-TRW-P-1200 | Pump, TRW Pump 12 | FHO-TRW-P-1200-KQ | TRW Pump Unit 12 | Pump,Centrifugal | Pump | 34285 | P
95498 | FHO-TRW-P-1200 | Pump, TRW Pump 12 | FHO TRW PUMPING | Treated Water Pumping | Pump,Centrifugal | Pump | 34285 | P
27049 | FHO-TRW-P-0600A-SU | Pump, TRW Pump 6 (Future) | FHO TRW PUMPING | Treated Water Pumping | Pump,Centrifugal | Pump | 33175 | P
27050 | FHO-TRW-P-0600A-SU | Pump, TRW Pump 6 (Future) | FHO-OBSOLETE | Removed From Service | Pump,Centrifugal | Pump | 33175 | P
27054 | FHO-TRW-P-0900 SUSP | Pump, TRW Pump 9 | FHO-TRW-P-0900-KQ | TRW Pump Unit 9 | Pump,Centrifugal | Pump | 34284 | P
95494 | FHO-TRW-P-0900 SUSP | Pump, TRW Pump 9 | FHO TRW PUMPING | Treated Water Pumping | Pump,Centrifugal | Pump | 34284 | P
107550 | TAB-ACC-P-2111 | Pump, Tunnel H Glycol Pumps | TAB-ACC-HE-2100S | Heat Exchanger, Glycol Heat Exchanger | Pump,Centrifugal | Pump |  | P
107551 | TAB-ACC-P-2112 | Pump, Tunnel H Glycol Pumps | TAB-ACC-HE-2100S | Heat Exchanger, Glycol Heat Exchanger | Pump,Centrifugal | Pump |  | P
56973 | TAB-THK-P-2101 | Pump, TWAS Transfer | TAB-THK-P-TWAS | Floatation - Thickened Waste Activated Sludge Pumps | Pump,Progressive Cavity | Pump |  | P
56974 | TAB-THK-P-2102 | Pump, TWAS Transfer | TAB-THK-P-TWAS | Floatation - Thickened Waste Activated Sludge Pumps | Pump,Progressive Cavity | Pump |  | P
56977 | TAB-THK-P-2402 | Pump, TWAS Transfer | TAB-THK-P-TWAS | Floatation - Thickened Waste Activated Sludge Pumps | Pump,Progressive Cavity | Pump |  | P
56978 | TAB-THK-P-2501 | Pump, TWAS Transfer | TAB-SUSPENDED ENTITY | Suspended entities | Pump,Progressive Cavity | Pump |  | P
56979 | TAB-THK-P-2501 | Pump, TWAS Transfer | TAB-THK-P-TWAS | Floatation - Thickened Waste Activated Sludge Pumps | Pump,Progressive Cavity | Pump |  | P
119781 | TAB-THK-P-2202 | Pump, TWAS Transfer | TAB-THK-P-TWAS | Floatation - Thickened Waste Activated Sludge Pumps | Pump,Progressive Cavity | Pump |  | P
119782 | TAB-THK-P-2301 | Pump, TWAS Transfer | TAB-THK-P-TWAS | Floatation - Thickened Waste Activated Sludge Pumps | Pump,Progressive Cavity | Pump |  | P
119783 | TAB-THK-P-2302 | Pump, TWAS Transfer | TAB-THK-P-TWAS | Floatation - Thickened Waste Activated Sludge Pumps | Pump,Progressive Cavity | Pump |  | P
115197 | TAB-PLT-P-0261 | Pump, Unwatering, Grit Tanks 13 - 16 | TAB-PLT-T-D | D Building - Grit Tanks & Hoppers 13 - 16 | Pump,Centrifugal | Pump |  | P
115198 | TAB-PLT-P-0262 | Pump, Unwatering, Grit Tanks 13 - 16 | TAB-PLT-T-D | D Building - Grit Tanks & Hoppers 13 - 16 | Pump | Pump |  | P
90923 | YX2411A | Pump, Unwatering, Primary Tanks 1-2 | TAB-PRM-P-SUMP | P Bldg & Old PS Buildings, Primary Treatment Sump and Unwatering Pumps | Pump,Centrifugal,single-Stage | Pump
148296 | YX2412A | Pump, Unwatering, Primary Tanls 3-4 | TAB-PRM-P-SUMP | P Bldg & Old PS Buildings, Primary Treatment Sump and Unwatering Pumps | Pump,Centrifugal,single-Stage | Pump
88422 | WTR-PRH-P-0003 | Pump, UREA Transfer,Basement Fault Vault Room | WTR-PRH-ELS | Electrical System | Pump,Gear | Pump |  | P
88423 | WTR-PRH-P-0004 | Pump, UREA Transfer,Basement Fault Vault Room | WTR-PRH-ELS | Electrical System | Pump,Gear | Pump |  | P
87966 | WTR-PMI-P-1400 | Pump, Vacuum | WTR-PMI-P | Pumping |  | Pump |  | P
87967 | WTR-PMI-P-1500 | Pump, Vacuum | WTR-PMI-C-0801 | Compressor, Centrifugal, Vacuum System, NorthWest Lower Level Gallery, New Building |  | Pump |  | P
89063 | WTR-PSC-P-0501 | Pump, Vacuum | WTR-PSC-C-0001 | Vacuum, Pump System, Vacuum Pump | Pump,Centrifugal,Vacuum | Pump |  | P
89064 | WTR-PSC-P-0502 | Pump, Vacuum | WTR-PSC-C-0001 | Vacuum, Pump System, Vacuum Pump | Pump,Centrifugal,Vacuum | Pump |  | P
145940 | WTR-PMI-P-1400 | Pump, Vacuum | WTR-PMI-C-0801 | Compressor, Centrifugal, Vacuum System, NorthWest Lower Level Gallery, New Building |  | Pump |  | P
145941 | WTR-PMI-P-1500 | Pump, Vacuum | WTR-PMI-P | Pumping |  | Pump |  | P
146456 | WTR-PRV-C-0701 | Pump, Vacuum | WTR-PRV-C-0700 | Compressor,Vacuum,Pump Vacuum System | Pump,Centrifugal,Vacuum | Pump |  | C
146457 | WTR-PRV-C-0702 | Pump, Vacuum | WTR-PRV-C-0700 | Compressor,Vacuum,Pump Vacuum System | Pump,Centrifugal,Vacuum | Pump |  | C
137920 | THR-PLT-P-3560 | Pump, Vacuum, Portable | THR-PLT-DRN | Preliminary Treatment, Drain & Sump Pump | Pump,Centrifugal,Vacuum | Pump |  | P
66736 | THC-PRM-P-0920 | Pump, Vane, Oil Tank 0910 | THC-PRM-T-0910 | Oil Tank, Hydraulic Power System for Sludge Bottom Scraper Mechanism, Primary Clarifier 0900, SW Plant |  | Pump |  | P
66737 | THC-PRM-P-0930 | Pump, Vane, Oil Tank 0910 | THC-PRM-T-0910 | Oil Tank, Hydraulic Power System for Sludge Bottom Scraper Mechanism, Primary Clarifier 0900, SW Plant |  | Pump |  | P
128070 | THC-PRM-P-1020 | Pump, Vane, Oil Tank 1010 | THC-PRM-T-1010 | Tank, Hydraulic Power System for Sludge Bottom Scraper Mechanism, Tank 1000, Primary Clarifier | Pump | Pump |  | P
128071 | THC-PRM-P-1030 | Pump, Vane, Oil Tank 1010 | THC-PRM-T-1010 | Tank, Hydraulic Power System for Sludge Bottom Scraper Mechanism, Tank 1000, Primary Clarifier | Pump | Pump |  | P
128075 | THC-PRM-P-1120 | Pump, Vane, Oil Tank 1110 | THC-PRM-T-1110 | Oil Tank, Hydraulic Power System for Sludge Bottom Scraper Mechanism, Primary Clarifier 1100, NW Plant | Pump | Pump |  | P
128076 | THC-PRM-P-1130 | Pump, Vane, Oil Tank 1110 | THC-PRM-T-1110 | Oil Tank, Hydraulic Power System for Sludge Bottom Scraper Mechanism, Primary Clarifier 1100, NW Plant | Pump | Pump |  | P
128080 | THC-PRM-P-1220 | Pump, Vane, Oil Tank 1210, Primary Clarifier 12 | THC-PRM-T-1210 | Oil Tank, Hydraulic Power System for Sludge Bottom Scraper Mechanism, Primary Clarifier 1200, NW Plant | Pump | Pump |  | P
128081 | THC-PRM-P-1230 | Pump, Vane, Oil Tank 1210, Primary Clarifier 12 | THC-PRM-T-1210 | Oil Tank, Hydraulic Power System for Sludge Bottom Scraper Mechanism, Primary Clarifier 1200, NW Plant | Pump | Pump |  | P
41239 | TAB-ACC-P-2080 | Pump, Vertical In-Line, Hot Water/Glycol Recirculating, New Dewatering Area | TAB-ACC-HE-1040 | Heat Exchanger, Hot Water/Glycol Heating System, New Screen Room | Pump | Pump |  | P
107549 | TAB-ACC-P-2070 | Pump, Vertical In-Line, Hot Water/Glycol Recirculating, New Dewatering Area | TAB-ACC-HE-1040 | Heat Exchanger, Hot Water/Glycol Heating System, New Screen Room | Pump | Pump |  | P
41224 | TAB-ACC-P-1070 | Pump, Vertical In-Line, Hot Water/Glycol Recirculating, Old Screen Room | TAB-ACC-HE-1021 | Heat Exchanger, Hot Water/Glycol Heating System, Old Screen Room | Pump,Centrifugal | Pump |  | P
41225 | TAB-ACC-P-1080 | Pump, Vertical In-Line, Hot Water/Glycol Recirculating, Old Screen Room | TAB-ACC-HE-1021 | Heat Exchanger, Hot Water/Glycol Heating System, Old Screen Room | Pump,Centrifugal | Pump |  | P
105877 | SWM-PET-P-0100 | Pump, Vertical turbine | SWM-PET | Eglinton - Bellamy Storm Pumping Station |  | Pump |  | P
105878 | SWM-PET-P-0200 | Pump, Vertical turbine | SWM-PET | Eglinton - Bellamy Storm Pumping Station |  | Pump |  | P
56223 | TAB-STR-P-3111 | Pump, WAS | TAB-STR-P-WAS | Aeration Gallery - Waste Activated Sludge Pumps | Pump,Centrifugal | Pump |  | P
56224 | TAB-STR-P-3113 | Pump, WAS | TAB-STR-P-WAS | Aeration Gallery - Waste Activated Sludge Pumps | Pump,Centrifugal | Pump |  | P
56226 | TAB-STR-P-3212 | Pump, WAS | TAB-STR-P-WAS | Aeration Gallery - Waste Activated Sludge Pumps | Pump,Centrifugal | Pump |  | P
56227 | TAB-STR-P-3213 | Pump, WAS | TAB-STR-P-WAS | Aeration Gallery - Waste Activated Sludge Pumps | Pump,Centrifugal | Pump |  | P
56228 | TAB-STR-P-3214 | Pump, WAS | TAB-STR-P-WAS | Aeration Gallery - Waste Activated Sludge Pumps | Pump,Centrifugal | Pump |  | P
56230 | TAB-STR-P-3312 | Pump, WAS | TAB-STR-P-WAS | Aeration Gallery - Waste Activated Sludge Pumps | Pump,Centrifugal | Pump |  | P
56231 | TAB-STR-P-3313 | Pump, WAS | TAB-STR-P-WAS | Aeration Gallery - Waste Activated Sludge Pumps | Pump,Centrifugal | Pump |  | P
56232 | TAB-STR-P-3314 | Pump, WAS | TAB-STR-P-WAS | Aeration Gallery - Waste Activated Sludge Pumps | Pump,Centrifugal | Pump |  | P
56236 | TAB-STR-P-3411 | Pump, WAS | TAB-STR-P-WAS | Aeration Gallery - Waste Activated Sludge Pumps | Pump,Centrifugal | Pump |  | P
56237 | TAB-STR-P-3412 | Pump, WAS | TAB-STR-P-WAS | Aeration Gallery - Waste Activated Sludge Pumps | Pump,Centrifugal | Pump |  | P
56238 | TAB-STR-P-3413 | Pump, WAS | TAB-STR-P-WAS | Aeration Gallery - Waste Activated Sludge Pumps | Pump,Centrifugal | Pump |  | P
56239 | TAB-STR-P-3414 | Pump, WAS | TAB-STR-P-WAS | Aeration Gallery - Waste Activated Sludge Pumps | Pump,Centrifugal | Pump |  | P
56242 | TAB-STR-P-3513 | Pump, WAS | TAB-STR-P-WAS | Aeration Gallery - Waste Activated Sludge Pumps | Pump,Centrifugal | Pump |  | P
56243 | TAB-STR-P-3514 | Pump, WAS | TAB-STR-P-WAS | Aeration Gallery - Waste Activated Sludge Pumps | Pump,Centrifugal | Pump |  | P
56249 | TAB-STR-P-3611 | Pump, WAS | TAB-STR-P-WAS | Aeration Gallery - Waste Activated Sludge Pumps | Pump,Centrifugal | Pump |  | P
56250 | TAB-STR-P-3612 | Pump, WAS | TAB-STR-P-WAS | Aeration Gallery - Waste Activated Sludge Pumps | Pump,Centrifugal | Pump |  | P
119235 | TAB-STR-P-3112 | Pump, WAS | TAB-STR-P-WAS | Aeration Gallery - Waste Activated Sludge Pumps | Pump,Centrifugal | Pump |  | P
119236 | TAB-STR-P-3114 | Pump, WAS | TAB-STR-P-WAS | Aeration Gallery - Waste Activated Sludge Pumps | Pump,Centrifugal | Pump |  | P
119239 | TAB-STR-P-3211 | Pump, WAS | TAB-STR-P-WAS | Aeration Gallery - Waste Activated Sludge Pumps | Pump,Centrifugal | Pump |  | P
119242 | TAB-STR-P-3311 | Pump, WAS | TAB-STR-P-WAS | Aeration Gallery - Waste Activated Sludge Pumps | Pump,Centrifugal | Pump |  | P
119244 | TAB-STR-P-3511 | Pump, WAS | TAB-STR-P-WAS | Aeration Gallery - Waste Activated Sludge Pumps | Pump,Centrifugal | Pump |  | P
119245 | TAB-STR-P-3512 | Pump, WAS | TAB-STR-P-WAS | Aeration Gallery - Waste Activated Sludge Pumps | Pump,Centrifugal | Pump |  | P
54015 | TAB-PWA-P-5152 | Pump, Waste Wash Water Sump | TAB-PWA-P | Plant Water - Sump Pumps | Pump,Submersible | Pump |  | P
54016 | TAB-PWA-P-5153 | Pump, Waste Wash Water Sump | TAB-PWA-P | Plant Water - Sump Pumps | Pump,Submersible | Pump |  | P
117148 | TAB-PWA-P-5150 | Pump, Waste Wash Water Sump | TAB-PWA-P | Plant Water - Sump Pumps | Pump,Submersible | Pump |  | P
117149 | TAB-PWA-P-5151 | Pump, Waste Wash Water Sump | TAB-PWA-P | Plant Water - Sump Pumps | Pump,Submersible | Pump |  | P
147950 | WX2003A | Pump, Wastewater Sump, 604A | TAB-WA4-P-0001 | WA4 Sump Pumps | Pump,Non Positive Displacement,Submersible | Pump
147951 | WX2004A | Pump, Wastewater Sump, 604B | TAB-WA4-P-0001 | WA4 Sump Pumps | Pump,Non Positive Displacement,Submersible | Pump
99064 | FPP-WW-P-0105 | Pump, Watste Tank | FHA-FPP | Harris Filtration Pilot Plant | Pump,Centrifugal | Pump |  | P
99065 | FPP-WW-P-0106 | Pump, Watste Tank | FHA-FPP | Harris Filtration Pilot Plant | Pump,Centrifugal | Pump |  | P
94109 | FHO-POL-P-0901 | Pump, WW Polymer Feed, S4, Clarifier Building Basement (Tunnel) | FHO-WWW | Residue Management / Waste Water System | Pump,Positive Displacement,Progressive Cavity | Pump |  | P
94110 | FHO-POL-P-0901 | Pump, WW Polymer Feed, S4, Clarifier Building Basement (Tunnel) | FHO-WWW-P-0901-KQ | WW Polymer Pump System | Pump,Positive Displacement,Progressive Cavity | Pump |  | P
148200 | YTF-CW-P-7101 | Pump, YTF-CW-HU-7101, City Water | YTF-CW | City Water | Pump | Pump |  | P
148201 | YTF-CW-P-7201 | Pump, YTF-CW-HU-7201, City Water | YTF-CW | City Water | Pump | Pump |  | P
148202 | YTF-CW-P-7301 | Pump, YTF-CW-HU-7301, City Water | YTF-CW | City Water | Pump | Pump |  | P
90709 | YTF-CW-P-7701 | Pump, YTF-CW-HU-7401, City Water | YTF-CW | City Water | Pump | Pump |  | P
148203 | YTF-CW-P-7401 | Pump, YTF-CW-HU-7501, City Water | YTF-CW | City Water | Pump | Pump |  | P
148204 | YTF-CW-P-7501 | Pump, YTF-CW-HU-7601, City Water | YTF-CW | City Water | Pump | Pump |  | P
90708 | YTF-CW-P-7601 | Pump, YTF-CW-HU-7701, City Water | YTF-CW | City Water | Pump | Pump |  | P
25284 | FHO-RW-P-1501 | Pump, Zebra Mussel Control Sample, Off-Shore, S10, Raw Water P.S, Basement | FHO RAW H2O | Raw water Sampling | Pump,Centrifugal | Pump |  | P
25285 | FHO-RW-P-1501 | Pump, Zebra Mussel Control Sample, Off-Shore, S10, Raw Water P.S, Basement | FHO-RW-P-1501-KQ | Zebra Mussel Control Sample Pump Unit 1 | Pump,Centrifugal | Pump |  | P
25286 | FHO-RW-P-1601 | Pump, Zebra Mussel Control Sample, Off-Shore, S10, Raw Water P.S, Basement | FHO-RW-P-1601-KQ | Zebra Mussel Control Sample Pump Unit 2 | Pump,Centrifugal | Pump |  | P
94284 | FHO-RW-P-1601 | Pump, Zebra Mussel Control Sample, Off-Shore, S10, Raw Water P.S, Basement | FHO RAW H2O | Raw water Sampling | Pump,Centrifugal | Pump |  | P
78180 | THR-PLT-P | Pump,, Preliminary Treatment | THR-PLT | Preliminary Treatment | Pump,Submersible | Pump
78181 | THR-PLT-P | Pump,, Preliminary Treatment | THR-PLT-HH | Preliminary Treatment, Head House | Pump,Submersible | Pump
78543 | THR-PRM-P | Pump,, Primary Treatment | THR-PLT | Preliminary Treatment | Pump,Submersible | Pump
138268 | THR-PRM-P | Pump,, Primary Treatment | THR-PRM | Primary Treatment | Pump,Submersible | Pump
101690 | KX2095A | Pump,,Booster, City Water | TAB-DOM-HOTWTR | Domestic Water Systems, Floatation | Pump | Pump
88635 | WTR-PRV-P-0300 | Pump,Centrifugal | WTR-PRV-P | Pumping | Pump,Centrifugal | Pump |  | P
88636 | WTR-PRV-P-0500 | Pump,Centrifugal | WTR-PRV-P | Pumping | Pump,Centrifugal | Pump |  | P
88637 | WTR-PRV-P-0600 | Pump,Centrifugal | WTR-PRV-P | Pumping | Pump,Centrifugal | Pump |  | P
146536 | WTR-PRV-P-0100 | Pump,Centrifugal | WTR-PRV-P | Pumping | Pump,Centrifugal | Pump |  | P
146537 | WTR-PRV-P-0200 | Pump,Centrifugal | WTR-PRV-P | Pumping | Pump,Centrifugal | Pump |  | P
58952 | THC-ACC-P-6870 | Pump,Centrifugal, Glycol, Tunnel T12 | THC-PRS-BLDG | Phosphorous removal system, Building and Storage |  | Pump |  | P
58953 | THC-ACC-P-6880 | Pump,Centrifugal, Glycol, Tunnel T12 | THC-PRS-BLDG | Phosphorous removal system, Building and Storage |  | Pump |  | P
58951 | THC-ACC-P-6841 | Pump,Centrifugal, Hot Water, Recirulating, Tunnel T12 | THC-PRS-BLDG | Phosphorous removal system, Building and Storage |  | Pump |  | P
121558 | THC-ACC-P-6850 | Pump,Centrifugal, Hot Water, Tunnel T12 | THC-PRS-BLDG | Phosphorous removal system, Building and Storage |  | Pump |  | P
121559 | THC-ACC-P-6860 | Pump,Centrifugal, Hot Water, Tunnel T12 | THC-PRS-BLDG | Phosphorous removal system, Building and Storage |  | Pump |  | P
117752 | TAB-RSP-P-1120 | Pump,Centrifugal, M.T.I. Tank 1100 Unwatering | TAB-RSP-T-1100 | Tank,Inf,Mid Toronto Interceptor (MTI) | Pump,Centrifugal | Pump |  | P
41231 | TAB-ACC-P-1401 | Pump,Centrifugal, Secondary Hot Water Circulating | TAB-ACC-1400 | Heating, Z Bldg - | Pump,Centrifugal | Pump |  | P
107534 | TAB-ACC-P-1410 | Pump,Centrifugal, Secondary Hot Water Circulating | TAB-ACC-1400 | Heating, Z Bldg - | Pump,Centrifugal | Pump |  | P
107535 | TAB-ACC-P-1440 | Pump,Centrifugal, Tertiary Glycol Circulating | TAB-ACC-1400 | Heating, Z Bldg - | Pump,Rotary Vane | Pump |  | P
107536 | TAB-ACC-P-1450 | Pump,Centrifugal, Tertiary Glycol Circulating | TAB-ACC-1400 | Heating, Z Bldg - | Pump,Rotary Vane | Pump |  | P
45903 | TAB-DIG-P-1374 | Pump,Centrifugal, Transfer,Digester Basement | TAB-DIG-T-13-16 | Digester Tanks 13-16 | Pump,Centrifugal | Pump |  | P
111296 | TAB-DIG-P-1373 | Pump,Centrifugal, Transfer,Digester Basement | TAB-DIG-T-13-16 | Digester Tanks 13-16 | Pump,Centrifugal | Pump |  | P
111297 | TAB-DIG-P-1373 | Pump,Centrifugal, Transfer,Digester Basement | TAB-DIG-T-1300 | Digestion Tank 13 | Pump,Centrifugal | Pump |  | P
111298 | TAB-DIG-P-1374 | Pump,Centrifugal, Transfer,Digester Basement | TAB-DIG-T-1300 | Digestion Tank 13 | Pump,Centrifugal | Pump |  | P
60966 | THC-DEW-P-5240 | Pump,Centrifugal,Blended Sludge Mixing and Recirc.,Sludge Blending Tanks 0700&0800,Solid Treatment | THC-DEW-T-0700 | Tank,South Sludge Blending,Solid Treatment | Pump,Centrifugal | Pump |  | P
60967 | THC-DEW-P-5240 | Pump,Centrifugal,Blended Sludge Mixing and Recirc.,Sludge Blending Tanks 0700&0800,Solid Treatment | THC-DEW-T-0800 | Tank,North Sludge Blending,Solid Treatment | Pump,Centrifugal | Pump |  | P
123297 | THC-DEW-P-5200 | Pump,Centrifugal,Blended Sludge Mixing and Recirc.,Sludge Blending Tanks 0700&0800,Solid Treatment | THC-DEW-T-0700 | Tank,South Sludge Blending,Solid Treatment | Pump,Centrifugal | Pump |  | P
123298 | THC-DEW-P-5200 | Pump,Centrifugal,Blended Sludge Mixing and Recirc.,Sludge Blending Tanks 0700&0800,Solid Treatment | THC-DEW-T-0800 | Tank,North Sludge Blending,Solid Treatment | Pump,Centrifugal | Pump |  | P
123299 | THC-DEW-P-5220 | Pump,Centrifugal,Blended Sludge Mixing and Recirc.,Sludge Blending Tanks 0700&0800,Solid Treatment | THC-DEW-T-0700 | Tank,South Sludge Blending,Solid Treatment | Pump,Centrifugal | Pump |  | P
123300 | THC-DEW-P-5220 | Pump,Centrifugal,Blended Sludge Mixing and Recirc.,Sludge Blending Tanks 0700&0800,Solid Treatment | THC-DEW-T-0800 | Tank,North Sludge Blending,Solid Treatment | Pump,Centrifugal | Pump |  | P
60968 | THC-DEW-P-5400 | Pump,Centrifugal,Blended Sludge,Feed,Centrifuge 1100&1200,Solid Treatment | THC-DEW-BLEND | Sludge Blending System | Pump,Non Positive Displacement,Disc Type | Pump |  | P
60969 | THC-DEW-P-5420 | Pump,Centrifugal,Blended Sludge,Feed,Centrifuge 1100&1200,Solid Treatment | THC-DEW-BLEND | Sludge Blending System | Pump,Non Positive Displacement,Disc Type | Pump |  | P
60970 | THC-DEW-P-5420 | Pump,Centrifugal,Blended Sludge,Feed,Centrifuge 1100&1200,Solid Treatment | THC-DEW-CF | Sludge Dewatering, Centrifuge CF-1100/1200/1300/1400/1500 | Pump,Non Positive Displacement,Disc Type | Pump |  | P
60971 | THC-DEW-P-5420 | Pump,Centrifugal,Blended Sludge,Feed,Centrifuge 1100&1200,Solid Treatment | THC-DEW-CF-1100 | Centrifuge,Dewatering,BLS/PYS - Solid Treatment,Incinerator Building | Pump,Non Positive Displacement,Disc Type | Pump |  | P
60972 | THC-DEW-P-5440 | Pump,Centrifugal,Blended Sludge,Feed,Centrifuge 1100&1200,Solid Treatment | THC-DEW-BLEND | Sludge Blending System | Pump,Non Positive Displacement,Disc Type | Pump |  | P
60973 | THC-DEW-P-5440 | Pump,Centrifugal,Blended Sludge,Feed,Centrifuge 1100&1200,Solid Treatment | THC-DEW-CF-1100 | Centrifuge,Dewatering,BLS/PYS - Solid Treatment,Incinerator Building | Pump,Non Positive Displacement,Disc Type | Pump |  | P
123301 | THC-DEW-P-5400 | Pump,Centrifugal,Blended Sludge,Feed,Centrifuge 1100&1200,Solid Treatment | THC-DEW-CF | Sludge Dewatering, Centrifuge CF-1100/1200/1300/1400/1500 | Pump,Non Positive Displacement,Disc Type | Pump |  | P
123302 | THC-DEW-P-5400 | Pump,Centrifugal,Blended Sludge,Feed,Centrifuge 1100&1200,Solid Treatment | THC-DEW-CF-1100 | Centrifuge,Dewatering,BLS/PYS - Solid Treatment,Incinerator Building | Pump,Non Positive Displacement,Disc Type | Pump |  | P
123303 | THC-DEW-P-5440 | Pump,Centrifugal,Blended Sludge,Feed,Centrifuge 1100&1200,Solid Treatment | THC-DEW-CF | Sludge Dewatering, Centrifuge CF-1100/1200/1300/1400/1500 | Pump,Non Positive Displacement,Disc Type | Pump |  | P
60974 | THC-DEW-P-5600 | Pump,Centrifugal,Blended Sludge,Feed,Centrifuge 1300&1400,Solid Treatment | THC-DEW-CF | Sludge Dewatering, Centrifuge CF-1100/1200/1300/1400/1500 | Pump,Centrifugal | Pump |  | P
60975 | THC-DEW-P-5600 | Pump,Centrifugal,Blended Sludge,Feed,Centrifuge 1300&1400,Solid Treatment | THC-DEW-CF-1300 | Centrifuge,Dewatering,BLS/PYS - Solid Treatment,Incinerator Building | Pump,Centrifugal | Pump |  | P
60976 | THC-DEW-P-5600 | Pump,Centrifugal,Blended Sludge,Feed,Centrifuge 1300&1400,Solid Treatment | THC-DEW-CF-1300/1400 | Sludge Dewatering, Centrifuge CF-1300/1400 | Pump,Centrifugal | Pump |  | P
60977 | THC-DEW-P-5620 | Pump,Centrifugal,Blended Sludge,Feed,Centrifuge 1300&1400,Solid Treatment | THC-DEW-CF-1300 | Centrifuge,Dewatering,BLS/PYS - Solid Treatment,Incinerator Building | Pump,Centrifugal | Pump |  | P
60978 | THC-DEW-P-5620 | Pump,Centrifugal,Blended Sludge,Feed,Centrifuge 1300&1400,Solid Treatment | THC-DEW-CF-1300/1400 | Sludge Dewatering, Centrifuge CF-1300/1400 | Pump,Centrifugal | Pump |  | P
60979 | THC-DEW-P-5640 | Pump,Centrifugal,Blended Sludge,Feed,Centrifuge 1300&1400,Solid Treatment | THC-DEW-CF | Sludge Dewatering, Centrifuge CF-1100/1200/1300/1400/1500 | Pump,Centrifugal | Pump |  | P
60980 | THC-DEW-P-5640 | Pump,Centrifugal,Blended Sludge,Feed,Centrifuge 1300&1400,Solid Treatment | THC-DEW-CF-1300 | Centrifuge,Dewatering,BLS/PYS - Solid Treatment,Incinerator Building | Pump,Centrifugal | Pump |  | P
123304 | THC-DEW-P-5600 | Pump,Centrifugal,Blended Sludge,Feed,Centrifuge 1300&1400,Solid Treatment | THC-DEW-BLEND | Sludge Blending System | Pump,Centrifugal | Pump |  | P
123305 | THC-DEW-P-5620 | Pump,Centrifugal,Blended Sludge,Feed,Centrifuge 1300&1400,Solid Treatment | THC-DEW-BLEND | Sludge Blending System | Pump,Centrifugal | Pump |  | P
123306 | THC-DEW-P-5620 | Pump,Centrifugal,Blended Sludge,Feed,Centrifuge 1300&1400,Solid Treatment | THC-DEW-CF | Sludge Dewatering, Centrifuge CF-1100/1200/1300/1400/1500 | Pump,Centrifugal | Pump |  | P
123307 | THC-DEW-P-5640 | Pump,Centrifugal,Blended Sludge,Feed,Centrifuge 1300&1400,Solid Treatment | THC-DEW-BLEND | Sludge Blending System | Pump,Centrifugal | Pump |  | P
123308 | THC-DEW-P-5640 | Pump,Centrifugal,Blended Sludge,Feed,Centrifuge 1300&1400,Solid Treatment | THC-DEW-CF-1300/1400 | Sludge Dewatering, Centrifuge CF-1300/1400 | Pump,Centrifugal | Pump |  | P
60981 | THC-DEW-P-5800 | Pump,Centrifugal,Blended Sludge,Feed,Centrifuge 1500(& future1600),Solid Treatment | THC-DEW-BLEND | Sludge Blending System | Pump,Non Positive Displacement,Disc Type | Pump |  | P
60982 | THC-DEW-P-5820 | Pump,Centrifugal,Blended Sludge,Feed,Centrifuge 1500(& future1600),Solid Treatment | THC-DEW-BLEND | Sludge Blending System | Pump,Positive Displacement,Progressive Cavity | Pump |  | P
60983 | THC-DEW-P-5820 | Pump,Centrifugal,Blended Sludge,Feed,Centrifuge 1500(& future1600),Solid Treatment | THC-DEW-CF-1500 | Centrifuge,Dewatering,BLS/PYS - Solid Treatment,Incinerator Building | Pump,Positive Displacement,Progressive Cavity | Pump |  | P
123309 | THC-DEW-P-5800 | Pump,Centrifugal,Blended Sludge,Feed,Centrifuge 1500(& future1600),Solid Treatment | THC-DEW-CF-1500 | Centrifuge,Dewatering,BLS/PYS - Solid Treatment,Incinerator Building | Pump,Non Positive Displacement,Disc Type | Pump |  | P
123310 | THC-DEW-P-5800 | Pump,Centrifugal,Blended Sludge,Feed,Centrifuge 1500(& future1600),Solid Treatment | THC-DEW-CF-1500/1600 | Sludge Dewatering, Centrifuge CF-1500/1600 | Pump,Non Positive Displacement,Disc Type | Pump |  | P
123311 | THC-DEW-P-5820 | Pump,Centrifugal,Blended Sludge,Feed,Centrifuge 1500(& future1600),Solid Treatment | THC-DEW-CF-1500/1600 | Sludge Dewatering, Centrifuge CF-1500/1600 | Pump,Positive Displacement,Progressive Cavity | Pump |  | P
58907 | THC-ACC-P-0311 | Pump,Centrifugal,Booster Pump,Lower Basement,Biosolids Building East | THC-FEQ-FSP | Sprinkler System | Pump,Centrifugal | Pump |  | P
123333 | THC-DEW-P-7570 | Pump,Centrifugal,Centrate Analyzer 7570,Solid Treatment | THC-DEW-AIT-7570 | Analyzer,Density,Sample Buffer Tanks 7510&7520,DEW Centrate Sampling,Solid Treatment |  | Pump |  | P
61006 | THC-DEW-P-7580 | Pump,Centrifugal,Centrate Analyzer 7580,Solid Treatment | THC-DEW-AIT-7580 | Analyzer,Density,Sample Buffer Tanks 7530&7540,DEW Centrate Sampling,Solid Treatment |  | Pump |  | P
123334 | THC-DEW-P-7590 | Pump,Centrifugal,Centrate Analyzer 7590,Solid Treatment | THC-DEW-AIT-7590 | Analyzer,Density,Sample Buffer Tanks 7550&7560(future),DEW Centrate Sampling,Solid Treatment |  | Pump |  | P
69027 | THC-THK-P-5090 | Pump,Centrifugal,Centrate Sampling,Thickening Building | THC-THK-TWAS | Waste Activated Sludge Thickening | Pump,Centrifugal | Pump |  | P
129690 | THC-THK-P-5090 | Pump,Centrifugal,Centrate Sampling,Thickening Building | THC-THK-AIT-5090 | Analyzer,Suspended Solids,Centrate Sampling,Thickening Build. | Pump,Centrifugal | Pump |  | P
60989 | THC-DEW-P-6640 | Pump,Centrifugal,Dewatering Centrate Return,Centrate Holding Tanks 1800 & 1900,Solid Treatment | THC-DEW-CENTRATE | Centrate System Dewatering | Pump | Pump |  | P
60990 | THC-DEW-P-6660 | Pump,Centrifugal,Dewatering Centrate Return,Centrate Holding Tanks 1800 & 1900,Solid Treatment | THC-DEW-T-1800 | Tank,Centrate,Solid Treatment | Pump | Pump |  | P
60991 | THC-DEW-P-6680 | Pump,Centrifugal,Dewatering Centrate Return,Centrate Holding Tanks 1800 & 1900,Solid Treatment | THC-DEW-CENTRATE | Centrate System Dewatering | Pump | Pump |  | P
123315 | THC-DEW-P-6640 | Pump,Centrifugal,Dewatering Centrate Return,Centrate Holding Tanks 1800 & 1900,Solid Treatment | THC-DEW-T-1800 | Tank,Centrate,Solid Treatment | Pump | Pump |  | P
123316 | THC-DEW-P-6660 | Pump,Centrifugal,Dewatering Centrate Return,Centrate Holding Tanks 1800 & 1900,Solid Treatment | THC-DEW-CENTRATE | Centrate System Dewatering | Pump | Pump |  | P
123317 | THC-DEW-P-6680 | Pump,Centrifugal,Dewatering Centrate Return,Centrate Holding Tanks 1800 & 1900,Solid Treatment | THC-DEW-T-1800 | Tank,Centrate,Solid Treatment | Pump | Pump |  | P
61874 | THC-DIG-P-5036 | Pump,Centrifugal,Digested Sludge Transfer,Building U | THC-DIG-DIGESTERS | Primary Anerobic Digesters 0400-0700 | Pump,Centrifugal | Pump |  | P
124011 | THC-DIG-P-5011 | Pump,Centrifugal,Digested Sludge Transfer,Building U | THC-DIG-DIGESTERS | Primary Anerobic Digesters 0400-0700 | Pump,Centrifugal | Pump |  | P
124012 | THC-DIG-P-5017 | Pump,Centrifugal,Digested Sludge Transfer,Building U | THC-DIG-DIGESTERS | Primary Anerobic Digesters 0400-0700 | Pump,Centrifugal | Pump |  | P
124013 | THC-DIG-P-5033 | Pump,Centrifugal,Digested Sludge Transfer,Building U | THC-DIG-DIGESTERS | Primary Anerobic Digesters 0400-0700 | Pump,Centrifugal | Pump |  | P
60235 | THC-CW-P-4102 | Pump,Centrifugal,Excess Pressure,Fire Sprinkler System,Building U | THC-FEQ-BLDG M | Fire fighting protection equipment, incinerator building | Fire Prevention,Sprinkler | Pump | 41266 | P
122811 | THC-CW-P-4102 | Pump,Centrifugal,Excess Pressure,Fire Sprinkler System,Building U | THC-FEQ-BLDG U | Fire fighting protection equipment,Building U | Fire Prevention,Sprinkler | Pump | 41266 | P
58915 | THC-ACC-P-0582 | Pump,Centrifugal,Fire Standpipe and Sprinkler,Lower Basement,Biosolids Building East | THC-SUSPENDED | Suspended entity | Pump | Pump | 35588 | P
121522 | THC-ACC-P-0582 | Pump,Centrifugal,Fire Standpipe and Sprinkler,Lower Basement,Biosolids Building East | THC-FEQ-FSP | Sprinkler System | Pump | Pump | 35588 | P
126030 | THC-FEQ-P-0582 | Pump,Centrifugal,Fire Standpipe and Sprinkler,Lower Basement,Biosolids Building East | THC-FEQ-BLDG M | Fire fighting protection equipment, incinerator building | Fire Prevention,Sprinkler | Pump | 41267 | P
58941 | THC-ACC-P-4020B | Pump,Centrifugal,Glycol Heating,Basement,Building U | THC-ACC-BLDG U | New Digesters Building HVAC | Pump,Centrifugal | Pump |  | P
121544 | THC-ACC-P-4020A | Pump,Centrifugal,Glycol Heating,Basement,Building U | THC-ACC-BLDG U | New Digesters Building HVAC | Pump,Centrifugal | Pump |  | P
58948 | THC-ACC-P-5970 | Pump,Centrifugal,Glycol,Hydronic Heating System,Disinfection Bldg | THC-ACC-BLDG G | Air Treatment Building HVAC |  | Pump |  | P
121554 | THC-ACC-P-5980 | Pump,Centrifugal,Glycol,Hydronic Heating System,Disinfection Bldg | THC-ACC-BLDG G | Air Treatment Building HVAC |  | Pump |  | P
107581 | TAB-ACC-P-5303 | Pump,Centrifugal,Heating Glycol System,Seawall Substation | TAB-ACC-5300 | Space Heating, Sea Wall Sub Station ( New Project) | Pump,Centrifugal | Pump |  | P
107582 | TAB-ACC-P-5303 | Pump,Centrifugal,Heating Glycol System,Seawall Substation | TAB-ACC-HE-5310 | Heat Exchanger, Glycol Supply,Seawall Substation | Pump,Centrifugal | Pump |  | P
107583 | TAB-ACC-P-5304 | Pump,Centrifugal,Heating Glycol System,Seawall Substation | TAB-ACC-5300 | Space Heating, Sea Wall Sub Station ( New Project) | Pump,Centrifugal | Pump |  | P
107584 | TAB-ACC-P-5304 | Pump,Centrifugal,Heating Glycol System,Seawall Substation | TAB-ACC-HE-5310 | Heat Exchanger, Glycol Supply,Seawall Substation | Pump,Centrifugal | Pump |  | P
121527 | THC-ACC-P-0822A | Pump,Centrifugal,Heating Glycol,HVAC Systems,Sludge Storage Building | THC-ACC-BLDG D | Sludge Holding Tanks Building HVAC | Pump,Centrifugal | Pump |  | P
121528 | THC-ACC-P-0822B | Pump,Centrifugal,Heating Glycol,HVAC Systems,Sludge Storage Building | THC-ACC-BLDG D | Sludge Holding Tanks Building HVAC | Pump,Centrifugal | Pump |  | P
58918 | THC-ACC-P-0742A | Pump,Centrifugal,Heating Glycol,HVAC Systems,Thickening Building | THC-ACC-BLDG J | TWAS Building, HVAC | Pump,Centrifugal | Pump |  | P
58919 | THC-ACC-P-0742B | Pump,Centrifugal,Heating Glycol,HVAC Systems,Thickening Building | THC-ACC-BLDG J | TWAS Building, HVAC | Pump,Centrifugal | Pump |  | P
41277 | TAB-ACC-P-5301 | Pump,Centrifugal,Heating Water System,Seawall Substation | TAB-ACC-5300 | Space Heating, Sea Wall Sub Station ( New Project) | Pump,Centrifugal | Pump |  | P
41278 | TAB-ACC-P-5310 | Pump,Centrifugal,Heating Water System,Seawall Substation | TAB-ACC-5300 | Space Heating, Sea Wall Sub Station ( New Project) | Pump,Centrifugal | Pump |  | P
41279 | TAB-ACC-P-5310 | Pump,Centrifugal,Heating Water System,Seawall Substation | TAB-ACC-HE-5320 | Heat Exchanger,Domestic Hot Water,Seawall Substation | Pump,Centrifugal | Pump |  | P
107578 | TAB-ACC-P-5301 | Pump,Centrifugal,Heating Water System,Seawall Substation | TAB-ACC-HE-5310 | Heat Exchanger, Glycol Supply,Seawall Substation | Pump,Centrifugal | Pump |  | P
107579 | TAB-ACC-P-5302 | Pump,Centrifugal,Heating Water System,Seawall Substation | TAB-ACC-5300 | Space Heating, Sea Wall Sub Station ( New Project) | Pump,Centrifugal | Pump |  | P
107580 | TAB-ACC-P-5302 | Pump,Centrifugal,Heating Water System,Seawall Substation | TAB-ACC-HE-5310 | Heat Exchanger, Glycol Supply,Seawall Substation | Pump,Centrifugal | Pump |  | P
58947 | THC-ACC-P-5960 | Pump,Centrifugal,Heating Water,Hydronic Heating System,Disinfection Bldg | THC-ACC-BLDG G | Air Treatment Building HVAC |  | Pump |  | P
121553 | THC-ACC-P-5950 | Pump,Centrifugal,Heating Water,Hydronic Heating System,Disinfection Bldg | THC-ACC-BLDG G | Air Treatment Building HVAC |  | Pump |  | P
121542 | THC-ACC-P-4010A | Pump,Centrifugal,Hot Water Heating,Basement,Building U | THC-ACC-BLDG U | New Digesters Building HVAC | Pump,Centrifugal | Pump |  | P
121543 | THC-ACC-P-4010B | Pump,Centrifugal,Hot Water Heating,Basement,Building U | THC-ACC-BLDG U | New Digesters Building HVAC | Pump,Centrifugal | Pump |  | P
121525 | THC-ACC-P-0821A | Pump,Centrifugal,Hot Water,HVAC Systems,Sludge Storage Building | THC-ACC-BLDG D | Sludge Holding Tanks Building HVAC | Pump,Centrifugal | Pump |  | P
121526 | THC-ACC-P-0821B | Pump,Centrifugal,Hot Water,HVAC Systems,Sludge Storage Building | THC-ACC-BLDG D | Sludge Holding Tanks Building HVAC | Pump,Centrifugal | Pump |  | P
58916 | THC-ACC-P-0741A | Pump,Centrifugal,Hot Water,HVAC Systems,Thickening Building | THC-ACC-BLDG J | TWAS Building, HVAC | Pump,Centrifugal | Pump |  | P
58917 | THC-ACC-P-0741B | Pump,Centrifugal,Hot Water,HVAC Systems,Thickening Building | THC-ACC-BLDG J | TWAS Building, HVAC | Pump,Centrifugal | Pump |  | P
77631 | THR-OCS-P-2938 | Pump,Centrifugal,Hypochlorite to Scrubber 0552 & Scrubber 0553,Plant Services, Odour Control System | THR-OCS-P | Odour Control System, Pumps | Pump,Centrifugal | Pump |  | P
137427 | THR-OCS-P-2944 | Pump,Centrifugal,Hypochlorite to Scrubber 0552 & Scrubber 0553,Plant Services, Odour Control System | THR-OCS-P | Odour Control System, Pumps | Pump,Centrifugal | Pump |  | P
77632 | THR-OCS-P-2949 | Pump,Centrifugal,Hypochlorite to Scrubber 0554 & Scrubber 0555,Plant Services, Odour Control System | THR-OCS-P | Odour Control System, Pumps | Pump,Centrifugal | Pump |  | P
137428 | THR-OCS-P-2956 | Pump,Centrifugal,Hypochlorite to Scrubber 0554 & Scrubber 0555,Plant Services, Odour Control System | THR-OCS-P | Odour Control System, Pumps | Pump,Centrifugal | Pump |  | P
124008 | THC-DIG-P-3415 | Pump,Centrifugal,Inlet,Wet Receiver,T­3413,Priming Water,Gas High Pressure System,Building U | THC-DIG-T-3413 | Tank,Wet Gas Storage,Gas High Pressure System,Building U | Pump,Centrifugal | Pump |  | P
145073 | WTR-PJS-P-5000 | Pump,Centrifugal,Level 68 Basement,DLCW Heat Exchanger Recirculation Pump Assembly | WTR-PJS-ENW | Enwave Process | Pump,Centrifugal | Pump |  | P
88638 | WTR-PRV-P-0601 | Pump,Centrifugal,Oil Lubrication,Pump 0600 Bearings | WTR-PRV-P-0600 | Pump,Centrifugal | Pump,Centrifugal | Pump |  | P
58922 | THC-ACC-P-3023 | Pump,Centrifugal,Plant Hot Water Supply Recirc.,Boiler Building | THC-ACC-BLDG E | Boiler House, HVAC | Pump,Centrifugal | Pump |  | P
58923 | THC-ACC-P-3043 | Pump,Centrifugal,Plant Hot Water Supply Recirc.,Boiler Building | THC-ACC-BLDG E | Boiler House, HVAC | Pump,Centrifugal | Pump |  | P
121529 | THC-ACC-P-3031 | Pump,Centrifugal,Plant Hot Water Supply Recirc.,Boiler Building | THC-ACC-BLDG E | Boiler House, HVAC | Pump,Centrifugal | Pump |  | P
121530 | THC-ACC-P-3033 | Pump,Centrifugal,Plant Hot Water Supply Recirc.,Boiler Building | THC-ACC-BLDG E | Boiler House, HVAC | Pump,Centrifugal | Pump |  | P
58921 | THC-ACC-P-3013 | Pump,Centrifugal,Plant Hot Water Supply,Recirc.,Boiler Building | THC-ACC-BLDG E | Boiler House, HVAC | Pump,Centrifugal | Pump |  | P
121512 | THC-ACC-P-0051 | Pump,Centrifugal,Recirculation,Hot Water,Third Floor,Solid Treatment | THC-ACC-T-0050 | Tank,Hot Water for DEW Centrate Sampling System,Third Floor,Solid Treatment |  | Pump |  | P
65820 | THC-OCS-P-1030 | Pump,Centrifugal,Recirculation,Humidifier HU-1000,Odour Control System,Thickening Building | THC-THK-BIOFILTER | THK Biofilter System | Pump,Centrifugal | Pump |  | P
127337 | THC-OCS-P-1020 | Pump,Centrifugal,Recirculation,Humidifier HU-1000,Odour Control System,Thickening Building | THC-OCS-HU-1000 | Humidifier,Odour Control System,Thickening Building | Pump,Centrifugal | Pump |  | P
127338 | THC-OCS-P-1020 | Pump,Centrifugal,Recirculation,Humidifier HU-1000,Odour Control System,Thickening Building | THC-THK-BIOFILTER | THK Biofilter System | Pump,Centrifugal | Pump |  | P
127339 | THC-OCS-P-1030 | Pump,Centrifugal,Recirculation,Humidifier HU-1000,Odour Control System,Thickening Building | THC-OCS-HU-1000 | Humidifier,Odour Control System,Thickening Building | Pump,Centrifugal | Pump |  | P
65821 | THC-OCS-P-2020 | Pump,Centrifugal,Recirculation,Humidifier HU-2000,Odour Control System,Sludge Storage Building | THC-OCS-HU-2000 | Humidifier,Odour Control System,Sludge Storage Building | Pump,Centrifugal | Pump |  | P
127340 | THC-OCS-P-2030 | Pump,Centrifugal,Recirculation,Humidifier,Odour Control System,Sludge Storage Building | THC-OCS-HU-2000 | Humidifier,Odour Control System,Sludge Storage Building | Pump,Centrifugal | Pump |  | P
62849 | THC-DIS-P-0640 | Pump,Centrifugal,Sampling,Effluent Pump Suction,South Effluent Pump Station,Basement | THC-DIS-SIMULATION | Disinfection Simulation |  | Pump |  | P
125008 | THC-DIS-P-0620 | Pump,Centrifugal,Sampling,Effluent Pump Suction,South Effluent Pump Station,Basement | THC-DIS-SIMULATION | Disinfection Simulation |  | Pump |  | P
61873 | THC-DIG-P-4020B | Pump,Centrifugal,Sludge Heating,GlycolHot Water Heating,Building U | THC-DIG-DIGESTERS | Primary Anerobic Digesters 0400-0700 | Pump,Centrifugal | Pump |  | P
120732 | THC -DIG-P-4020A | Pump,Centrifugal,Sludge Heating,GlycolHot Water Heating,Building U | THC-DIG-DIGESTERS | Primary Anerobic Digesters 0400-0700 | Pump,Centrifugal | Pump |  | P
61877 | THC-DIG-P-5250 | Pump,Centrifugal,Sludge Heating,Hot Water Heating,Building U | THC-DIG-DIGESTERS | Primary Anerobic Digesters 0400-0700 | Pump,Centrifugal | Pump |  | P
124009 | THC-DIG-P-4010A | Pump,Centrifugal,Sludge Heating,Hot Water Heating,Building U | THC-DIG-DIGESTERS | Primary Anerobic Digesters 0400-0700 | Pump,Centrifugal | Pump |  | P
124010 | THC-DIG-P-4010B | Pump,Centrifugal,Sludge Heating,Hot Water Heating,Building U | THC-DIG-DIGESTERS | Primary Anerobic Digesters 0400-0700 | Pump,Centrifugal | Pump |  | P
123999 | THC-DIG-P-0420 | Pump,Centrifugal,Sludge Recirculation,PD-0400,Building U | THC-DIG-PD-0400 | Tank,Primary Digester,Digested Sludge,Building U | Pump,Centrifugal | Pump |  | P
61867 | THC-DIG-P-0520 | Pump,Centrifugal,Sludge Recirculation,PD-0500,Building U | THC-DIG-DIGESTERS | Primary Anerobic Digesters 0400-0700 | Pump,Centrifugal | Pump |  | P
124000 | THC-DIG-P-0520 | Pump,Centrifugal,Sludge Recirculation,PD-0500,Building U | THC-DIG-PD-0500 | Tank,Primary Digesters,Digested Sludge,Building U | Pump,Centrifugal | Pump |  | P
61868 | THC-DIG-P-0620 | Pump,Centrifugal,Sludge Recirculation,PD-0600,Building U | THC-DIG-PD-0600 | Tank,Primary Digester,Digested Sludge,Building U | Pump,Centrifugal | Pump |  | P
124002 | THC-DIG-P-0620 | Pump,Centrifugal,Sludge Recirculation,PD-0600,Building U | THC-DIG-DIGESTERS | Primary Anerobic Digesters 0400-0700 | Pump,Centrifugal | Pump |  | P
124004 | THC-DIG-P-0720 | Pump,Centrifugal,Sludge Recirculation,PD-0700,Building U | THC-DIG-DIGESTERS | Primary Anerobic Digesters 0400-0700 | Pump,Centrifugal | Pump |  | P
124005 | THC-DIG-P-0720 | Pump,Centrifugal,Sludge Recirculation,PD-0700,Building U | THC-DIG-PD-0700 | Tank,Primary Digesters,Digested Sludge,Building U | Pump,Centrifugal | Pump |  | P
127341 | THC-OCS-P-2152 | Pump,Centrifugal,Submersible,Sludge Storage Biofilter Sump | THC-DEW-BIOFILTER | DEW Biofilter System, Sludge Storage | Pump,Submersible | Pump |  | P
127342 | THC-OCS-P-2153 | Pump,Centrifugal,Submersible,Sludge Storage Biofilter Sump | THC-OCS-P-2152 | Pump,Centrifugal,Submersible,Sludge Storage Biofilter Sump | Pump,Submersible | Pump |  | P
60985 | THC-DEW-P-5992 | Pump,Centrifugal,Submersible,Sludge Storage Building Sump | THC-DEW-HOLD TANK | Dewatering-Sludge Holding Tanks | Pump,Submersible | Pump |  | P
60986 | THC-DEW-P-5993 | Pump,Centrifugal,Submersible,Sludge Storage Building Sump | THC-DEW-HOLD TANK | Dewatering-Sludge Holding Tanks | Pump,Submersible | Pump |  | P
60987 | THC-DEW-P-5993 | Pump,Centrifugal,Submersible,Sludge Storage Building Sump | THC-DEW-P-5992 | Pump,Centrifugal,Submersible,Sludge Storage Building Sump | Pump,Submersible | Pump |  | P
69035 | THC-THK-P-5983 | Pump,Centrifugal,Submersible,Thickening Building Sump | THC-THK-TWAS | Waste Activated Sludge Thickening | Pump,Submersible | Pump |  | P
129694 | THC-THK-P-5982 | Pump,Centrifugal,Submersible,Thickening Building Sump | THC-THK-TWAS | Waste Activated Sludge Thickening | Pump,Submersible | Pump |  | P
123997 | THC-DIG-P-0194 | Pump,Centrifugal,Sump,Anaerobic Filter Building | THC-GRK-SUMP PUMP | Sump Pumps, | Pump,Centrifugal | Pump |  | P
123998 | THC-DIG-P-0195 | Pump,Centrifugal,Sump,Anerobic Filter Building | THC-GRK-SUMP PUMP | Sump Pumps, | Pump,Centrifugal | Pump |  | P
64872 | THC-INC-P-0340 | Pump,Centrifugal,Sump,Basement B2,Biosolids Building West | THC-GRK-SUMP PUMP | Sump Pumps, |  | Pump |  | P
126636 | THC-INC-P-0312 | Pump,Centrifugal,Sump,Basement B2,Biosolids Building West | THC-GRK-SUMP PUMP | Sump Pumps, | Pump,Centrifugal | Pump |  | P
126639 | THC-INC-P-0330 | Pump,Centrifugal,Sump,Basement B2,Biosolids Building West | THC-GRK-SUMP PUMP | Sump Pumps, |  | Pump |  | P
64867 | THC-INC-P-0310 | Pump,Centrifugal,Sump,Biosolids Building East | THC-GRK-SUMP PUMP | Sump Pumps, | Pump,Centrifugal | Pump |  | P
64869 | THC-INC-P-0311 | Pump,Centrifugal,Sump,Biosolids Building East | THC-GRK-SUMP PUMP | Sump Pumps, | Pump,Centrifugal | Pump |  | P
61863 | THC-DIG-P-0114 | Pump,Centrifugal,Sump,Old Digesters | THC-GRK-SUMP PUMP | Sump Pumps, | Pump,Centrifugal | Pump | 35362 | P
61864 | THC-DIG-P-0114 | Pump,Centrifugal,Sump,Old Digesters | THC-SUSPENDED | Suspended entity | Pump,Centrifugal | Pump | 35362 | P
61865 | THC-DIG-P-0115 | Pump,Centrifugal,Sump,Old Digesters | THC-SUSPENDED | Suspended entity | Pump,Centrifugal | Pump | 35365 | P
123995 | THC-DIG-P-0115 | Pump,Centrifugal,Sump,Old Digesters | THC-GRK-SUMP PUMP | Sump Pumps, | Pump,Centrifugal | Pump | 35365 | P
122440 | THC-AER-P-0131 | Pump,Centrifugal,Sump,Phase 1 & Aeration Tank 3000 | THC-GRK-SUMP PUMP | Sump Pumps, | Pump,Centrifugal | Pump |  | P
122441 | THC-AER-P-0132 | Pump,Centrifugal,Sump,Phase 1 & Aeration Tank 3000 | THC-GRK-SUMP PUMP | Sump Pumps, | Pump,Centrifugal | Pump |  | P
59852 | THC-AER-P-0133 | Pump,Centrifugal,Sump,Phase 1 & Aeration Tank 3200 | THC-GRK-SUMP PUMP | Sump Pumps, | Pump,Centrifugal | Pump |  | P
59853 | THC-AER-P-0134 | Pump,Centrifugal,Sump,Phase 1 & Aeration Tank 3200 | THC-GRK-SUMP PUMP | Sump Pumps, | Pump,Centrifugal | Pump |  | P
64871 | THC-INC-P-0320 | Pump,Centrifugal,Sump,Polymer Area,Biosolids Building East | THC-GRK-SUMP PUMP | Sump Pumps, |  | Pump |  | P
126638 | THC-INC-P-0315 | Pump,Centrifugal,Sump,Polymer Area,Biosolids Building East | THC-GRK-SUMP PUMP | Sump Pumps, | Pump,Centrifugal | Pump |  | P
58913 | THC-ACC-P-0422 | Pump,Centrifugal,Supply,AHU-0440,Glycol Heating,Basement,Building U | THC-ACC-CP-0441 | Control Panel,Building UU,Hot Water/Glycol Heating,Basement,Building U | Pump,Centrifugal | Pump |  | P
58914 | THC-ACC-P-0422 | Pump,Centrifugal,Supply,AHU-0440,Glycol Heating,Basement,Building U | THC-ACC-HE-0401 | Heat Exchanger,Building UU,Hot Water Heating/Glycol Heating,Basement,Building U | Pump,Centrifugal | Pump |  | P
121520 | THC-ACC-P-0421 | Pump,Centrifugal,Supply,AHU-0440,Glycol Heating,Basement,Building U | THC-ACC-CP-0441 | Control Panel,Building UU,Hot Water/Glycol Heating,Basement,Building U | Pump,Centrifugal | Pump |  | P
121521 | THC-ACC-P-0421 | Pump,Centrifugal,Supply,AHU-0440,Glycol Heating,Basement,Building U | THC-ACC-HE-0401 | Heat Exchanger,Building UU,Hot Water Heating/Glycol Heating,Basement,Building U | Pump,Centrifugal | Pump |  | P
58909 | THC-ACC-P-0401 | Pump,Centrifugal,Supply,HE-0401,Hot Water Heating,Basement,Building U | THC-ACC-CP-0441 | Control Panel,Building UU,Hot Water/Glycol Heating,Basement,Building U | Pump,Centrifugal | Pump |  | P
58910 | THC-ACC-P-0402 | Pump,Centrifugal,Supply,HE-0401,Hot Water Heating,Basement,Building U | THC-ACC-CP-0441 | Control Panel,Building UU,Hot Water/Glycol Heating,Basement,Building U | Pump,Centrifugal | Pump |  | P
121518 | THC-ACC-P-0401 | Pump,Centrifugal,Supply,HE-0401,Hot Water Heating,Basement,Building U | THC-ACC-HE-0401 | Heat Exchanger,Building UU,Hot Water Heating/Glycol Heating,Basement,Building U | Pump,Centrifugal | Pump |  | P
121519 | THC-ACC-P-0402 | Pump,Centrifugal,Supply,HE-0401,Hot Water Heating,Basement,Building U | THC-ACC-HE-0401 | Heat Exchanger,Building UU,Hot Water Heating/Glycol Heating,Basement,Building U | Pump,Centrifugal | Pump |  | P
123996 | THC-DIG-P-0193 | Pump,Centrifugal,Tunnel Sump,Anerobic Filter Building | THC-GRK-SUMP PUMP | Sump Pumps, | Pump,Centrifugal | Pump |  | P
124007 | THC-DIG-P-2801 | Pump,Centrifugal,Tunnel Sump,Anerobic Filter Building (Temp. tag number) | THC-GRK-SUMP PUMP | Sump Pumps, | Pump,Centrifugal | Pump |  | P
69031 | THC-THK-P-5920 | Pump,Centrifugal,VFD,Centrate | THC-THK-T-5970 | Tank,Centrate | Pump,Centrifugal | Pump |  | P
69032 | THC-THK-P-5940 | Pump,Centrifugal,VFD,Centrate | THC-THK-T-5990 | Tank,Centrate | Pump,Centrifugal | Pump |  | P
69033 | THC-THK-P-5950 | Pump,Centrifugal,VFD,Centrate | THC-THK-T-5970 | Tank,Centrate | Pump,Centrifugal | Pump |  | P
69034 | THC-THK-P-5950 | Pump,Centrifugal,VFD,Centrate | THC-THK-T-5990 | Tank,Centrate | Pump,Centrifugal | Pump |  | P
129692 | THC-THK-P-5930 | Pump,Centrifugal,VFD,Centrate | THC-THK-T-5970 | Tank,Centrate | Pump,Centrifugal | Pump |  | P
129693 | THC-THK-P-5940 | Pump,Centrifugal,VFD,Centrate | THC-THK-T-5970 | Tank,Centrate | Pump,Centrifugal | Pump |  | P
69016 | THC-THK-P-0120 | Pump,Centrifugal,VFD,Sludge Feed,Thickening Centrifuge CF-0100 (CF-0200) | THC-THK-CF-0100 | Centrifuge,WAS Thickening | Pump,Centrifugal | Pump |  | P
129681 | THC-THK-P-0220 | Pump,Centrifugal,VFD,Sludge Feed,Thickening Centrifuge CF-0200 (CF-0100) | THC-THK-CF-0200 | Centrifuge,WAS Thickening | Pump,Centrifugal | Pump |  | P
69018 | THC-THK-P-0320 | Pump,Centrifugal,VFD,Sludge Feed,Thickening Centrifuge CF-0300 (CF-0400) | THC-THK-CF-0300 | Centrifuge,WAS Thickening | Pump,Centrifugal | Pump |  | P
69021 | THC-THK-P-0420 | Pump,Centrifugal,VFD,Sludge Feed,Thickening Centrifuge CF-0400 (CF-0300) | THC-THK-CF-0400 | Centrifuge,WAS Thickening | Pump,Centrifugal | Pump |  | P
69022 | THC-THK-P-0520 | Pump,Centrifugal,VFD,Sludge Feed,Thickening Centrifuge CF-0500 (CF-0600) | THC-THK-CF-0500 | Centrifuge,WAS Thickening | Pump,Centrifugal | Pump |  | P
69024 | THC-THK-P-0620 | Pump,Centrifugal,VFD,Sludge Feed,Thickening Centrifuge CF-0600 (CF-0500) | THC-THK-CF-0600 | Centrifuge,WAS Thickening | Pump,Centrifugal | Pump |  | P
60962 | THC-DEW-P-5110 | Pump,Centrifugal,VFD,Transfer,Blended Sludge,Sludge Storage Building | THC-DEW-T-0100 | Tank,Sludge Storage,Sludge Storage Building | Pump,Centrifugal | Pump |  | P
60963 | THC-DEW-P-5120 | Pump,Centrifugal,VFD,Transfer,Blended Sludge,Sludge Storage Building | THC-DEW-T-0100 | Tank,Sludge Storage,Sludge Storage Building | Pump,Centrifugal | Pump |  | P
60964 | THC-DEW-P-5140 | Pump,Centrifugal,VFD,Transfer,Blended Sludge,Sludge Storage Building | THC-DEW-T-0100 | Tank,Sludge Storage,Sludge Storage Building | Pump,Centrifugal | Pump |  | P
123294 | THC-DEW-P-5110 | Pump,Centrifugal,VFD,Transfer,Blended Sludge,Sludge Storage Building | THC-DEW-HOLD TANK | Dewatering-Sludge Holding Tanks | Pump,Centrifugal | Pump |  | P
123295 | THC-DEW-P-5120 | Pump,Centrifugal,VFD,Transfer,Blended Sludge,Sludge Storage Building | THC-DEW-HOLD TANK | Dewatering-Sludge Holding Tanks | Pump,Centrifugal | Pump |  | P
123296 | THC-DEW-P-5140 | Pump,Centrifugal,VFD,Transfer,Blended Sludge,Sludge Storage Building | THC-DEW-HOLD TANK | Dewatering-Sludge Holding Tanks | Pump,Centrifugal | Pump |  | P
126192 | THC-FT-P-5590 | Pump,Centrifugal,VFD,Transfer,Phase I WAS | THC-FT-T-0900 | Tank, Secondary Clarifier | Pump,Centrifugal | Pump |  | P
64318 | THC-FT-P-5310 | Pump,Centrifugal,VFD,WAS Transfer,Old Plant | THC-FT-OLD PLANT | Secondary Clarifiers, Old Plant | Pump,Centrifugal | Pump |  | P
64319 | THC-FT-P-5310 | Pump,Centrifugal,VFD,WAS Transfer,Old Plant | THC-FT-T-5300 | Tank,Waste Sludge Wet Well,Secondary Clarifiers 0100 - 0800,Old Plant | Pump,Centrifugal | Pump |  | P
64320 | THC-FT-P-5310 | Pump,Centrifugal,VFD,WAS Transfer,Old Plant | THC-THK-T-5000 | Tank,WAS Holding | Pump,Centrifugal | Pump |  | P
64321 | THC-FT-P-5320 | Pump,Centrifugal,VFD,WAS Transfer,Old Plant | THC-THK-T-5000 | Tank,WAS Holding | Pump,Centrifugal | Pump |  | P
126190 | THC-FT-P-5320 | Pump,Centrifugal,VFD,WAS Transfer,Old Plant | THC-FT-OLD PLANT | Secondary Clarifiers, Old Plant | Pump,Centrifugal | Pump |  | P
126191 | THC-FT-P-5320 | Pump,Centrifugal,VFD,WAS Transfer,Old Plant | THC-FT-T-5300 | Tank,Waste Sludge Wet Well,Secondary Clarifiers 0100 - 0800,Old Plant | Pump,Centrifugal | Pump |  | P
64322 | THC-FT-P-5550 | Pump,Centrifugal,VFD,WAS Transfer,Phase I | THC-FT-T-0900 | Tank, Secondary Clarifier | Pump,Centrifugal | Pump |  | P
64323 | THC-FT-P-5550 | Pump,Centrifugal,VFD,WAS Transfer,Phase I | THC-STR-RAS/WAS-I-IV | RAS/WAS, Phase I-IV | Pump,Centrifugal | Pump |  | P
64325 | THC-FT-P-5650 | Pump,Centrifugal,VFD,WAS Transfer,Phase IV | THC-STR-RAS/WAS-I-IV | RAS/WAS, Phase I-IV | Pump,Centrifugal | Pump |  | P
126193 | THC-FT-P-5650 | Pump,Centrifugal,VFD,WAS Transfer,Phase IV | THC-FT-T-1300 | Tank, Secondary Clarifier | Pump,Centrifugal | Pump |  | P
64326 | THC-FT-P-5670 | Pump,Centrifugal,VFD,WAS Transfer,Phase IV WAS | THC-FT-T-1300 | Tank, Secondary Clarifier | Pump,Centrifugal | Pump |  | P
64327 | THC-FT-P-5670 | Pump,Centrifugal,VFD,WAS Transfer,Phase IV WAS | THC-STR-RAS/WAS-I-IV | RAS/WAS, Phase I-IV | Pump,Centrifugal | Pump |  | P
38483 | NX5304 | Pump,Chemical Dosing Z Building | TAB-PWH | Primary Heating Loop | Pump,Metering | Pump
119259 | TAB-STR-P-4010S | Pump,Chiller | TAB-STR-BL-4010 | Blower #4010 | Pump | Pump |  | P
119260 | TAB-STR-P-4011S | Pump,Chiller | TAB-STR-BL-4011 | Blower #4011 | Pump | Pump |  | P
81890 | TNT-DIS-P-0800 | Pump,Chlorination Dosing | TNT-DIS-T-0600 | Tank, Sodium HypoChlorite | Pump,Metering | Pump |  | P
140897 | TNT-DIS-P-0700 | Pump,Chlorination Dosing | TNT-DIS-T-0500 | Tank, Sodium HypoChlorite | Pump,Metering | Pump |  | P
107518 | TAB-ACC-P-0212 | Pump,Circulating, City water, Admin. Domestic Hot Water, P20-2, | TAB-ACC-0200 | Domestic H.W. System 1, Admin Bldg, Item 20 | Pump | Pump |  | P
41226 | TAB-ACC-P-1200 | Pump,Circulating, Glycol, Pre-Heat Coil | TAB-ACC-AHU-1200 | Air Handling Unit, D Bldg Roof | Pump | Pump |  | P
41229 | TAB-ACC-P-1300 | Pump,Circulating, Glycol, Pre-Heat Coil | TAB-ACC-AHU-1300 | Air Handling Unit, D Bldg Roof | Pump | Pump |  | P
41230 | TAB-ACC-P-1400 | Pump,Circulating, Glycol, Pre-Heat Coil | TAB-ACC-AHU-1400 | Air Handling Unit, D Bldg Roof | Pump | Pump |  | P
41232 | TAB-ACC-P-1500 | Pump,Circulating, Glycol, Pre-Heat Coil | TAB-ACC-AHU-1500 | Air Handling Unit, D Bldg Roof | Pump | Pump |  | P
107563 | TAB-ACC-P-3612 | Pump,Circulating, Hot Water ,Secondary Loop 5,Old Admin Bldg, P5-2, | TAB-ACC-3600 | Heating, Space ,Old Admin Bldg,Prm 1-6, Lab Spc Heating,(Item #5) | Pump,Centrifugal | Pump |  | P
107587 | TAB-ACC-P-5853 | Pump,Circulating,Glycol, Bio-Solid Loading Bldg, PG12-1 | TAB-ACC-5800 | Space Heating, Bio Solids, Loading Bldg, Item12 | Pump,Centrifugal | Pump |  | P
41257 | TAB-ACC-P-3880 | Pump,Clrculating, Glycol , PG29/30/31-1 | TAB-ACC-3800 | Filter Bldg, Heat Rec. Bldg, Inc. Bldg Space Heating,(Item #29/30/31) | Pump,Centrifugal | Pump |  | P
60992 | THC-DEW-P-6710 | Pump,Dewatered Biosolids, Schwing type,Solid Treatment | THC-DEW | Dewatering Process | Pump,Piston | Pump |  | P
123319 | THC-DEW-P-6710 | Pump,Dewatered Biosolids, Schwing type,Solid Treatment | THC-DEW-T-6700 | Tank, Dewatered Biosolids Pump P-6710 Hopper, Solids Treatment | Pump,Piston | Pump |  | P
60993 | THC-DEW-P-6800 | Pump,Dewatered Biosolids,Solid Treatment | THC-DEW-T-6700 | Tank, Dewatered Biosolids Pump P-6710 Hopper, Solids Treatment | Pump | Pump |  | P
60994 | THC-DEW-P-6810 | Pump,Dewatered Biosolids,Solid Treatment | THC-DEW-T-6800 | Tank, Dewatered Biosolids Pump P-6810 Hopper, Solids Treatment | Pump,Piston | Pump |  | P
123318 | THC-DEW-P-6700 | Pump,Dewatered Biosolids,Solid Treatment | THC-DEW-T-6700 | Tank, Dewatered Biosolids Pump P-6710 Hopper, Solids Treatment | Pump | Pump |  | P
29930 | FIS-POL-P-1001 | Pump,Diaphragm, Skid 1000, Polymer Storage room | FIS-POL | Polymer System | Pump,Diaphragm | Pump |  | P
29931 | FIS-POL-P-1101 | Pump,Diaphragm, Skid 1100, Polymer Storage room | FIS-POL | Polymer System | Pump,Diaphragm | Pump |  | P
97801 | FIS-POL-P-1101 | Pump,Diaphragm, Skid 1100, Polymer Storage room | FIS-POL-ROOM | FIS RMF Polymer Storage Room | Pump,Diaphragm | Pump |  | P
4529 | COL-PMM-P-0001 | Pump,Dosing | COL-PMM-MISC | Miscellaneous Equipment | Pump | Pump | 34132 | P
22638 | COL-PMM-P-0001 | Pump,Dosing | COL-PMM | Mimico Pumping Station | Pump | Pump | 34132 | P
121545 | THC-ACC-P-4020C | Pump,Gear,Glycol Makeup,Basement,Building U | THC-ACC-BLDG U | New Digesters Building HVAC | Pump,Centrifugal | Pump |  | P
121546 | THC-ACC-P-4020C | Pump,Gear,Glycol Makeup,Basement,Building U | THC-ACC-T-4021 | Tank,Reservoir,Glycol Makeup,Basement,Building U | Pump,Centrifugal | Pump |  | P
92928 | FHO-FL-P-0401 | Pump,Gear,Variable Speed,Fluoride Metering Skid #4, Chemical Building, Hydrofluosilic Storage Room | FHO-FL | Fluoridation | Pump,Gear | Pump |  | P
23015 | FHO-FL-P-0501 | Pump,Gear,Variable Speed,Fluoride Metering Skid #5, Chemical Building, Hydrofluosilic Storage Room | FHO-FL | Fluoridation | Pump,Gear | Pump |  | P
41282 | TAB-ACC-P-5854 | Pump,Glycol Make Up | TAB-ACC-P-5853 | Pump,Circulating,Glycol, Bio-Solid Loading Bldg, PG12-1 | Pump,Centrifugal | Pump |  | P
41286 | TAB-ACC-P-6134A | Pump,Glycol recir. | TAB-ACC-6100 | Digester 5-8 Space Heating | Pump,Centrifugal | Pump |  | P
41287 | TAB-ACC-P-6134A | Pump,Glycol recir. | TAB-ACC-HE-6135 | Heat Exchanger,Digester 5-8 Bldg Space Heating, | Pump,Centrifugal | Pump |  | P
107589 | TAB-ACC-P-6134B | Pump,Glycol recir. | TAB-ACC-HE-6135 | Heat Exchanger,Digester 5-8 Bldg Space Heating, | Pump,Centrifugal | Pump |  | P
58946 | THC-ACC-P-4190 | Pump,Glycol,Scrubber Room,Aeration,Phase 4 | THC-ACC-BLDG O | Phase IV , Building O HVAC | Pump,Centrifugal | Pump |  | P
121548 | THC-ACC-P-4170 | Pump,Glycol,Scrubber Room,Aeration,Phase 4 | THC-ACC-BLDG O | Phase IV , Building O HVAC | Pump,Centrifugal | Pump |  | P
130824 | THR-ACC-P-3410 | Pump,Hot Water Recirculation,Plant water Building | THR-ACC-FPW | Air Conditioning, HVAC, Filtered Plant Water Building | Pump,Centrifugal | Pump |  | P
130825 | THR-ACC-P-3411 | Pump,Hot Water Recirculation,Plant water Building | THR-ACC-FPW | Air Conditioning, HVAC, Filtered Plant Water Building | Pump,Centrifugal | Pump |  | P
58945 | THC-ACC-P-4130 | Pump,Hot Water,Scrubber Room,Aeration,Phase 4 | THC-ACC-BLDG O | Phase IV , Building O HVAC | Pump,Centrifugal | Pump |  | P
129680 | THC-THK-P-0213 | Pump,Lube Oil Cooling System,Thickening Centrifuge CF-0200 | THC-THK-CF-0200 | Centrifuge,WAS Thickening | Pump | Pump |  | P
129682 | THC-THK-P-0313 | Pump,Lube Oil Cooling System,Thickening Centrifuge CF-0300 | THC-THK-CF-0200 | Centrifuge,WAS Thickening | Pump | Pump |  | P
129683 | THC-THK-P-0313 | Pump,Lube Oil Cooling System,Thickening Centrifuge CF-0300 | THC-THK-CF-0300 | Centrifuge,WAS Thickening | Pump | Pump |  | P
69020 | THC-THK-P-0413 | Pump,Lube Oil Cooling System,Thickening Centrifuge CF-0400 | THC-THK-CF-0400 | Centrifuge,WAS Thickening | Pump | Pump |  | P
129686 | THC-THK-P-0513 | Pump,Lube Oil Cooling System,Thickening Centrifuge CF-0500 | THC-THK-CF-0500 | Centrifuge,WAS Thickening | Pump | Pump |  | P
69023 | THC-THK-P-0613 | Pump,Lube Oil Cooling System,Thickening Centrifuge CF-0600 | THC-THK-CF-0600 | Centrifuge,WAS Thickening | Pump | Pump |  | P
73193 | THR-DIG-P-5260C | Pump,Lube Oil for C-5260, Gas Mixing System | THR-DIG-T-5260 | Tank, Reservoir, Auxiliary Oil, Gas Compressor 5260, Digester Mixing System | Pump,Centrifugal | Pump |  | P
133082 | THR-DIG-P-5280C | Pump,Lube Oil for C-5280, Gas Mixing System | THR-DIG-T-5280 | Tank, Reservoir, Auxiliary Oil, Gas Compressor 5280, Digester Mixing System | Pump,Centrifugal | Pump |  | P
73194 | THR-DIG-P-5440C | Pump,Lube Oil for C-5440, Gas Mixing System | THR-DIG-T-5280 | Tank, Reservoir, Auxiliary Oil, Gas Compressor 5280, Digester Mixing System | Pump,Centrifugal | Pump |  | P
73195 | THR-DIG-P-5440C | Pump,Lube Oil for C-5440, Gas Mixing System | THR-DIG-T-5440 | Tank, Reservoir, Auxiliary Oil, Gas Compressor 5440, Digester Mixing System | Pump,Centrifugal | Pump |  | P
73196 | THR-DIG-P-5460C | Pump,Lube Oil for C-5460, Gas Mixing System | THR-DIG-T-5460 | Tank, Reservoir, Auxiliary Oil, Gas Compressor 5460, Digester Mixing System | Pump,Centrifugal | Pump |  | P
133083 | THR-DIG-P-5480C | Pump,Lube Oil for C-5480, Gas Mixing System | THR-DIG-T-5480 | Tank, Reservoir, Auxiliary Oil, Gas Compressor 5480, Digester Mixing System | Pump,Centrifugal | Pump |  | P
73197 | THR-DIG-P-5642 | Pump,Lube Oil for C-5640, Mixing System, Tank 7 & 8 | THR-DIG-T-5641 | Tank, Reservoir, Auxiliary Oil, Gas Compressor 5640, Digester Mixing System | Pump,Centrifugal | Pump |  | P
133084 | THR-DIG-P-5642 | Pump,Lube Oil for C-5640, Mixing System, Tank 7 & 8 | THR-DIG-C-5640 | Compressor, Gas, Mixing System, Digester Tank#7 | Pump,Centrifugal | Pump |  | P
73198 | THR-DIG-P-5662 | Pump,Lube Oil for C-5660, Gas Mixing System | THR-DIG-T-5661 | Tank, Reservoir, Auxiliary Oil, Gas Compressor 5660, Digester Mixing System | Pump,Centrifugal | Pump |  | P
133085 | THR-DIG-P-5662 | Pump,Lube Oil for C-5660, Gas Mixing System | THR-DIG-C-5660 | Compressor, Gas, Mixing System, Digester Tank#7/8 | Pump,Centrifugal | Pump |  | P
133088 | THR-DIG-P-5842 | Pump,Lube Oil for C-5840, Gas Mixing System | THR-DIG-T-5841 | Tank, Reservoir, Auxiliary Oil, Gas Compressor 5840, Digester Mixing System | Pump,Centrifugal | Pump |  | P
133089 | THR-DIG-P-5862 | Pump,Lube Oil for C-5860, Gas Mixing System | THR-DIG-T-5861 | Tank, Reservoir, Auxiliary Oil, Gas Compressor 5860, Digester Mixing System | Pump,Centrifugal | Pump |  | P
73199 | THR-DIG-P-5882 | Pump,Lube Oil for C-5880, Gas Mixing System | THR-DIG-T-5881 | Tank, Reservoir, Auxiliary Oil, Gas Compressor 5880, Digester Mixing System | Pump,Centrifugal | Pump |  | P
133086 | THR-DIG-P-5682 | Pump,Lube Oil for Compressor 5680, Gas Mixing System | THR-DIG-C-5680 | Compressor, Gas, Mixing System, Digester Tank#8 | Pump,Centrifugal | Pump |  | P
133087 | THR-DIG-P-5682 | Pump,Lube Oil for Compressor 5680, Gas Mixing System | THR-DIG-T-5681 | Tank, Reservoir, Auxiliary Oil, Gas Compressor 5680, Digester Mixing System | Pump,Centrifugal | Pump |  | P
61866 | THC-DIG-P-0437 | Pump,Lubricating,Primary Digester Gas Mixing,C-0437,Gas Low Pressure System,Building U | THC-DIG-C-0437 | Compressor,Sliding Vane,Primary Digester Gas MIxing,PD-0400,Gas Low Pressure System,Building U | Pump,Lubricator | Pump |  | P
124001 | THC-DIG-P-0537 | Pump,Lubricating,Primary Digester Gas MIxing,C-0537,Gas Low Pressure System,Building U | THC-DIG-C-0537 | Compressor,Sliding Vane,Primary Digester Gas MIxing,PD-0500,Gas Low Pressure System,Building U | Pump,Lubricator | Pump |  | P
124003 | THC-DIG-P-0637 | Pump,Lubricating,Primary Digester Gas MIxing,C-0637,Gas Low Pressure System,Building U | THC-DIG-C-0637 | Compressor,Sliding Vane,Primary Digester Gas MIxing,PD-0600,Gas Low Pressure System,Building U | Pump,Lubricator | Pump |  | P
124006 | THC-DIG-P-0737 | Pump,Lubricating,Primary Digester Gas MIxing,C-0737,Gas Low Pressure System,Building U | THC-DIG-C-0737 | Compressor,Sliding Vane,Primary Digester Gas MIxing,PD-0700,Gas Low Pressure System,Building U | Pump,Lubricator | Pump |  | P
61869 | THC-DIG-P-1437 | Pump,Lubricating,Primary Digester Gas Mixing,C-5437,Gas Low Pressure System,Building U | THC-DIG-C-1437 | Compressor,Sliding Vane,Back-Up,Primary Digester Gas Mixing,PD-0400-0700,Gas Low Pressure System,Building U | Pump,Lubricator | Pump |  | P
123320 | THC-DEW-P-6711 | Pump,Metering,Greaser,Dewatered Biosolids Cake Pump 6710,Solid Treatment | THC-DEW-P-6710 | Pump,Dewatered Biosolids, Schwing type,Solid Treatment | Pump,Metering | Pump |  | P
123321 | THC-DEW-P-6811 | Pump,Metering,Greaser,Dewatered Biosolids Cake Pump 6810,Solid Treatment | THC-DEW-P-6810 | Pump,Dewatered Biosolids,Solid Treatment | Pump,Metering | Pump |  | P
86912 | WTR-PJS-P-6000 | Pump,Metering,Level 73 Heat Exchanger Room West Wall,DLCW Chemical Feed Pump | WTR-PJS-ENW | Enwave Process | Pump,Metering | Pump |  | P
60948 | THC-DEW-P-0220 | Pump,Mixing,Sludge Storage Tanks | THC-DEW-HOLD TANK | Dewatering-Sludge Holding Tanks | Pump,Centrifugal | Pump |  | P
60949 | THC-DEW-P-0320 | Pump,Mixing,Sludge Storage Tanks | THC-DEW-T-0300 | Tank,Sludge Storage,Sludge Storage Building | Pump,Centrifugal | Pump |  | P
60951 | THC-DEW-P-0420 | Pump,Mixing,Sludge Storage Tanks | THC-DEW-HOLD TANK | Dewatering-Sludge Holding Tanks | Pump,Centrifugal | Pump |  | P
60952 | THC-DEW-P-0420 | Pump,Mixing,Sludge Storage Tanks | THC-DEW-T-0400 | Tank,Sludge Storage,Sludge Storage Building | Pump,Centrifugal | Pump |  | P
123287 | THC-DEW-P-0120 | Pump,Mixing,Sludge Storage Tanks | THC-DEW-HOLD TANK | Dewatering-Sludge Holding Tanks | Pump,Centrifugal | Pump |  | P
123288 | THC-DEW-P-0120 | Pump,Mixing,Sludge Storage Tanks | THC-DEW-T-0100 | Tank,Sludge Storage,Sludge Storage Building | Pump,Centrifugal | Pump |  | P
123289 | THC-DEW-P-0220 | Pump,Mixing,Sludge Storage Tanks | THC-DEW-T-0200 | Tank,Sludge Storage,Sludge Storage Building | Pump,Centrifugal | Pump |  | P
123290 | THC-DEW-P-0320 | Pump,Mixing,Sludge Storage Tanks | THC-DEW-HOLD TANK | Dewatering-Sludge Holding Tanks | Pump,Centrifugal | Pump |  | P
69025 | THC-THK-P-5010 | Pump,Mixing,WAS Holding Tank,Thickening Building | THC-THK-T-5000 | Tank,WAS Holding | Pump,Centrifugal | Pump |  | P
69026 | THC-THK-P-5020 | Pump,Mixing,WAS Holding Tank,Thickening Building | THC-THK-T-5000 | Tank,WAS Holding | Pump,Centrifugal | Pump |  | P
107537 | TAB-ACC-P-1470 | Pump,PD,Rotary Vane, Glycol Make-up | TAB-ACC-T-1470 | Tank, Glycol Make-up | Pump,Rotary Vane | Pump |  | P
67337 | THC-PRS-P-0110 | Pump,Peristaltic,Dosing, Ferrous Chloride, Ferrous Chloride Building | THC-PRS-T-0100 | Tank, FRP, Ferrous Chloride, Storage, Storage Tank Area | Pump,Metering | Pump |  | P
67338 | THC-PRS-P-0110SUPS | Pump,Peristaltic,Dosing, Ferrous Chloride, Ferrous Chloride Building | THC-PRS | Phosphorus Removal, sub-process | Pump,Metering | Pump | 47694 | P
67339 | THC-PRS-P-0110SUPS | Pump,Peristaltic,Dosing, Ferrous Chloride, Ferrous Chloride Building | THC-PRS-T-0100 | Tank, FRP, Ferrous Chloride, Storage, Storage Tank Area | Pump,Metering | Pump | 47694 | P
67340 | THC-PRS-P-0210SUPS | Pump,Peristaltic,Dosing, Ferrous Chloride, Ferrous Chloride Building | THC-PRS-T-0100 | Tank, FRP, Ferrous Chloride, Storage, Storage Tank Area | Pump,Metering | Pump | 47695 | P
67341 | THC-PRS-P-0210SUPS | Pump,Peristaltic,Dosing, Ferrous Chloride, Ferrous Chloride Building | THC-PRS-T-0200 | Tank, FRP, Ferrous Chloride, Storage, Storage Tank Area | Pump,Metering | Pump | 47695 | P
67342 | THC-PRS-P-0310SUPS | Pump,Peristaltic,Dosing, Ferrous Chloride, Ferrous Chloride Building | THC-PRS | Phosphorus Removal, sub-process | Pump,Metering | Pump | 47696 | P
128549 | THC-PRS-P-0210 | Pump,Peristaltic,Dosing, Ferrous Chloride, Ferrous Chloride Building | THC-PRS-T-0100 | Tank, FRP, Ferrous Chloride, Storage, Storage Tank Area | Pump,Metering | Pump |  | P
128550 | THC-PRS-P-0210SUPS | Pump,Peristaltic,Dosing, Ferrous Chloride, Ferrous Chloride Building | THC-PRS | Phosphorus Removal, sub-process | Pump,Metering | Pump | 47695 | P
128551 | THC-PRS-P-0310 | Pump,Peristaltic,Dosing, Ferrous Chloride, Ferrous Chloride Building | THC-PRS-T-0100 | Tank, FRP, Ferrous Chloride, Storage, Storage Tank Area | Pump,Metering | Pump |  | P
128552 | THC-PRS-P-0310SUPS | Pump,Peristaltic,Dosing, Ferrous Chloride, Ferrous Chloride Building | THC-PRS-T-0100 | Tank, FRP, Ferrous Chloride, Storage, Storage Tank Area | Pump,Metering | Pump | 47696 | P
128553 | THC-PRS-P-0310SUPS | Pump,Peristaltic,Dosing, Ferrous Chloride, Ferrous Chloride Building | THC-PRS-T-0300 | Tank, FRP, Ferrous Chloride, Storage, Storage Tank Area | Pump,Metering | Pump | 47696 | P
118653 | TAB-SLO-P-0230 | Pump,Polymer Emulson. | TAB-SLO-CV-0230 | Feeder, Screw, Polymer | Motor | Pump |  | P
58920 | THC-ACC-P-0745 | Pump,Potable Water,Hot Water Recirculation,Thickening Building | THC-ACC-T-0703 | Tank,Hot Water Heating,Mechanical Room,Thickening Building | Pump,Centrifugal | Pump |  | P
55549 | TAB-SLO-P-0260 | Pump,Progressive Cavity,Polymer Transfer | TAB-SLO-T-0233 | Tank, Holding Polymer | Pump | Pump |  | P
129679 | THC-THK-P-0130 | Pump,Progressive Cavity,VFD,Polymer Feed,Thickening Centrifuge CF-0100 (CF-0200) | THC-THK-CF-0100 | Centrifuge,WAS Thickening | Pump,Metering | Pump |  | P
69017 | THC-THK-P-0230 | Pump,Progressive Cavity,VFD,Polymer Feed,Thickening Centrifuge CF-0200 (CF-0100) | THC-THK-CF-0200 | Centrifuge,WAS Thickening | Pump,Progressive Cavity | Pump |  | P
69019 | THC-THK-P-0330 | Pump,Progressive Cavity,VFD,Polymer Feed,Thickening Centrifuge CF-0300 (CF-0400) | THC-THK-CF-0300 | Centrifuge,WAS Thickening | Pump,Progressive Cavity | Pump |  | P
129684 | THC-THK-P-0330 | Pump,Progressive Cavity,VFD,Polymer Feed,Thickening Centrifuge CF-0300 (CF-0400) | THC-THK-CF-0200 | Centrifuge,WAS Thickening | Pump,Progressive Cavity | Pump |  | P
129685 | THC-THK-P-0430 | Pump,Progressive Cavity,VFD,Polymer Feed,Thickening Centrifuge CF-0400 (CF-0300) | THC-THK-CF-0400 | Centrifuge,WAS Thickening | Pump,Progressive Cavity | Pump |  | P
129687 | THC-THK-P-0530 | Pump,Progressive Cavity,VFD,Polymer Feed,Thickening Centrifuge CF-0500 (CF-0600) | THC-THK-CF-0500 | Centrifuge,WAS Thickening | Pump,Progressive Cavity | Pump |  | P
129688 | THC-THK-P-0630 | Pump,Progressive Cavity,VFD,Polymer Feed,Thickening Centrifuge CF-0600 (CF-0500) | THC-THK-CF-0600 | Centrifuge,WAS Thickening | Pump,Progressive Cavity | Pump |  | P
62845 | THC-DIS-P-0120 | Pump,Proportioning,Sodium Hypochlorite Dosing,Disinfection Bldg | THC-DIS | Disinfection (Chlorination) Process |  | Pump |  | P
62846 | THC-DIS-P-0240 | Pump,Proportioning,Sodium Hypochlorite Dosing,Disinfection Bldg | THC-DIS | Disinfection (Chlorination) Process |  | Pump |  | P
62847 | THC-DIS-P-0320 | Pump,Proportioning,Sodium Hypochlorite Dosing,Disinfection Bldg | THC-DIS | Disinfection (Chlorination) Process |  | Pump |  | P
125001 | THC-DIS-P-0140 | Pump,Proportioning,Sodium Hypochlorite Dosing,Disinfection Bldg | THC-DIS | Disinfection (Chlorination) Process |  | Pump |  | P
125002 | THC-DIS-P-0160 | Pump,Proportioning,Sodium Hypochlorite Dosing,Disinfection Bldg | THC-DIS | Disinfection (Chlorination) Process |  | Pump |  | P
125004 | THC-DIS-P-0220 | Pump,Proportioning,Sodium Hypochlorite Dosing,Disinfection Bldg | THC-DIS | Disinfection (Chlorination) Process |  | Pump |  | P
125005 | THC-DIS-P-0260 | Pump,Proportioning,Sodium Hypochlorite Dosing,Disinfection Bldg | THC-DIS | Disinfection (Chlorination) Process |  | Pump |  | P
125007 | THC-DIS-P-0360 | Pump,Proportioning,Sodium Hypochlorite Dosing,Disinfection Bldg | THC-DIS | Disinfection (Chlorination) Process |  | Pump |  | P
117753 | TAB-RSP-P-1210 | Pump,Raw Sewage Transfer #1 | TAB-RSP-P-T | T Building - Raw Sewage Pumping | Pump | Pump |  | P
54629 | TAB-RSP-P-1220 | Pump,Raw Sewage Transfer #2 | TAB-RSP-P-T | T Building - Raw Sewage Pumping | Pump | Pump |  | P
54631 | TAB-RSP-P-1230 | Pump,Raw Sewage Transfer #3 | TAB-RSP-P-T | T Building - Raw Sewage Pumping | Pump | Pump |  | P
117762 | TAB-RSP-P-1240 | Pump,Raw Sewage Transfer #4 | TAB-RSP-P-T | T Building - Raw Sewage Pumping | Pump | Pump |  | P
117765 | TAB-RSP-P-1250 | Pump,Raw Sewage Transfer #5 | TAB-RSP-P-T | T Building - Raw Sewage Pumping | Pump | Pump |  | P
56965 | TAB-THK-P-0105 | Pump,Recycle SX2001 | TAB-THK-P-RECYCLE | Floatation - Recycling Pumps | Pump,Centrifugal | Pump |  | P
56966 | TAB-THK-P-0205 | Pump,Recycle SX2002 | TAB-THK-P-RECYCLE | Floatation - Recycling Pumps | Pump,Centrifugal | Pump |  | P
119775 | TAB-THK-P-0305 | Pump,Recycle SX2003 | TAB-THK-P-RECYCLE | Floatation - Recycling Pumps | Pump,Centrifugal | Pump |  | P
56967 | TAB-THK-P-0405 | Pump,Recycle SX2004 | TAB-THK-P-RECYCLE | Floatation - Recycling Pumps | Pump,Centrifugal | Pump |  | P
56968 | TAB-THK-P-0505 | Pump,Recycle SX2005 | TAB-THK-P-RECYCLE | Floatation - Recycling Pumps | Pump,Centrifugal | Pump |  | P
119776 | TAB-THK-P-0605 | Pump,Recycle SX2006 | TAB-THK-P-RECYCLE | Floatation - Recycling Pumps | Pump,Centrifugal | Pump |  | P
119777 | TAB-THK-P-0705 | Pump,Recycle SX2007 | TAB-THK-P-RECYCLE | Floatation - Recycling Pumps | Pump,Centrifugal | Pump |  | P
82364 | TNT-STR-P-1701 | Pump,Return Sludge #7 | TNT-STR | Secondary Treatment | Pump,Centrifugal | Pump |  | P
69028 | THC-THK-P-5730 | Pump,Rotary Lobe,TWAS Tank T-5700 | THC-THK-T-5700 | Tank,Thickened WAS (TWAS) | Pump,Lobe | Pump |  | P
129691 | THC-THK-P-5720 | Pump,Rotary Lobe,TWAS Tank T-5700 | THC-THK-T-5700 | Tank,Thickened WAS (TWAS) | Pump,Lobe | Pump |  | P
69029 | THC-THK-P-5820 | Pump,Rotary Lobe,TWAS Tank T-5800 | THC-THK-T-5800 | Tank,Thickened WAS (TWAS) | Pump,Lobe | Pump |  | P
69030 | THC-THK-P-5830 | Pump,Rotary Lobe,TWAS Tank T-5800 | THC-THK-T-5800 | Tank,Thickened WAS (TWAS) | Pump,Lobe | Pump |  | P
87217 | WTR-PKL-P-0901 | Pump,Rotary Vane | WTR-PKL-AUX | Auxiliary Equipment (Building Facilities) | Pump,Rotary Vane | Pump |  | P
87218 | WTR-PKL-P-0901 | Pump,Rotary Vane | WTR-PKL-C-0900 | Compressor, Vacuum Priming Unit | Pump,Rotary Vane | Pump |  | P
87219 | WTR-PKL-P-0902 | Pump,Rotary Vane | WTR-PKL-AUX | Auxiliary Equipment (Building Facilities) | Pump,Rotary Vane | Pump |  | P
87220 | WTR-PKL-P-0902 | Pump,Rotary Vane | WTR-PKL-C-0900 | Compressor, Vacuum Priming Unit | Pump,Rotary Vane | Pump |  | P
60995 | THC-DEW-P-7220 | Pump,Rotary,Polymer Solution Feed,Polymer Feed System | THC-DEW-CF-1100 | Centrifuge,Dewatering,BLS/PYS - Solid Treatment,Incinerator Building | Pump,Positive Displacement,Progressive Cavity | Pump |  | P
60996 | THC-DEW-P-7220 | Pump,Rotary,Polymer Solution Feed,Polymer Feed System | THC-DEW-POL-1 | Pumps, Polymer Feed, Dewatering | Pump,Positive Displacement,Progressive Cavity | Pump |  | P
60997 | THC-DEW-P-7240 | Pump,Rotary,Polymer Solution Feed,Polymer Feed System | THC-DEW-POL-FEED | Polymer Feed System Dewatering | Pump,Positive Displacement,Progressive Cavity | Pump |  | P
60998 | THC-DEW-P-7320 | Pump,Rotary,Polymer Solution Feed,Polymer Feed System | THC-DEW-CF-1300 | Centrifuge,Dewatering,BLS/PYS - Solid Treatment,Incinerator Building | Pump,Lobe | Pump |  | P
60999 | THC-DEW-P-7320 | Pump,Rotary,Polymer Solution Feed,Polymer Feed System | THC-DEW-POL-1 | Pumps, Polymer Feed, Dewatering | Pump,Lobe | Pump |  | P
61000 | THC-DEW-P-7320 | Pump,Rotary,Polymer Solution Feed,Polymer Feed System | THC-DEW-POL-FEED | Polymer Feed System Dewatering | Pump,Lobe | Pump |  | P
61001 | THC-DEW-P-7340 | Pump,Rotary,Polymer Solution Feed,Polymer Feed System | THC-DEW-POL-1 | Pumps, Polymer Feed, Dewatering | Pump,Lobe | Pump |  | P
61003 | THC-DEW-P-7420 | Pump,Rotary,Polymer Solution Feed,Polymer Feed System | THC-DEW-POL-FEED | Polymer Feed System Dewatering |  | Pump |  | P
61004 | THC-DEW-P-7440 | Pump,Rotary,Polymer Solution Feed,Polymer Feed System | THC-DEW-CF-1500 | Centrifuge,Dewatering,BLS/PYS - Solid Treatment,Incinerator Building |  | Pump |  | P
61005 | THC-DEW-P-7440 | Pump,Rotary,Polymer Solution Feed,Polymer Feed System | THC-DEW-POL-1 | Pumps, Polymer Feed, Dewatering |  | Pump |  | P
123322 | THC-DEW-P-7220 | Pump,Rotary,Polymer Solution Feed,Polymer Feed System | THC-DEW-POL-FEED | Polymer Feed System Dewatering | Pump,Positive Displacement,Progressive Cavity | Pump |  | P
123323 | THC-DEW-P-7240 | Pump,Rotary,Polymer Solution Feed,Polymer Feed System | THC-DEW-CF-1200 | Centrifuge,Dewatering,BLS/PYS - Solid Treatment,Incinerator Building | Pump,Positive Displacement,Progressive Cavity | Pump |  | P
123324 | THC-DEW-P-7240 | Pump,Rotary,Polymer Solution Feed,Polymer Feed System | THC-DEW-POL-1 | Pumps, Polymer Feed, Dewatering | Pump,Positive Displacement,Progressive Cavity | Pump |  | P
123326 | THC-DEW-P-7320 | Pump,Rotary,Polymer Solution Feed,Polymer Feed System | THC-DEW-POL-2 | Pumps, Polymer Feed, Dewatering | Pump,Lobe | Pump |  | P
123327 | THC-DEW-P-7340 | Pump,Rotary,Polymer Solution Feed,Polymer Feed System | THC-DEW-CF-1400 | Centrifuge,Dewatering,BLS/PYS - Solid Treatment,Incinerator Building | Pump,Lobe | Pump |  | P
123328 | THC-DEW-P-7340 | Pump,Rotary,Polymer Solution Feed,Polymer Feed System | THC-DEW-POL-2 | Pumps, Polymer Feed, Dewatering | Pump,Lobe | Pump |  | P
123329 | THC-DEW-P-7340 | Pump,Rotary,Polymer Solution Feed,Polymer Feed System | THC-DEW-POL-FEED | Polymer Feed System Dewatering | Pump,Lobe | Pump |  | P
123330 | THC-DEW-P-7420 | Pump,Rotary,Polymer Solution Feed,Polymer Feed System | THC-DEW-CF-1500 | Centrifuge,Dewatering,BLS/PYS - Solid Treatment,Incinerator Building |  | Pump |  | P
123331 | THC-DEW-P-7420 | Pump,Rotary,Polymer Solution Feed,Polymer Feed System | THC-DEW-POL-1 | Pumps, Polymer Feed, Dewatering |  | Pump |  | P
123332 | THC-DEW-P-7440 | Pump,Rotary,Polymer Solution Feed,Polymer Feed System | THC-DEW-POL-FEED | Polymer Feed System Dewatering |  | Pump |  | P
60959 | THC-DEW-P-2140 | Pump,Rotary,Transfer,Polymer Make-up Tanks 2100-2300,Polymer Make Up System | THC-DEW-T-2100 | Tank,Polymer Make-up,Polymer Make Up System | Pump,Positive Displacement,Progressive Cavity | Pump |  | P
60960 | THC-DEW-P-2240 | Pump,Rotary,Transfer,Polymer Make-up Tanks 2100-2300,Polymer Make Up System | THC-DEW-T-2100 | Tank,Polymer Make-up,Polymer Make Up System | Pump,Positive Displacement,Progressive Cavity | Pump |  | P
60961 | THC-DEW-P-2240 | Pump,Rotary,Transfer,Polymer Make-up Tanks 2100-2300,Polymer Make Up System | THC-DEW-T-2200 | Tank,Polymer Make-up,Polymer Make Up System | Pump,Positive Displacement,Progressive Cavity | Pump |  | P
18894 | FHA-ZMC-P-0201 | Pump,Sample Zebra Mussel System | FHA-ZMC | Zebra Mussel Control | Pump | Pump |  | P
85601 | FHA-ZMC-P-0101 | Pump,Sample Zebra Mussel System | FHA-ZMC | Zebra Mussel Control | Pump | Pump |  | P
85602 | FHA-ZMC-P-0101 | Pump,Sample Zebra Mussel System | FHA-ZMC-P-0101-KQ | Pump Location,Zebra Mussel Sample | Pump | Pump |  | P
69036 | THC-THK-P-5991 | Pump,Screw,Polymer Drain Pumping,Thickening Building | THC-THK-TWAS | Waste Activated Sludge Thickening | Pump,Screw | Pump |  | P
129695 | THC-THK-P-5991 | Pump,Screw,Polymer Drain Pumping,Thickening Building | THC-THK-T-5991 | Tank,Collection,Polymer Room Floor Drain,Thickening Building | Pump,Screw | Pump |  | P
45968 | TAB-DIG-P-2173 | Pump,Sludge Transfer, Digester Tank 2 | TAB-DIG-T-19-22 | Digester Tanks 19-22 | Pump,Centrifugal | Pump |  | P
45891 | TAB-DIG-P-0200 | Pump,Submergible,Sump,Trailer Park | TAB-DIG-P-T13-16 | Digester Tanks 13-16, & Trailer Park,Sump Pumps | Pump,Centrifugal | Pump |  | P
85193 | WTR-PDS-P-0100S | Pump,Submersible | WTR-PDSS | Dorset Pumping station (Chamber Replaced with Pod) | Pump,Submersible | Pump | 38627 | P
143650 | WTR-PDS-P-0100S | Pump,Submersible | WTR-PDS-P | Pumping | Pump,Submersible | Pump | 38627 | P
143652 | WTR-PDS-P-0200S | Pump,Submersible | WTR-PDS-P | Pumping | Pump,Submersible | Pump | 38628 | P
143653 | WTR-PDS-P-0200S | Pump,Submersible | WTR-PDSS | Dorset Pumping station (Chamber Replaced with Pod) | Pump,Submersible | Pump | 38628 | P
128547 | THC-PRS-P-0030 | Pump,Submersible, Portable, Sump, Storage Tank Area | THC-GRK-SUMP PUMP | Sump Pumps, |  | Pump |  | P
98933 | FIS-WWW-P-0500 | Pump,Submersible, Sludge Transfer, Pump Well, Settling Basin 0501 | FIS-WWW-T-0501 | Tank, RMF Settling Basin 5, Filter Backwash Waste, Settling Basin Area | Pump,Submersible | Pump |  | P
98934 | FIS-WWW-P-0700 | Pump,Submersible, Sludge Transfer, Pump Well, Settling Basin 0701 | FIS-WWW-T-0701 | Tank, RMF Settling Basin 7, Filter Backwash Waste, Settling Basin Area | Pump,Submersible | Pump |  | P
98935 | FIS-WWW-P-0900 | Pump,Submersible, Sludge Transfer, Pump Well, Settling Basin 0901 | FIS-WWW-T-0901 | Tank, RMF Settling Basin 9, Filter Backwash Waste, Settling Basin Area | Pump,Submersible | Pump |  | P
75524 | THR-ELS-P-0100 | Pump,Submersible,Basement South-East Wall ,Basement Sump Pump South-East Wall | THR-ELS-CP-0102 | Control Panel,Electrical,Basement South Wall,Basement Sump Pump Control Panel |  | Pump |  | P
75527 | THR-ELS-P-0200 | Pump,Submersible,Basement South-West Wall ,Basement Sump Pump South-West Wall | THR-ELS-CP-0102 | Control Panel,Electrical,Basement South Wall,Basement Sump Pump Control Panel |  | Pump |  | P
61881 | THC-DIG-P-5290A | Pump,Submersible,Lower Basement,Sump,Building U | THC-DIG-CP-5290 | Control Panel,Electrical,Lower Basement Sump,P-5290A & P-5290B,Building U | Pump,Centrifugal | Pump |  | P
61882 | THC-DIG-P-5290A | Pump,Submersible,Lower Basement,Sump,Building U | THC-GRK-SUMP PUMP | Sump Pumps, | Pump,Centrifugal | Pump |  | P
61883 | THC-DIG-P-5290B | Pump,Submersible,Lower Basement,Sump,Building U | THC-DIG-CP-5290 | Control Panel,Electrical,Lower Basement Sump,P-5290A & P-5290B,Building U | Pump,Centrifugal | Pump |  | P
61884 | THC-DIG-P-5290B | Pump,Submersible,Lower Basement,Sump,Building U | THC-GRK-SUMP PUMP | Sump Pumps, | Pump,Centrifugal | Pump |  | P
48772 | TAB-EL1-P-8060 | Pump,Submersible,North Substation,Outdoor Chamber | TAB-EL1-BLDG-0001 | MSA Substation | Pump,Submersible | Pump |  | P
113198 | TAB-EL1-P-8060 | Pump,Submersible,North Substation,Outdoor Chamber | TAB-ELS-NORTH | North Substation | Pump,Submersible | Pump |  | P
75525 | THR-ELS-P-0100A | Pump,Submersible,Old Main Sub Station,Flood Monitoring System | THR-ELS-CP-0100 | Control Panel,Sump Pump 0100A/0101,Old Main Sub Station |  | Pump |  | P
75526 | THR-ELS-P-0101 | Pump,Submersible,Old Main Sub Station,Flood Monitoring System | THR-ELS-CP-0100 | Control Panel,Sump Pump 0100A/0101,Old Main Sub Station |  | Pump |  | P
135406 | THR-ELS-P-0100A | Pump,Submersible,Old Main Sub Station,Flood Monitoring System | THR-ELS-CP-0102 | Control Panel,Electrical,Basement South Wall,Basement Sump Pump Control Panel |  | Pump |  | P
75528 | THR-ELS-P-0300 | Pump,Submersible,Outside Manhole 1 East Hatch, Manhole 1 Sump Pump East | THR-ELS-CP-0304 | Control Panel,Electrical,Outside North-East,Manhole 1 Sump Pump Control Panel |  | Pump |  | P
135407 | THR-ELS-P-0400 | Pump,Submersible,Outside Manhole 1 West Hatch, Manhole 1 Sump Pump West | THR-ELS-CP-0304 | Control Panel,Electrical,Outside North-East,Manhole 1 Sump Pump Control Panel |  | Pump |  | P
3622 | COL-PGA-P-0100 | Pump,Submersible,P-0100,Wet well | COL-PGA | Greyabbey Sewage Pumping Station | Pump,Submersible | Pump |  | P
3623 | COL-PGA-P-0200 | Pump,Submersible,P-0200,Wet well | COL-PGA | Greyabbey Sewage Pumping Station | Pump,Submersible | Pump |  | P
61880 | THC-DIG-P-5286A | Pump,Submersible,South-East Storm Sump,Building U | THC-DIG-CP-5286 | Control Panel,Electrical,South-East Storm Sump,P-5286A & P-5286B,Building U | Pump,Centrifugal | Pump |  | P
124018 | THC-DIG-P-5286A | Pump,Submersible,South-East Storm Sump,Building U | THC-GRK-SUMP PUMP | Sump Pumps, | Pump,Centrifugal | Pump |  | P
124019 | THC-DIG-P-5286B | Pump,Submersible,South-East Storm Sump,Building U | THC-DIG-CP-5286 | Control Panel,Electrical,South-East Storm Sump,P-5286A & P-5286B,Building U | Pump,Centrifugal | Pump |  | P
124020 | THC-DIG-P-5286B | Pump,Submersible,South-East Storm Sump,Building U | THC-GRK-SUMP PUMP | Sump Pumps, | Pump,Centrifugal | Pump |  | P
61878 | THC-DIG-P-5285A | Pump,Submersible,South-West Storm Sump,Building U | THC-DIG-CP-5285 | Control Panel,Electrical,South-West Storm Sump,P-5285A & P-5285B,Building U | Pump,Centrifugal | Pump |  | P
61879 | THC-DIG-P-5285B | Pump,Submersible,South-West Storm Sump,Building U | THC-GRK-SUMP PUMP | Sump Pumps, | Pump,Centrifugal | Pump |  | P
124016 | THC-DIG-P-5285A | Pump,Submersible,South-West Storm Sump,Building U | THC-GRK-SUMP PUMP | Sump Pumps, | Pump,Centrifugal | Pump |  | P
124017 | THC-DIG-P-5285B | Pump,Submersible,South-West Storm Sump,Building U | THC-DIG-CP-5285 | Control Panel,Electrical,South-West Storm Sump,P-5285A & P-5285B,Building U | Pump,Centrifugal | Pump |  | P
128548 | THC-PRS-P-0040 | Pump,Submersible,Sump, Ferrous Chloride Building | THC-GRK-SUMP PUMP | Sump Pumps, |  | Pump |  | P
88640 | WTR-PRV-P-0801 | Pump,Submersible,Sump, in Chamber north of Station | WTR-PRV-AUX | Auxiliary Equipment (Building Facilities) | Pump,Submersible | Pump |  | P
87216 | WTR-PKL-P-0802 | Pump,Submersible,Sump, Keele Pumping Station | WTR-PKL-AUX | Auxiliary Equipment (Building Facilities) | Pump,Submersible | Pump |  | P
145346 | WTR-PKL-P-0801 | Pump,Submersible,Sump, Keele Pumping Station | WTR-PKL-AUX | Auxiliary Equipment (Building Facilities) | Pump,Submersible | Pump |  | P
88639 | WTR-PRV-P-0701 | Pump,Submersible,Sump, Richview Pumping Station | WTR-PRV-AUX | Auxiliary Equipment (Building Facilities) | Pump,Submersible | Pump |  | P
61886 | THC-DIG-P-5410 | Pump,Submersible,Sump,Drip Trap Room,Building UU | THC-DIG-CP-5400 | Control Panel,Sump Pump,Outside,Drip Trap Room,Building UU | Pump,Centrifugal | Pump |  | P
61887 | THC-DIG-P-5410 | Pump,Submersible,Sump,Drip Trap Room,Building UU | THC-GRK-SUMP PUMP | Sump Pumps, | Pump,Centrifugal | Pump |  | P
124022 | THC-DIG-P-5420 | Pump,Submersible,Sump,Drip Trap Room,Building UU | THC-DIG-CP-5400 | Control Panel,Sump Pump,Outside,Drip Trap Room,Building UU | Pump,Centrifugal | Pump |  | P
124023 | THC-DIG-P-5420 | Pump,Submersible,Sump,Drip Trap Room,Building UU | THC-GRK-SUMP PUMP | Sump Pumps, | Pump,Centrifugal | Pump |  | P
67343 | THC-PRS-P-0410 | Pump,Submersible,Sump,Ferrous Chloride Containment Area,Phosphorous Removal | THC-PRS | Phosphorus Removal, sub-process | Pump,Submersible | Pump |  | P
128554 | THC-PRS-P-0410 | Pump,Submersible,Sump,Ferrous Chloride Containment Area,Phosphorous Removal | THC-PRS-T-0100 | Tank, FRP, Ferrous Chloride, Storage, Storage Tank Area | Pump,Submersible | Pump |  | P
54004 | TAB-PWA-P-5100 | Pump,Submersible,Washwater Sump, Plant Water Pumping | TAB-PWA-P | Plant Water - Sump Pumps | Pump,Submersible | Pump |  | P
117141 | TAB-PWA-P-5110 | Pump,Submersible,Washwater Sump, Plant Water Pumping | TAB-PWA-P | Plant Water - Sump Pumps | Pump,Submersible | Pump |  | P
117142 | TAB-PWA-P-5120 | Pump,Submersible,Washwater Sump, Plant Water Pumping | TAB-PWA-P | Plant Water - Sump Pumps | Pump,Submersible | Pump |  | P
117143 | TAB-PWA-P-5130 | Pump,Submersible,Washwater Sump, Plant Water Pumping | TAB-PWA-P | Plant Water - Sump Pumps | Pump,Submersible | Pump |  | P
43291 | TAB-AUX-P-8032B | Pump,Sump | TAB-DIG-P-T1-4 | Digester Tanks 1-4, Sump Pumps | Pump,Centrifugal | Pump | 35480 | P
43292 | TAB-AUX-P-8032B | Pump,Sump | TAB-SUSPENDED ENTITY | Suspended entities | Pump,Centrifugal | Pump | 35480 | P
44276 | TAB-DEW-P-8052 | Pump,Sump | TAB-THK-P-SUMP | Sump Pumps, Floatation | Pump,Centrifugal | Pump |  | P
44277 | TAB-DEW-P-8052B | Pump,Sump | TAB-WA6-P | Pumping | Pump,Centrifugal | Pump |  | P
45997 | TAB-DIG-P-8081B | Pump,Sump | TAB-DIG-P-T13-16 | Digester Tanks 13-16, & Trailer Park,Sump Pumps | Pump,Centrifugal | Pump |  | P
45998 | TAB-DIG-P-8083 | Pump,Sump | TAB-DIG-P-T13-16 | Digester Tanks 13-16, & Trailer Park,Sump Pumps | Pump,Centrifugal | Pump |  | P
45999 | TAB-DIG-P-8083B | Pump,Sump | TAB-DIG-P-T13-16 | Digester Tanks 13-16, & Trailer Park,Sump Pumps | Pump,Centrifugal | Pump |  | P
46000 | TAB-DIG-P-8084 | Pump,Sump | TAB-DIG-P-T13-16 | Digester Tanks 13-16, & Trailer Park,Sump Pumps | Pump,Centrifugal | Pump |  | P
46001 | TAB-DIG-P-8084B | Pump,Sump | TAB-DIG-P-T13-16 | Digester Tanks 13-16, & Trailer Park,Sump Pumps | Pump,Centrifugal | Pump |  | P
46002 | TAB-DIG-P-8085 | Pump,Sump | TAB-DIG-T-1400 | Digestion Tank 14 | Pump,Centrifugal | Pump |  | P
56992 | TAB-THK-P-8049B | Pump,Sump | TAB-THK-P-SUMP | Sump Pumps, Floatation | Pump,Centrifugal | Pump |  | P
56993 | TAB-THK-P-8050 | Pump,Sump | TAB-THK-P-SUMP | Sump Pumps, Floatation | Pump,Centrifugal | Pump |  | P
56994 | TAB-THK-P-8050B | Pump,Sump | TAB-THK-P-SUMP | Sump Pumps, Floatation | Pump,Centrifugal | Pump |  | P
56995 | TAB-THK-P-8051 | Pump,Sump | TAB-THK-P-SUMP | Sump Pumps, Floatation | Pump,Centrifugal | Pump |  | P
99075 | GX2045A | Pump,Sump | TAB-THK-P-SUMP | Sump Pumps, Floatation | Pump,Centrifugal | Pump
110112 | TAB-DEW-P-8052 | Pump,Sump | TAB-WA6-P | Pumping | Pump,Centrifugal | Pump |  | P
110113 | TAB-DEW-P-8052B | Pump,Sump | TAB-THK-P-SUMP | Sump Pumps, Floatation | Pump,Centrifugal | Pump |  | P
110118 | TAB-DEW-P-8151 | Pump,Sump | TAB-THK-P-SUMP | Sump Pumps, Floatation | Pump,Centrifugal | Pump |  | P
111337 | TAB-DIG-P-8066 | Pump,Sump | TAB-DIG-P-T1-4 | Digester Tanks 1-4, Sump Pumps | Pump,Centrifugal | Pump |  | P
111338 | TAB-DIG-P-8066B | Pump,Sump | TAB-DIG-P-T1-4 | Digester Tanks 1-4, Sump Pumps | Pump,Centrifugal | Pump |  | P
111339 | TAB-DIG-P-8071B | Pump,Sump | TAB-DIG-P-T13-16 | Digester Tanks 13-16, & Trailer Park,Sump Pumps | Pump,Centrifugal | Pump |  | P
111343 | TAB-DIG-P-8081 | Pump,Sump | TAB-DIG-P-T13-16 | Digester Tanks 13-16, & Trailer Park,Sump Pumps | Pump,Centrifugal | Pump |  | P
111344 | TAB-DIG-P-8082 | Pump,Sump | TAB-DIG-P-T13-16 | Digester Tanks 13-16, & Trailer Park,Sump Pumps | Pump,Centrifugal | Pump |  | P
111345 | TAB-DIG-P-8082B | Pump,Sump | TAB-DIG-P-T13-16 | Digester Tanks 13-16, & Trailer Park,Sump Pumps | Pump,Centrifugal | Pump |  | P
119790 | TAB-THK-P-8049 | Pump,Sump | TAB-THK-P-SUMP | Sump Pumps, Floatation | Pump,Centrifugal | Pump |  | P
128062 | THC-PRM-P-0143 | Pump,Sump | THC-GRK-SUMP PUMP | Sump Pumps, | Pump,Centrifugal | Pump |  | P
143647 | WTR-PDS-P-0001S | Pump,Sump | WTR-PDS-AUX | Auxiliary Equipment (Building Facilities) | Pump,Submersible | Pump | 38626 | P
143648 | WTR-PDS-P-0001S | Pump,Sump | WTR-PDSS | Dorset Pumping station (Chamber Replaced with Pod) | Pump,Submersible | Pump | 38626 | P
128636 | THC-PWA-P-0316 | Pump,Sump, Incineration. Plant Water Pumping Station | THC-GRK-SUMP PUMP | Sump Pumps, | Pump,Centrifugal | Pump |  | P
128637 | THC-PWA-P-0317 | Pump,Sump, Incineration. Plant Water Pumping Station | THC-GRK-SUMP PUMP | Sump Pumps, | Pump,Centrifugal | Pump |  | P
45991 | TAB-DIG-P-8065B | Pump,Sump, Submersible, Digesters 5-12 Tunnel D Sump | TAB-DIG-P | Digester Pipe Gallery - Sump Pumps | Pump,Centrifugal | Pump |  | P
111336 | TAB-DIG-P-8065 | Pump,Sump, Submersible, Digesters 5-12 Tunnel D Sump | TAB-DIG-P | Digester Pipe Gallery - Sump Pumps | Pump,Centrifugal | Pump |  | P
44278 | TAB-DEW-P-8055 | Pump,Sump, Z Bldg | TAB-THK-P-SUMP | Sump Pumps, Floatation | Pump,Centrifugal | Pump | 35562 | P
44279 | TAB-DEW-P-8055 | Pump,Sump, Z Bldg | TAB-WA6-P | Pumping | Pump,Centrifugal | Pump | 35562 | P
56267 | TAB-STR-P-8038A | Pump,Sump, Z Bldg | TAB-WA6-P | Pumping | Pump,Centrifugal | Pump |  | P
110114 | TAB-DEW-P-8053A | Pump,Sump, Z Bldg | TAB-THK-P-SUMP | Sump Pumps, Floatation | Pump,Centrifugal | Pump |  | P
110115 | TAB-DEW-P-8053B | Pump,Sump, Z Bldg | TAB-THK-P-SUMP | Sump Pumps, Floatation | Pump,Centrifugal | Pump |  | P
110116 | TAB-DEW-P-8054 | Pump,Sump, Z Bldg | TAB-THK-P-SUMP | Sump Pumps, Floatation | Pump,Centrifugal | Pump | 35624 | P
110117 | TAB-DEW-P-8055 | Pump,Sump, Z Bldg | TAB-SUSPENDED ENTITY | Suspended entities | Pump,Centrifugal | Pump | 35562 | P
119274 | TAB-STR-P-8038A | Pump,Sump, Z Bldg | TAB-THK-P-SUMP | Sump Pumps, Floatation | Pump,Centrifugal | Pump |  | P
119275 | TAB-STR-P-8038A | Pump,Sump, Z Bldg | TAB-WA6 | Common to Projects, Bldg. Services, Z Building | Pump,Centrifugal | Pump |  | P
119276 | TAB-STR-P-8038B | Pump,Sump, Z Bldg | TAB-THK-P-SUMP | Sump Pumps, Floatation | Pump,Centrifugal | Pump |  | P
129689 | THC-THK-P-0661 | Pump,Sump,Admin Building | THC-GRK-SUMP PUMP | Sump Pumps, | Pump,Centrifugal | Pump |  | P
62844 | THC-DIS-P-0001 | Pump,Sump,Containment Area,Sodium Hypochlorite Tanks,Disinfection Bldg | THC-DIS | Disinfection (Chlorination) Process |  | Pump |  | P
129678 | THC-THK-P-0111 | Pump,Sump,Flotation Building | THC-GRK-SUMP PUMP | Sump Pumps, | Pump,Centrifugal | Pump |  | P
129383 | THC-STR-P-1204 | Pump,Sump,MCC 1 Lower Cable Crawl Space,Building A | THC-GRK-SUMP PUMP | Sump Pumps, | Pump,Centrifugal | Pump |  | P
48773 | TAB-EL1-P-8061B | Pump,Sump,North Substation,Basement | NORTH SUBSTATION_BASEMENT | MSA Substation,Basement | Pump,Submersible | Pump |  | P
48774 | TAB-EL1-P-8061B | Pump,Sump,North Substation,Basement | TAB-ELS-NORTH | North Substation | Pump,Submersible | Pump |  | P
113199 | TAB-EL1-P-8061 | Pump,Sump,North Substation,Basement | NORTH SUBSTATION_BASEMENT | MSA Substation,Basement | Pump,Submersible | Pump |  | P
113200 | TAB-EL1-P-8061 | Pump,Sump,North Substation,Basement | TAB-ELS-NORTH | North Substation | Pump,Submersible | Pump |  | P
68557 | THC-STR-P-0136 | Pump,Sump,Phase 4 Blower Building | THC-GRK-SUMP PUMP | Sump Pumps, | Pump,Centrifugal | Pump |  | P
67451 | THC-PWA-P-0065A | Pump,Sump,Submersible,South Effluent Pump Station,Basement | THC-PWA-CP-0065 | Control Panel,Sump Pumps,South Effluent Pump Station,Intermediate Level |  | Pump |  | P
67452 | THC-PWA-P-0065B | Pump,Sump,Submersible,South Effluent Pump Station,Basement | THC-PWA-CP-0065 | Control Panel,Sump Pumps,South Effluent Pump Station,Intermediate Level |  | Pump |  | P
68593 | THC-STR-P-1601A | Pump,Sump,Tunnel T16 & T13 Intersection | THC-STR-CP-1601 | Control Panel,Sump Pumps,Tunnel T16 & T13 Intersection | Pump,Submersible | Pump |  | P
68594 | THC-STR-P-1601B | Pump,Sump,Tunnel T16 & T13 Intersection | THC-GRK-SUMP PUMP | Sump Pumps, | Pump,Centrifugal | Pump |  | P
129389 | THC-STR-P-1601A | Pump,Sump,Tunnel T16 & T13 Intersection | THC-GRK-SUMP PUMP | Sump Pumps, | Pump,Submersible | Pump |  | P
129390 | THC-STR-P-1601B | Pump,Sump,Tunnel T16 & T13 Intersection | THC-STR-CP-1601 | Control Panel,Sump Pumps,Tunnel T16 & T13 Intersection | Pump,Centrifugal | Pump |  | P
82019 | FHA-TRW-P-0001 | Pump,TW Mid Reservoir Sample, Filter Pipe Gallery, East Corridor, North | FHA-TRW-SAMP | Treated Sampling | Pump,Centrifugal | Pump |  | P
18074 | FHA-TRW-P-0002A | Pump,TW Outlet Sample, Filter Building, West Pipe Gallery, Filter F-0201 | FHA-TRW-P-0002A-KQ | Pump Location,Treated Water Sample #2A | Pump,Centrifugal | Pump |  | P
18075 | FHA-TRW-P-0002A | Pump,TW Outlet Sample, Filter Building, West Pipe Gallery, Filter F-0201 | FHA-TRW-SAMP | Treated Sampling | Pump,Centrifugal | Pump |  | P
82022 | FHA-TRW-P-0002B | Pump,TW Outlet Sample, Filter Building, West Pipe Gallery, Filter F-0201 | FHA-TRW-SAMP | Treated Sampling | Pump,Centrifugal | Pump |  | P
56975 | TAB-THK-P-2201 | Pump,TWAS Transfer | TAB-THK-P-TWAS | Floatation - Thickened Waste Activated Sludge Pumps | Pump,Progressive Cavity | Pump |  | P
56976 | TAB-THK-P-2401 | Pump,TWAS Transfer | TAB-THK-P-TWAS | Floatation - Thickened Waste Activated Sludge Pumps | Pump,Progressive Cavity | Pump |  | P
62850 | THC-DIS-P-0650 | Pump,Vacuum,Effluent Sample Pump Priming,South Effluent Pump Station,Intermediate Level | THC-DIS-T-0650 | Tank,Vacuum,Effluent Sample Pump Priming,South Effluent Pump Station,Intermediate Level |  | Pump |  | P
86905 | WTR-PJS-P-1500 | Pump,Vertical In-Line,Level 79 Enwave Pump Room North Wall Centre East,DLCW City Water Booster Pump | WTR-PJS-ENW | Enwave Process |  | Pump |  | P
145070 | WTR-PJS-P-1400 | Pump,Vertical In-Line,Level 79 Enwave Pump Room North Wall Centre West,DLCW City Water Booster Pump | WTR-PJS-ENW | Enwave Process |  | Pump |  | P
86909 | WTR-PJS-P-1800 | Pump,Vertical In-Line,Level 79 Enwave Pump Room North Wall First East,DLCW City Water Booster Pump | WTR-PJS-ENW | Enwave Process |  | Pump |  | P
145068 | WTR-PJS-P-1100 | Pump,Vertical In-Line,Level 79 Enwave Pump Room North Wall First West,DLCW City Water Booster Pump | WTR-PJS-ENW | Enwave Process |  | Pump |  | P
86907 | WTR-PJS-P-1700 | Pump,Vertical In-Line,Level 79 Enwave Pump Room North Wall Second East,DLCW City Water Booster Pump | WTR-PJS-ENW | Enwave Process |  | Pump |  | P
86904 | WTR-PJS-P-1200 | Pump,Vertical In-Line,Level 79 Enwave Pump Room North Wall Second West,DLCW City Water Booster Pump | WTR-PJS-ENW | Enwave Process |  | Pump |  | P
86906 | WTR-PJS-P-1600 | Pump,Vertical In-Line,Level 79 Enwave Pump Room North Wall Third East,DLCW City Water Booster Pump | WTR-PJS-ENW | Enwave Process |  | Pump |  | P
145069 | WTR-PJS-P-1300 | Pump,Vertical In-Line,Level 79 Enwave Pump Room North Wall Third West,DLCW City Water Booster Pump | WTR-PJS-ENW | Enwave Process |  | Pump |  | P
141295 | TNT-STR-P-1501S | Pump,Waste Activated Sludge #5 | TAB-SUSPENDED ENTITY | Suspended entities | Pump,Centrifugal | Pump | 46846 | P
141296 | TNT-STR-P-1501S | Pump,Waste Activated Sludge #5 | TNT-STR | Secondary Treatment | Pump,Centrifugal | Pump | 46846 | P
119258 | TAB-STR-P-4010R | Pump. Lube Oil Starting | TAB-STR-BL-4010 | Blower #4010 | Pump | Pump |  | P
14229 | COL-MTI-P-2701B | Pump-1 , HPU,Strachan Control Chamber No.27B, MTI | COL-MTI-CH-2700B | Chamber,Strachan St. Control Chamber No.27B, MTI | Pump,Centrifugal | Pump |  | P
2717 | COL-MTI-P-2001 | Pump-1 Hydraulic Power Unit, Victoria St. Control Chamber #20 | COL-MTI-CH-2000 | Chamber,Victoria St. Control Chamber No.20, MTI |  | Pump |  | P
14226 | COL-MTI-P-2301D | Pump-1, Hydraulic Power Unit, Simcoe Control Chamber No.2300D, MTI | COL-MTI-CH-2300D | Chamber,Simcoe Control Chamber No.2300D, MTI | Pump | Pump |  | P
14228 | COL-MTI-P-2401 | Pump-1, Hydraulic Power Unit, Spadina Control Chamber #24 | COL-MTI-CH-2400 | Chamber,Spadina Control Chamber No.24, MTI |  | Pump |  | P
14233 | COL-MTI-P-3401 | Pump-1, Hydraulic, Gear, Hydraulic Power Unit, MTI Chamber CH-3400 | COL-MTI-CH-3400 | Chamber,Parkside St. Control Chamber No.34, MTI | Pump | Pump |  | P
14225 | COL-MTI-P-2301B | Pump-1, Hydraulic, Gear, Hydraulic Power Unit, Simcoe Control Chamber No.23B, MTI | COL-MTI-CH-2300B | Chamber,Simcoe Control Chamber No.23B, MTI | Pump | Pump |  | P
14230 | COL-MTI-P-2702B | Pump-2 , HPU,Strachan Control Chamber No.27B, MTI | COL-MTI-CH-2700B | Chamber,Strachan St. Control Chamber No.27B, MTI |  | Pump |  | P
2719 | COL-MTI-P-2002 | Pump-2 Hydraulic Power Unit,, Victoria St. Control Chamber #20 | COL-MTI-CH-2000 | Chamber,Victoria St. Control Chamber No.20, MTI |  | Pump |  | P
2722 | COL-MTI-P-2402 | Pump-2, Hydraulic Power Unit, Spadina Control Chamber #24 | COL-MTI-CH-2400 | Chamber,Spadina Control Chamber No.24, MTI |  | Pump |  | P
14234 | COL-MTI-P-3402 | Pump-2, Hydraulic, Gear, Hydraulic Power Unit, MTI Chamber CH-3400 | COL-MTI-CH-3400 | Chamber,Parkside St. Control Chamber No.34, MTI | Pump | Pump |  | P
14227 | COL-MTI-P-2302B | Pump-2, Hydraulic, Gear, Hydraulic Power Unit, Simcoe Control Chamber No.23B, MTI | COL-MTI-CH-2300B | Chamber,Simcoe Control Chamber No.23B, MTI | Pump | Pump |  | P
57740 | TAB-WA6-P | Pumping | TAB-WORK-AREA-6 | Work Area 6 |  | Pump
120529 | TAB-WA6-P | Pumping | TAB-WORK-AREA-SEO | TAB Work Area SEO |  | Pump
136367 | THR-FT-RAS-P-N | Pumps, Return Activated Sludge, North | THR-FT-RAS-P | Final Tank, Return Activated Sludge Pumping |  | Pump
76499 | THR-FT-RAS-P-S | Pumps, Return Activated Sludge, South | THR-FT-RAS-P | Final Tank, Return Activated Sludge Pumping |  | Pump
113992 | TAB-GRK-P-8000 | Pumps, Sump,Guard House | TAB-GRK | Grounds Equipment, Building Services-WA7 | Pump | Pump |  | P
113993 | TAB-GRK-P-8000 | Pumps, Sump,Guard House | TAB-GRK-P | Pumps, Sump,Guard House & MoGen | Pump | Pump |  | P
113994 | TAB-GRK-P-8001 | Pumps, Sump,Guard House | TAB-GRK-P | Pumps, Sump,Guard House & MoGen | Pump | Pump |  | P
113990 | TAB-GRK-P | Pumps, Sump,Guard House & MoGen | TAB-GRK | Grounds Equipment, Building Services-WA7 |  | Pump
49924 | TAB-GRK-P-8002 | Pumps, Sump,MoGen | TAB-GRK-P | Pumps, Sump,Guard House & MoGen | Pump | Pump |  | P
44374 | TAB-DEW-SP-0001 | Sampling Station, Sludge Feed | TAB-DEW SLUDGE FEED | Sludge Feed to Centrifuge System | Sampler | Pump |  | SP
14427 | FCL-WWW-SAN | Sanitary pumping | FCL-WWW | Residue Management | Pump,Centrifugal | Pump
80282 | THR-THK-SB-0002 | Scrubber, Odour Control,STB | THR-THK-SB | Scrubber, Thickening, Odour Control Units | Scrubber | Pump |  | SB
139630 | THR-THK-SB-0001 | Scrubber, Odour Control,STB | THR-THK-SB | Scrubber, Thickening, Odour Control Units | Scrubber | Pump |  | SB
109259 | TAB-AUX-P-1500 | Sewage Pump, Buil-in toilet grinder pump, CTC washroom | TAB-GRK-BLD-0004 | Building, New Training Centre | Pump,Submersible | Pump |  | P
57567 | FCL-SKID-FL1 | Skid for Fluoride ( Temporary) | FCL-FL | Fluoridation | Pump,Positive Displacement,Gear | Pump
57568 | FCL-SKID-FL2 | Skid for Fluoride (Temporary) | FCL-FL | Fluoridation | Pump,Positive Displacement,Gear | Pump
116065 | TAB-PRM-T-3800 | Sludge Hopper, Valves & Actuators, Primary Tank 11 | TAB-PRM-T | D Building - Scum, Sludge Hoppers & Primary Tanks 10-12 | Tank | Pump |  | T
116066 | TAB-PRM-T-3900 | Sludge Hopper, Valves & Actuators, Primary Tank 12 | TAB-PRM-T | D Building - Scum, Sludge Hoppers & Primary Tanks 10-12 | Tank | Pump |  | T
111348 | TAB-DIG-P-MIXING 1-4 | Sludge Mixing Pumps | TAB-DIG-T-01-04 | Digester Tanks 1-4 |  | Pump
14428 | FCL-WWW-SLDG | Sludge Pumping | FCL-WWW | Residue Management | Pump,Centrifugal | Pump
60984 | THC-DEW-P-5840 | Sludge, Feed Pump, Centrifuge, System Dewatering | THC-DEW-CF-1500/1600 | Sludge Dewatering, Centrifuge CF-1500/1600 | Pump,Positive Displacement,Progressive Cavity | Pump |  | P
106204 | TAB-ACC-5800 | Space Heating, Bio Solids, Loading Bldg, Item12 | TAB-ACC | Plant HVAC Equipment | H.V.A.C. | Pump |  | ACC
39582 | TAB-ACC-4600 | Space Heating, Digester 19-22,Item 16 | TAB-ACC | Plant HVAC Equipment | H.V.A.C. | Pump |  | ACC
106203 | TAB-ACC-5400 | Space Heating, P.W.P.S. , Item-11 | TAB-ACC | Plant HVAC Equipment | Pump,Centrifugal | Pump |  | ACC
3571 | COL-PFH-P-0100 | Submersible Pump | COL-PFH | Fire Hall Sewage Pumping Station (Wards Island PS#4) |  | Pump |  | P
3588 | COL-PFI-P-0200 | Submersible Pump | COL-PFI | Fifth Street Sewage Pumping Station (Wards Island PS #8) |  | Pump |  | P
5396 | COL-PSH-P-0100 | Submersible Pump | COL-PSH | Senior’s Home Sewage Pumping Station (Wards Island PS#6) |  | Pump |  | P
6447 | COL-PWL-P-0200 | Submersible Pump | COL-PWL | Willow Avenue Sewage Pumping Station (Wards Island PS#7) |  | Pump |  | P
7019 | COL-PWY-P-0100 | Submersible Pump | COL-PWY | Wyandot Ave. Sewage Pumping Station (Algonquin Island PS#1) |  | Pump |  | P
7020 | COL-PWY-P-0200 | Submersible Pump | COL-PWY | Wyandot Ave. Sewage Pumping Station (Algonquin Island PS#1) |  | Pump |  | P
18314 | COL-PDA-P-0100 | Submersible Pump | COL-PDA | Dacotah Sewage Pumping Station (Algonquin Island PS #2) |  | Pump |  | P
18315 | COL-PDA-P-0200 | Submersible Pump | COL-PDA | Dacotah Sewage Pumping Station (Algonquin Island PS #2) |  | Pump |  | P
18727 | COL-PFH-P-0200 | Submersible Pump | COL-PFH | Fire Hall Sewage Pumping Station (Wards Island PS#4) |  | Pump |  | P
18744 | COL-PFI-P-0100 | Submersible Pump | COL-PFI | Fifth Street Sewage Pumping Station (Wards Island PS #8) |  | Pump |  | P
18928 | COL-PFO-P-0100 | Submersible Pump | COL-PFO | Fourth Street Sewage Pumping Station (Wards Island PS#9) |  | Pump |  | P
18929 | COL-PFO-P-0200 | Submersible Pump | COL-PFO | Fourth Street Sewage Pumping Station (Wards Island PS#9) |  | Pump |  | P
23456 | COL-PNO-P-0100 | Submersible Pump | COL-PNO | Nottawa Sewage Pumping Station (Algonquin Island PS#3) |  | Pump |  | P
23457 | COL-PNO-P-0200 | Submersible Pump | COL-PNO | Nottawa Sewage Pumping Station (Algonquin Island PS#3) |  | Pump |  | P
23955 | COL-PRC-P-0100 | Submersible Pump | COL-PRC | Rectory Café Sewage Pumping Station (Wards Island PS #5) |  | Pump |  | P
23956 | COL-PRC-P-0200 | Submersible Pump | COL-PRC | Rectory Café Sewage Pumping Station (Wards Island PS #5) |  | Pump |  | P
25026 | COL-PSI-P-0100 | Submersible Pump | COL-PSI | Sixth Street Sewage Pumping Station (Wards Island PS#11) |  | Pump |  | P
25027 | COL-PSI-P-0200 | Submersible Pump | COL-PSI | Sixth Street Sewage Pumping Station (Wards Island PS#11) |  | Pump |  | P
28169 | COL-PWL-P-0100 | Submersible Pump | COL-PWL | Willow Avenue Sewage Pumping Station (Wards Island PS#7) |  | Pump |  | P
118703 | TAB-SLO-SP | Sump & Booster Pumps | TAB-SLO-STRC | Sludge Loading & Odour Control - Facilities |  | Pump
60117 | THC-AUX-P-0011 | Sump pump | THC-AUX-LIQUIDS | Auxiliary Systems, Plant Liquids side |  | Pump |  | P
122724 | THC-AUX-P-0012 | Sump pump | THC-AUX-LIQUIDS | Auxiliary Systems, Plant Liquids side |  | Pump |  | P
146209 | WTR-PPD-P-1011 | Sump Pump 1, Sump Pit | WTR-PPD-AUX | Auxiliary Equipment (Building Facilities) | Pump,Submersible | Pump |  | P
146210 | WTR-PPD-P-1012 | Sump Pump 2, Sump Pit | WTR-PPD-AUX | Auxiliary Equipment (Building Facilities) | Pump,Submersible | Pump |  | P
127333 | THC-OCS-P-0210 | Sump Pump No.1, Phase I/IV Biofilter Sump, Phase I/IV Odour Control | THC-GRK-SUMP PUMP | Sump Pumps, | Pump | Pump |  | P
127334 | THC-OCS-P-0210 | Sump Pump No.1, Phase I/IV Biofilter Sump, Phase I/IV Odour Control | THC-PRM-BIOFILTER | Biofilter system | Pump | Pump |  | P
65818 | THC-OCS-P-0220 | Sump Pump No.2, Phase I/IV Biofilter Sump, Phase I/IV Odour Control | THC-GRK-SUMP PUMP | Sump Pumps, | Pump | Pump |  | P
127335 | THC-OCS-P-0220 | Sump Pump No.2, Phase I/IV Biofilter Sump, Phase I/IV Odour Control | THC-PRM-BIOFILTER | Biofilter system | Pump | Pump |  | P
65824 | THC-OCS-P-6220 | Sump Pump, Biofilter, Headworks Odour Control | THC-OCS-HU-6030 | Humidification Chamber, Biofilter, Headworks Odour Control | Pump | Pump |  | P
127343 | THC-OCS-P-6210 | Sump Pump, Biofilter, Headworks Odour Control | THC-OCS-HU-6030 | Humidification Chamber, Biofilter, Headworks Odour Control | Pump | Pump |  | P
127344 | THC-OCS-P-6210 | Sump Pump, Biofilter, Headworks Odour Control | THC-PLT-BLDG-0001 | New Head House, preliminary process | Pump | Pump |  | P
127345 | THC-OCS-P-6220 | Sump Pump, Biofilter, Headworks Odour Control | THC-PLT-BLDG-0001 | New Head House, preliminary process | Pump | Pump |  | P
73124 | THR-DIG-P-1171B | Sump Pump, Drainage, Between Digester Tanks 1 & 3 | THR-DIG-CP-1171 | Control Panel, Duplex Sump, Between Digester Tanks 2 & 4 | Pump,Centrifugal | Pump |  | P
133037 | THR-DIG-P-1171A | Sump Pump, Drainage, Between Digester Tanks 1 & 3 | THR-DIG-CP-1171 | Control Panel, Duplex Sump, Between Digester Tanks 2 & 4 | Pump,Centrifugal | Pump |  | P
73122 | THR-DIG-P-1171 | Sump Pump, Drainage, Between Digester Tanks 2 & 4 | THR-DIG-CP-1171 | Control Panel, Duplex Sump, Between Digester Tanks 2 & 4 | Pump,Centrifugal | Pump |  | P
73123 | THR-DIG-P-1171 | Sump Pump, Drainage, Between Digester Tanks 2 & 4 | THR-DIG-DRN | Digester, Drainage Sump Pump | Pump,Centrifugal | Pump |  | P
73125 | THR-DIG-P-1172 | Sump Pump, Drainage, Between Digester Tanks 2 & 4 | THR-DIG-CP-1171 | Control Panel, Duplex Sump, Between Digester Tanks 2 & 4 | Pump,Centrifugal | Pump |  | P
73126 | THR-DIG-P-1172 | Sump Pump, Drainage, Between Digester Tanks 2 & 4 | THR-DIG-DRN | Digester, Drainage Sump Pump | Pump,Centrifugal | Pump |  | P
73127 | THR-DIG-P-2172 | Sump Pump, Drainage, Near Digester Tank 6 | THR-DIG-CP-2171 | Control Panel, Duplex Sump, Near Digester Tank 6 | Pump,Centrifugal | Pump |  | P
133038 | THR-DIG-P-2171 | Sump Pump, Drainage, Near Digester Tank 6 | THR-DIG-CP-2171 | Control Panel, Duplex Sump, Near Digester Tank 6 | Pump,Centrifugal | Pump |  | P
133039 | THR-DIG-P-2171 | Sump Pump, Drainage, Near Digester Tank 6 | THR-DIG-DRN | Digester, Drainage Sump Pump | Pump,Centrifugal | Pump |  | P
133042 | THR-DIG-P-2172 | Sump Pump, Drainage, Near Digester Tank 6 | THR-DIG-DRN | Digester, Drainage Sump Pump | Pump,Centrifugal | Pump |  | P
133040 | THR-DIG-P-2171A | Sump Pump, Drainage, North Digester Gallery | THR-DIG-CP-1171 | Control Panel, Duplex Sump, Between Digester Tanks 2 & 4 | Pump,Centrifugal | Pump |  | P
133041 | THR-DIG-P-2171B | Sump Pump, Drainage, North Digester Gallery | THR-DIG-CP-1171 | Control Panel, Duplex Sump, Between Digester Tanks 2 & 4 | Pump,Centrifugal | Pump |  | P
67453 | THC-PWA-P-0200 | Sump Pump, P-0400 and P-0500, S.E. Pumping Station | THC-PWA-SOUTH | South Pumping Station | Pump,Centrifugal | Pump |  | P
128635 | THC-PWA-P-0100 | Sump Pump, P-0400 and P-0500, S.E. Pumping Station | THC-PWA-SOUTH | South Pumping Station | Pump,Centrifugal | Pump |  | P
31315 | FPP-TW-P-0001 | Transfer Pump from TWPP to LPL System | FHA-FPP | Harris Filtration Pilot Plant | Pump,Centrifugal,Multi-Stage | Pump |  | P
31316 | FPP-TW-P-0001 | Transfer Pump from TWPP to LPL System | FPP-LPL-PIP-0001 | Lead Pipe Loop system | Pump,Centrifugal,Multi-Stage | Pump |  | P
80198 | THR-THK-P-5010 | TWAS Transfer Pump | THR-THK-P-TWAS | TWAS Transfer Pumps & Holding Tanks | Pump,Centrifugal | Pump |  | P
80199 | THR-THK-P-5020 | TWAS Transfer Pump | THR-THK-P-TWAS | TWAS Transfer Pumps & Holding Tanks | Pump,Centrifugal | Pump |  | P
80200 | THR-THK-P-5030 | TWAS Transfer Pump | THR-THK-P-TWAS | TWAS Transfer Pumps & Holding Tanks | Pump,Centrifugal | Pump |  | P
80201 | THR-THK-P-5040 | TWAS Transfer Pump | THR-THK | Sludge Thickening | Pump,Centrifugal | Pump |  | P
80202 | THR-THK-P-5050 | TWAS Transfer Pump | THR-THK | Sludge Thickening | Pump,Centrifugal | Pump |  | P
80203 | THR-THK-P-5060 | TWAS Transfer Pump | THR-THK-P-TWAS | TWAS Transfer Pumps & Holding Tanks | Pump,Centrifugal | Pump |  | P
80204 | THR-THK-P-5070 | TWAS Transfer Pump | THR-THK | Sludge Thickening | Pump,Centrifugal | Pump |  | P
80205 | THR-THK-P-5080 | TWAS Transfer Pump | THR-THK-P-TWAS | TWAS Transfer Pumps & Holding Tanks | Pump,Centrifugal | Pump |  | P
139534 | THR-THK-P-5010 | TWAS Transfer Pump | THR-THK | Sludge Thickening | Pump,Centrifugal | Pump |  | P
139535 | THR-THK-P-5010 | TWAS Transfer Pump | THR-THK-T-5001 | Tank, TWAS Holding | Pump,Centrifugal | Pump |  | P
139536 | THR-THK-P-5020 | TWAS Transfer Pump | THR-THK | Sludge Thickening | Pump,Centrifugal | Pump |  | P
139537 | THR-THK-P-5020 | TWAS Transfer Pump | THR-THK-T-5002 | Tank, TWAS Holding | Pump,Centrifugal | Pump |  | P
139538 | THR-THK-P-5030 | TWAS Transfer Pump | THR-THK | Sludge Thickening | Pump,Centrifugal | Pump |  | P
139539 | THR-THK-P-5030 | TWAS Transfer Pump | THR-THK-T-5001 | Tank, TWAS Holding | Pump,Centrifugal | Pump |  | P
139540 | THR-THK-P-5040 | TWAS Transfer Pump | THR-THK-P-TWAS | TWAS Transfer Pumps & Holding Tanks | Pump,Centrifugal | Pump |  | P
139541 | THR-THK-P-5040 | TWAS Transfer Pump | THR-THK-T-5002 | Tank, TWAS Holding | Pump,Centrifugal | Pump |  | P
139542 | THR-THK-P-5050 | TWAS Transfer Pump | THR-THK-P-TWAS | TWAS Transfer Pumps & Holding Tanks | Pump,Centrifugal | Pump |  | P
139543 | THR-THK-P-5050 | TWAS Transfer Pump | THR-THK-T-5003 | Tank, TWAS Holding | Pump,Centrifugal | Pump |  | P
139544 | THR-THK-P-5060 | TWAS Transfer Pump | THR-THK | Sludge Thickening | Pump,Centrifugal | Pump |  | P
139545 | THR-THK-P-5060 | TWAS Transfer Pump | THR-THK-T-5004 | Tank, TWAS Holding | Pump,Centrifugal | Pump |  | P
139546 | THR-THK-P-5070 | TWAS Transfer Pump | THR-THK-P-TWAS | TWAS Transfer Pumps & Holding Tanks | Pump,Centrifugal | Pump |  | P
139547 | THR-THK-P-5070 | TWAS Transfer Pump | THR-THK-T-5003 | Tank, TWAS Holding | Pump,Centrifugal | Pump |  | P
139548 | THR-THK-P-5080 | TWAS Transfer Pump | THR-THK | Sludge Thickening | Pump,Centrifugal | Pump |  | P
139549 | THR-THK-P-5080 | TWAS Transfer Pump | THR-THK-T-5004 | Tank, TWAS Holding | Pump,Centrifugal | Pump |  | P
93777 | FHO-MCS-P-0101-KQ | Vacuum Priming Pump 1 | FHO-OBSOLETE | Removed From Service | Pump,Positive Displacement,Progressive Cavity | Pump |  | P
93778 | FHO-MCS-P-0101-KQ | Vacuum Priming Pump 1 | FHO-TRW-VP | Vacuum Priming | Pump,Positive Displacement,Progressive Cavity | Pump |  | P
146750 | WTR-PSC-C-0001 | Vacuum, Pump System, Vacuum Pump | WTR-PSC-AUX | Auxiliary Equipment (Building Facilities) | Pump | Pump |  | C
118752 | TAB-SLO-V-0260D | Valve, Ball, Pump Discharge | TAB-SLO-P-0260 | Pump,Progressive Cavity,Polymer Transfer | Valve,Ball | Pump |  | V
54448 | TAB-PWA-V-5151A | Valve, Check, Discharge, Sump Pump | TAB-PWA-P-5151 | Pump, Waste Wash Water Sump | Valve,Check | Pump |  | V
54449 | TAB-PWA-V-5152A | Valve, Check, Discharge, Sump Pump | TAB-PWA-P-5152 | Pump, Waste Wash Water Sump | Valve,Check | Pump |  | V
117564 | TAB-PWA-V-5150A | Valve, Check, Discharge, Sump Pump | TAB-PWA-P-5150 | Pump, Waste Wash Water Sump | Valve,Check | Pump |  | V
117568 | TAB-PWA-V-5153A | Valve, Check, Discharge, Sump Pump | TAB-PWA-P-5153 | Pump, Waste Wash Water Sump | Valve,Check | Pump |  | V
10480 | FCL-DEW-V-0701 | Valve, Check, Local Sump Pit Dewatering Pump P-0701, Raw Water Dewatering Pit | FCL-DEW-T-0601 | Tank, Drain Pit, High Lift PS Area Dewatering Pit | Pump,Centrifugal | Pump |  | V
48046 | FCL-DEW-V-0801 | Valve, Check, Local Sump Pit Dewatering Pump P-0801, Treated Water Dewatering Pit | FCL-DEW-T-0601 | Tank, Drain Pit, High Lift PS Area Dewatering Pit | Pump,Centrifugal | Pump |  | V
48047 | FCL-DEW-V-0901 | Valve, Check, Local Sump Pit Dewatering Pump P-0901, Sedimentation Tank Area Dewatering Pit | FCL-DEW-T-0601 | Tank, Drain Pit, High Lift PS Area Dewatering Pit | Pump,Centrifugal | Pump |  | V
55660 | TAB-SLO-V-0260C | Valve, Check, Pump Discharge | TAB-SLO-P-0260 | Pump,Progressive Cavity,Polymer Transfer | Valve,Check | Pump |  | V
136454 | THR-FT-V-0519B | Valve, Discharge, Sump Pump 0519, Drainage Pumping for FT-18 & FT-21 | THR-FT-P-0519 | Pump, Sump, Drainage Pumping for FT-18 & FT-21 | Pump,Submersible | Pump |  | V
117565 | TAB-PWA-V-5150B | Valve, Gate, Discharge, Sump Pump | TAB-PWA-P-5150 | Pump, Waste Wash Water Sump | Valve,Gate | Pump |  | V
117566 | TAB-PWA-V-5151B | Valve, Gate, Discharge, Sump Pump | TAB-PWA-P-5151 | Pump, Waste Wash Water Sump | Valve,Gate | Pump |  | V
117567 | TAB-PWA-V-5152B | Valve, Gate, Discharge, Sump Pump | TAB-PWA-P-5152 | Pump, Waste Wash Water Sump | Valve,Gate | Pump |  | V
117569 | TAB-PWA-V-5153B | Valve, Gate, Discharge, Sump Pump | TAB-PWA-P-5153 | Pump, Waste Wash Water Sump | Valve,Gate | Pump |  | V
48045 | FCL-DEW-V-0702 | Valve, Gate, Isolation, Local Sump Pit Dewatering Pump P-0701, Raw Water Dewatering Pit | FCL-DEW-T-0601 | Tank, Drain Pit, High Lift PS Area Dewatering Pit | Pump,Centrifugal | Pump |  | V
10482 | FCL-DEW-V-0802 | Valve, Gate, Isolation, Local Sump Pit Dewatering Pump P-0801, Treated Water Dewatering Pit | FCL-DEW-T-0601 | Tank, Drain Pit, High Lift PS Area Dewatering Pit | Pump,Centrifugal | Pump |  | V
10483 | FCL-DEW-V-0902 | Valve, Gate, Isolation, Local Sump Pit Dewatering Pump P-0901,Sedimentation Tank Area Dewatering Pit | FCL-DEW-T-0601 | Tank, Drain Pit, High Lift PS Area Dewatering Pit | Pump,Centrifugal | Pump |  | V
76621 | THR-FT-V-0519A | Valve, Inlet, Sump Pump 0519, Drainage Pumping for FT-18 & FT-21 | THR-FT-DRN | Final Tank, Drainage, Sump Pumps | Pump,Submersible | Pump |  | V
136452 | THR-FT-V-0519A | Valve, Inlet, Sump Pump 0519, Drainage Pumping for FT-18 & FT-21 | THR-FT-P-0519 | Pump, Sump, Drainage Pumping for FT-18 & FT-21 | Pump,Submersible | Pump |  | V
136453 | THR-FT-V-0519A | Valve, Inlet, Sump Pump 0519, Drainage Pumping for FT-18 & FT-21 | THR-FT-T-1800 | Tank, Final Settling, Mixed Liquor, Secondary Treatment, Secondary Clarification - North (Tank#18) | Pump,Submersible | Pump |  | V
130016 | THR ROUTE WA1-THK | WA1 Route for Thickening Pumps PM | THR-THK-T | WAS Storage Tanks & Headers | Compressor,Stationary,Sliding Vane | Pump

## Meter
Column1 | Entity_number | Description | Parent | Parent_Description | Category | Class | Suspended | Tag | Valid_Class
28018 | FIS-AM | Ammoniation | FIS-DIS | Disinfection |  | Meter |  |  | http://www.toronto.ca/TWONTO#00260
1092 | CH 146 APT FQ | Chamber | MAIN-146 | Main 146 (Transferred to D&C) | Meter,Flow,Displacement | Meter | 37198 |  | http://www.toronto.ca/TWONTO#00369
125529 | THC-ELS-METR-M859900/012 | DETEX Voltage Detector Serial # M859900/012 | THC-SES-SQ | Safety Equipment |  | Meter |  |  | http://www.toronto.ca/TWONTO#00485
63631 | THC-ELS-METR-M859900/022 | DETEX Voltage Detector Serial # M859900/022 | THC-SES-SQ | Safety Equipment |  | Meter |  |  | http://www.toronto.ca/TWONTO#00486
125530 | THC-ELS-METR-M859900/030 | DETEX Voltage Detector Serial # M859900/030 | THC-SES-SQ | Safety Equipment |  | Meter |  |  | http://www.toronto.ca/TWONTO#00487
1690 | CH 270 14 FQ E | Displacement Meter East | MAIN-270 | Main 270 | Meter,Flow,Displacement | Meter |  |  | http://www.toronto.ca/TWONTO#00369
11170 | CH 270 14 FQ E | Displacement Meter East | CH 270 14 | Chamber | Meter,Flow,Displacement | Meter |  |  | http://www.toronto.ca/TWONTO#00369
1691 | CH 270 14 FQ W | Displacement Meter West | CH 270 14 | Chamber | Meter,Flow,Displacement | Meter |  |  | http://www.toronto.ca/TWONTO#00369
1692 | CH 270 14 FQ W | Displacement Meter West | MAIN-270 | Main 270 | Meter,Flow,Displacement | Meter |  |  | http://www.toronto.ca/TWONTO#00369
98997 | FN2145D | Flowmeter, Digester Gas | TAB-DIG-INQ-T5-8 | Digester Tanks 5-8, Instrumentation Equipment | Meter,Flow | Meter |  |  | http://www.toronto.ca/TWONTO#00369
2463 | COL-BCV-JIT-0001 | Meter, Power Indicating Transmitter | COL-BCV | Carlingview Blower Station | Meter | Meter |  | JIT | http://www.toronto.ca/TWONTO#00297
2464 | COL-BCV-JIT-0001 | Meter, Power Indicating Transmitter | COL-BCV-MISC | Miscellaneous Equipment | Meter | Meter |  | JIT | http://www.toronto.ca/TWONTO#00297
2492 | COL-BDC-JIT-0001 | Meter, Power Indicating Transmitter | COL-BDC | Disco Blower Station | Meter | Meter |  | JIT | http://www.toronto.ca/TWONTO#00297
2509 | COL-BEB-JIT-0001 | Meter, Power Indicating Transmitter | COL-BEB-MISC | Miscellaneous Equipment | Meter | Meter |  | JIT | http://www.toronto.ca/TWONTO#00297
3048 | COL-PBR-GA-0001 | Gauge, Discharge Pressure | COL-PBR | Berry Road Sewage Pumping Station |  | Meter |  | GA | http://www.toronto.ca/TWONTO#00445
3151 | COL-PCF-JIT-0100 | Power Quality Meter | COL-PCF-MCC-0100 | Motor Control Centre | Meter | Meter |  | JIT | http://www.toronto.ca/TWONTO#00297
3152 | COL-PCF-JIT-0100 | Power Quality Meter | COL-PCF-MISC | Miscellaneous Equipment | Meter | Meter |  | JIT | http://www.toronto.ca/TWONTO#00297
3283 | COL-PCU-FIT-0001 | Meter, Flow, Magmeter, Main Discharge Header | COL-PCU | Cumber Pumping Station | Meter,Flow,Magmeter | Meter |  | FIT | http://www.toronto.ca/TWONTO#00368
3284 | COL-PCU-FIT-0001 | Meter, Flow, Magmeter, Main Discharge Header | COL-PCU-AUX-INST | Instrumentation Equipment | Meter,Flow,Magmeter | Meter |  | FIT | http://www.toronto.ca/TWONTO#00368
60230 | THC-CW-FQ-0126 | Flow Meter, Potable Water, Chiller, Building A | THC-ACC-BLDG A | Old Plant Blower Building HVAC | Meter,Flow | Meter |  | FQ | http://www.toronto.ca/TWONTO#00369
5772 | COL-PST-FQ-0001 | Flow Totalizing Meter | COL-PST | Strachan Pumping Station |  | Meter |  | FQ | http://www.toronto.ca/TWONTO#00369
3313 | COL-PCU-JIT-0001 | Meter, Power Indicating Transmitter, Main Power | COL-PCU-MISC | Miscellaneous Equipment | Meter | Meter |  | JIT | http://www.toronto.ca/TWONTO#00297
3475 | COL-PEV-GA-0001 | Gauge, Discharge Pressure | COL-PEV-MISC | Miscellaneous Equipment |  | Meter |  | GA | http://www.toronto.ca/TWONTO#00445
3731 | COL-PHB-JIT-0001 | Meter, Power Indicating Transmitter | COL-PHB-MISC | Miscellaneous Equipment | Meter | Meter |  | JIT | http://www.toronto.ca/TWONTO#00297
3803 | COL-PHP-GA-0001 | Gauge, Discharge Pressure | COL-PHP-MISC | Miscellaneous Equipment |  | Meter |  | GA | http://www.toronto.ca/TWONTO#00445
5773 | COL-PST-FQ-0001 | Flow Totalizing Meter | COL-PST-MISC | Miscellaneous Equipment |  | Meter |  | FQ | http://www.toronto.ca/TWONTO#00369
24648 | COL-PSD-FQ-0001 | Flow Totalizing Meter | COL-PSD | Spadina Sewage Pumping Station |  | Meter |  | FQ | http://www.toronto.ca/TWONTO#00369
3967 | COL-PKP-JIT-0001 | Meter, Power Indicating Transmitter | COL-PKP-MISC | Miscellaneous Equipment | Meter | Meter |  | JIT | http://www.toronto.ca/TWONTO#00297
24649 | COL-PSD-FQ-0001 | Flow Totalizing Meter | COL-PSD-MISC | Miscellaneous Equipment |  | Meter |  | FQ | http://www.toronto.ca/TWONTO#00369
60229 | THC-CW-FQ-0119 | Flow Totalizing Meter, Potable Water, Building A | THC-ACC-BLDG A | Old Plant Blower Building HVAC | Meter,Flow | Meter | 40253 | FQ | http://www.toronto.ca/TWONTO#00369
4096 | COL-PLB-JIT-0002 | Meter, Power Indicating Transmitter | COL-PLB | Long Branch Pumping Station | Meter | Meter |  | JIT | http://www.toronto.ca/TWONTO#00297
4097 | COL-PLB-JIT-0002 | Meter, Power Indicating Transmitter | COL-PLB-AUX-INST | Instrumentation Equipment | Meter | Meter |  | JIT | http://www.toronto.ca/TWONTO#00297
4098 | COL-PLB-JIT-0002 | Meter, Power Indicating Transmitter | COL-PLB-MCC-0195A | Motor Control Centre | Meter | Meter |  | JIT | http://www.toronto.ca/TWONTO#00297
4376 | COL-PMM-FE-0104 | Flow Element | COL-PMM | Mimico Pumping Station | Meter,Flow | Meter |  | FE | http://www.toronto.ca/TWONTO#00366
143983 | WTR-PEL-FQ-0001 | Flowmeter, Totalizer, Service Water | WTR-PEL-TRW | Treated Water (Transmission) | Meter,Flow | Meter |  | FQ | http://www.toronto.ca/TWONTO#00369
98998 | FN2146D | Flowmeter, Digester Gas | TAB-DIG-INQ-T9-12 | Digester Tanks 9-12, Instrumentation Equipment | Meter,Flow | Meter |  |  | http://www.toronto.ca/TWONTO#00369
143984 | WTR-PEL-FQ-0004 | Flowmeter, Totalizer, Service Water | WTR-PEL-TRW | Treated Water (Transmission) | Meter,Flow | Meter |  | FQ | http://www.toronto.ca/TWONTO#00369
4925 | COL-PNT-TIT-0001 | Transmitter, Temprature | COL-PNT | New Toronto Pumping Station | Meter | Meter |  | TIT | http://www.toronto.ca/TWONTO#00735
4967 | COL-POM-JIT-0001 | Meter, Power Indicating Transmitter | COL-POM | Old Mill Sewage Pumping Station | Meter | Meter |  | JIT | http://www.toronto.ca/TWONTO#00297
5065 | COL-PQW-JIT-0001 | Meter, Power Indicating Transmitter | COL-PQW-MISC | Miscellaneous Equipment | Meter | Meter |  | JIT | http://www.toronto.ca/TWONTO#00297
5324 | COL-PSD-FI-0001 | Flow Meter | COL-PSD | Spadina Sewage Pumping Station |  | Meter |  | FI | http://www.toronto.ca/TWONTO#00369
5325 | COL-PSD-FI-0001 | Flow Meter | COL-PSD-MISC | Miscellaneous Equipment |  | Meter |  | FI | http://www.toronto.ca/TWONTO#00369
5332 | COL-PSD-JIT-0001 | Power Indicating Transmitter | COL-PSD | Spadina Sewage Pumping Station |  | Meter |  | JIT | http://www.toronto.ca/TWONTO#00297
5333 | COL-PSD-JIT-0002 | Power Indicating Transmitter | COL-PSD | Spadina Sewage Pumping Station |  | Meter |  | JIT | http://www.toronto.ca/TWONTO#00297
5334 | COL-PSD-JIT-0004 | Power Indicating Transmitter | COL-PSD-MISC | Miscellaneous Equipment |  | Meter |  | JIT | http://www.toronto.ca/TWONTO#00297
5335 | COL-PSD-JIT-0005 | Power Indicating Transmitter | COL-PSD-MISC | Miscellaneous Equipment |  | Meter |  | JIT | http://www.toronto.ca/TWONTO#00297
5439 | COL-PSK-GA-0001 | Gauge, Discharge Pressure | COL-PSK-MISC | Miscellaneous Equipment |  | Meter |  | GA | http://www.toronto.ca/TWONTO#00445
5550 | COL-PSM-FI-0001 | Flow Meter | COL-PSM | Simcoe St Sewage Pumping Station |  | Meter |  | FI | http://www.toronto.ca/TWONTO#00369
5551 | COL-PSM-FI-0001 | Flow Meter | COL-PSM-MISC | Miscellaneous Equipment |  | Meter |  | FI | http://www.toronto.ca/TWONTO#00369
5620 | COL-PSP-GA-0001 | Gauge, Discharge Pressure | COL-PSP-MISC | Miscellaneous Equipment |  | Meter |  | GA | http://www.toronto.ca/TWONTO#00445
5765 | COL-PST-FI-0001 | Flow Meter | COL-PST | Strachan Pumping Station |  | Meter |  | FI | http://www.toronto.ca/TWONTO#00369
5766 | COL-PST-FI-0001 | Flow Meter | COL-PST-MISC | Miscellaneous Equipment |  | Meter |  | FI | http://www.toronto.ca/TWONTO#00369
3963 | COL-PKP-FQ-0001 | Meter, Flow | COL-PKP | Kennedy Park Sewage Pumping Station | Meter,Flow | Meter |  | FQ | http://www.toronto.ca/TWONTO#00369
3964 | COL-PKP-FQ-0001 | Meter, Flow | COL-PKP-MISC | Miscellaneous Equipment | Meter,Flow | Meter |  | FQ | http://www.toronto.ca/TWONTO#00369
5774 | COL-PST-GA-0001 | Gauge, Discharge Pressure | COL-PST-MISC | Miscellaneous Equipment |  | Meter |  | GA | http://www.toronto.ca/TWONTO#00445
5780 | COL-PST-JIT-0001 | Power Indicating Transmitter | COL-PST-MISC | Miscellaneous Equipment |  | Meter |  | JIT | http://www.toronto.ca/TWONTO#00297
5781 | COL-PST-JIT-0002 | Power Indicating Transmitter | COL-PST-MISC | Miscellaneous Equipment |  | Meter |  | JIT | http://www.toronto.ca/TWONTO#00297
5782 | COL-PST-JIT-0005 | Power Indicating Transmitter | COL-PST | Strachan Pumping Station |  | Meter |  | JIT | http://www.toronto.ca/TWONTO#00297
5945 | COL-PSU-GA-0001 | Gauge, Discharge Pressure | COL-PSU-MISC | Miscellaneous Equipment |  | Meter |  | GA | http://www.toronto.ca/TWONTO#00445
4082 | COL-PLB-FQ-0001 | Meter, Flow | COL-PLB-AUX-INST | Instrumentation Equipment | Meter,Flow | Meter |  | FQ | http://www.toronto.ca/TWONTO#00369
6146 | COL-PSW-JIT-0001 | Meter, Power Indicating Transmitter, Main Power | COL-PSW | Swansea Pumping Station | Meter | Meter |  | JIT | http://www.toronto.ca/TWONTO#00297
6147 | COL-PSW-JIT-0001 | Meter, Power Indicating Transmitter, Main Power | COL-PSW-MCC-0195 | Motor Control Centre | Meter | Meter |  | JIT | http://www.toronto.ca/TWONTO#00297
6148 | COL-PSW-JIT-0002 | Power Monitoring Meter | COL-PSW-MCC-0195 | Motor Control Centre | Meter | Meter |  | JIT | http://www.toronto.ca/TWONTO#00297
6381 | COL-PWC-GA-0001 | Gauge, Discharge Pressure | COL-PWC-MISC | Miscellaneous Equipment |  | Meter |  | GA | http://www.toronto.ca/TWONTO#00445
4083 | COL-PLB-FQ-0001 | Meter, Flow | COL-PLB-AUX-MECH | Mechanical Equipment | Meter,Flow | Meter |  | FQ | http://www.toronto.ca/TWONTO#00369
4400 | COL-PMM-FQ-0001 | Meter, Flow | COL-PMM-MISC | Miscellaneous Equipment | Meter,Flow | Meter |  | FQ | http://www.toronto.ca/TWONTO#00369
6784 | COL-PWR-JIT-0001 | Meter, Power Monitor 1, Hydro Metering Cabinet | COL-PWR-AUX-ELEC | Electrical Equipment | Meter | Meter |  | JIT | http://www.toronto.ca/TWONTO#00302
6785 | COL-PWR-JIT-0001 | Meter, Power Monitor 1, Hydro Metering Cabinet | COL-PWR-MCC-0100 | Control Panel, MCC, West Rouge PS | Meter | Meter |  | JIT | http://www.toronto.ca/TWONTO#00302
6786 | COL-PWR-JIT-0002 | Meter, Power Monitor 2, Plant Power Quality | COL-PWR-AUX-ELEC | Electrical Equipment | Meter | Meter |  | JIT | http://www.toronto.ca/TWONTO#00297
6787 | COL-PWR-JIT-0002 | Meter, Power Monitor 2, Plant Power Quality | COL-PWR-MCC-0100 | Control Panel, MCC, West Rouge PS | Meter | Meter |  | JIT | http://www.toronto.ca/TWONTO#00297
31193 | FN2271D | Flowmeter, Magnetic, Sludge Inlet Dig. 10 Raw Sldg Inlet | TAB-DIG-INQ-T9-12 | Digester Tanks 9-12, Instrumentation Equipment | Meter,Flow,Magmeter | Meter |  |  | http://www.toronto.ca/TWONTO#00369
9529 | FCL-ALM-FIR-0101 | Indicator, Flow, Recording, Skid 1 Process Variables, Dry Chemical Building, Alum Pump Room, ACP | FCL-ALM | Coagulation | Controller,Flow | Meter |  | FIR | http://www.toronto.ca/TWONTO#00255
9530 | FCL-ALM-FIR-0201 | Indicator, Flow, Recording, Skid 2 Process Variables, Dry Chemical Building, Alum Pump Room, ACP | FCL-ALM | Coagulation | Controller,Flow | Meter |  | FIR | http://www.toronto.ca/TWONTO#00255
9531 | FCL-ALM-FIR-0301 | Indicator, Flow, Recording, Skid 3 Process Variables, Dry Chemical Building, Alum Pump Room, ACP | FCL-ALM | Coagulation | Controller,Flow | Meter |  | FIR | http://www.toronto.ca/TWONTO#00255
9532 | FCL-ALM-FIR-0301 | Indicator, Flow, Recording, Skid 3 Process Variables, Dry Chemical Building, Alum Pump Room, ACP | FCL-ALM-CP-0301 | Control Panel, Electrical, Pump 0301, Alum System | Controller,Flow | Meter |  | FIR | http://www.toronto.ca/TWONTO#00255
9533 | FCL-ALM-FIR-0301 | Indicator, Flow, Recording, Skid 3 Process Variables, Dry Chemical Building, Alum Pump Room, ACP | FCL-ALM-P-0301 | Pump, PD, Pump, Alum System | Controller,Flow | Meter |  | FIR | http://www.toronto.ca/TWONTO#00255
9534 | FCL-ALM-FIR-0401 | Indicator, Flow, Recording, Skid 4 Process Variables, Dry Chemical Building, Alum Pump Room, ACP | FCL-ALM | Coagulation | Controller,Flow | Meter |  | FIR | http://www.toronto.ca/TWONTO#00255
9535 | FCL-ALM-FIR-0401 | Indicator, Flow, Recording, Skid 4 Process Variables, Dry Chemical Building, Alum Pump Room, ACP | FCL-ALM-P-0401 | Pump, PD, Pump, Alum System | Controller,Flow | Meter |  | FIR | http://www.toronto.ca/TWONTO#00255
9666 | FCL-AM-FIR-0101 | Indicator, Flow, Recording,Skid 1 Process Variables, Gaseous Chemical Building, Ammonia Machine Room, ACP | FCL-AM-CP-0101 | Control Panel, Electrical, Pump 0101, Aqua Ammonia System, Ammonia Room | Meter | Meter |  | FIR | http://www.toronto.ca/TWONTO#00255
9667 | FCL-AM-FIR-0101 | Indicator, Flow, Recording,Skid 1 Process Variables, Gaseous Chemical Building, Ammonia Machine Room, ACP | FCL-AM-P-0101 | Pump, Gear, Metering, Aqua Ammonia System | Meter | Meter |  | FIR | http://www.toronto.ca/TWONTO#00255
9668 | FCL-AM-FIR-0201 | Indicator, Flow, Recording, Skid 1 Process Variables, Gaseous Chemical Building, Ammonia Machine Room, ACP | FCL-AM | Ammoniation | Meter | Meter |  | FIR | http://www.toronto.ca/TWONTO#00255
9669 | FCL-AM-FIR-0201 | Indicator, Flow, Recording, Skid 1 Process Variables, Gaseous Chemical Building, Ammonia Machine Room, ACP | FCL-AM-CP-0201 | Control Panel, Electrical, Pump 0201, Aqua Ammonia System, Ammonia Room | Meter | Meter |  | FIR | http://www.toronto.ca/TWONTO#00255
9670 | FCL-AM-FIR-0201 | Indicator, Flow, Recording, Skid 1 Process Variables, Gaseous Chemical Building, Ammonia Machine Room, ACP | FCL-AM-P-0201 | Pump, Gear, Metering, Aqua Ammonia System | Meter | Meter |  | FIR | http://www.toronto.ca/TWONTO#00255
9760 | FCL-BFP-TESTKIT-0001 | Test Kit, Backflow Preventer Sr.No. 457813 | FCL-MCS | Mechanical Services | Meter,Flow | Meter |  | TESTKIT | http://www.toronto.ca/TWONTO#00193
10213 | FCL-DCL-AICR-0101 | Controller,Analyses,Indicator/Manual Setpoint,Recording,SO-0101, Panel CP-0003,Gaseous Chem. Building | FCL-DCL | Sulphur Dioxide System | Meter | Meter |  | AICR | http://www.toronto.ca/TWONTO#00614
10214 | FCL-DCL-AICR-0201 | Controller,Analyses,Indicator/Manual Setpoint,Recording,SO-0201, Panel CP-0003,Gaseous Chem. Building | FCL-DCL | Sulphur Dioxide System | Meter | Meter |  | AICR | http://www.toronto.ca/TWONTO#00614
10215 | FCL-DCL-AICR-0201 | Controller,Analyses,Indicator/Manual Setpoint,Recording,SO-0201, Panel CP-0003,Gaseous Chem. Building | FCL-DCL-SO-0201 | Sulphonator, Sulphur Dioxide System, Machine Room,Gaseous Chemical Building | Meter | Meter |  | AICR | http://www.toronto.ca/TWONTO#00614
10216 | FCL-DCL-AICR-0301 | Controller,Analyses,Indicator/Manual Setpoint,Recording,SO-0201, Panel CP-0003,Gaseous Chem. Building | FCL-CL-SCRUBBER | CL & SO2 Scrubber System | Meter | Meter |  | AICR | http://www.toronto.ca/TWONTO#00614
10217 | FCL-DCL-AICR-0301 | Controller,Analyses,Indicator/Manual Setpoint,Recording,SO-0201, Panel CP-0003,Gaseous Chem. Building | FCL-DCL | Sulphur Dioxide System | Meter | Meter |  | AICR | http://www.toronto.ca/TWONTO#00614
10372 | FCL-DCL-WSC-0201 | Weigh Scale, Sulpher Dioxide System | FCL-DCL | Sulphur Dioxide System | Weigh Scale | Meter |  | WSC | http://www.toronto.ca/TWONTO#00806
10373 | FCL-DCL-WSC-0201 | Weigh Scale, Sulpher Dioxide System | FCL-DCL-SO-0201 | Sulphonator, Sulphur Dioxide System, Machine Room,Gaseous Chemical Building | Weigh Scale | Meter |  | WSC | http://www.toronto.ca/TWONTO#00806
10374 | FCL-DCL-WSC-0301 | Weigh Scale, Sulpher Dioxide System | FCL-DCL | Sulphur Dioxide System | Weigh Scale | Meter |  | WSC | http://www.toronto.ca/TWONTO#00806
10593 | FCL-ELS-JIT-001D | Meter,Power Recording,Low Lift Bldg - Electrical Room,MCC-001D | FCL-ELS-MCC-001D | Control Panel,MCC,Low Lift Bldg - Electrical Room,600V | Meter,Power Recording | Meter |  | JIT | http://www.toronto.ca/TWONTO#00297
10594 | FCL-ELS-JIT-001G | Meter,Power Recording,Gaseous Chemical Bldg - Electrical Room,MCC-001G | FCL-ELS-MCC-001G | Control Panel,MCC,Gaseous Chemical Bldg - Electrical Room,600V | Meter,Power Recording | Meter |  | JIT | http://www.toronto.ca/TWONTO#00297
10595 | FCL-ELS-JIT-001H | Meter,Power Recording,High Lift Bldg - Switchgear Room,PDP-001H | FCL-ELS-PDP-001H | Power Distribution Panel,High Lift Bldg - Switchgear Room,600V | Meter,Power Recording | Meter |  | JIT | http://www.toronto.ca/TWONTO#00297
10596 | FCL-ELS-JIT-002D | Meter,Power Recording,Low Lift Bldg - Electrical Room,MCC-002D | FCL-ELS-MCC-002D | Control Panel,MCC,Low Lift Bldg - Electrical Room,600V | Meter,Power Recording | Meter |  | JIT | http://www.toronto.ca/TWONTO#00297
10597 | FCL-ELS-JIT-002F | Meter,Power Recording,High Lift Bldg - Electrical Room,MCC-002F | FCL-ELS-MCC-002F | Control Panel,MCC,High Lift Bldg - Electrical Room,600V | Meter,Power Recording | Meter |  | JIT | http://www.toronto.ca/TWONTO#00297
10598 | FCL-ELS-JIT-002H | Meter,Power Recording,High Lift Bldg - Switchgear Room,PDP-002H | FCL-ELS-PDP-002H | Power Distribution Panel,High Lift Bldg - Switchgear Room,600V | Meter,Power Recording | Meter |  | JIT | http://www.toronto.ca/TWONTO#00297
10599 | FCL-ELS-JIT-003F | Meter,Power Recording,High Lift Bldg - Electrical Room,MCC-003F | FCL-ELS-MCC-003F | Control Panel,MCC,High Lift Bldg - Electrical Room,600V | Meter,Power Recording | Meter |  | JIT | http://www.toronto.ca/TWONTO#00297
10600 | FCL-ELS-JIT-003G | Meter,Power Recording,Gaseous Chemical Bldg - Electrical Room,MCC-003G | FCL-ELS-MCC-003G | Control Panel,MCC,Gaseous Chemical Bldg - Electrical Room,208V | Meter,Power Recording | Meter |  | JIT | http://www.toronto.ca/TWONTO#00297
10601 | FCL-ELS-JIT-0102-SUS | Meter, Power Quality Meter, MCC-0612, Electrical Switchgear Room | FCL-ELS-PS-0001 | Uninterruptible Power Supply,High Lift Bldg - Switchgear Room,LP-0001 | Meter | Meter | 36499 | JIT | http://www.toronto.ca/TWONTO#00297
10602 | FCL-ELS-JIT-0104-SUS | Meter, Power Quality Meter, Dehumidifier, Filter Building, Electrical Switchgear Room | FCL-ELS-PS-0001 | Uninterruptible Power Supply,High Lift Bldg - Switchgear Room,LP-0001 | Meter | Meter | 36501 | JIT | http://www.toronto.ca/TWONTO#00297
10603 | FCL-ELS-JIT-0105-SUS | Meter, Power Quality Meter, MCC-0801, Electrical Switchgear Room | FCL-ELS-PS-0001 | Uninterruptible Power Supply,High Lift Bldg - Switchgear Room,LP-0001 | Meter | Meter | 36502 | JIT | http://www.toronto.ca/TWONTO#00297
10604 | FCL-ELS-JIT-0105-SUS | Meter, Power Quality Meter, MCC-0801, Electrical Switchgear Room | FCL-SUSPENDED | Suspended entity | Meter | Meter | 36502 | JIT | http://www.toronto.ca/TWONTO#00297
10605 | FCL-ELS-JIT-0106-SUS | Meter, Power Quality Meter, TR-0901B Switchgear Room | FCL-ELS-PS-0001 | Uninterruptible Power Supply,High Lift Bldg - Switchgear Room,LP-0001 | Meter | Meter | 36503 | JIT | http://www.toronto.ca/TWONTO#00297
10606 | FCL-ELS-JIT-0108-SUS | Meter, Power Quality Meter, MCC-1101B, Electrical Switchgear Room | FCL-SUSPENDED | Suspended entity | Meter | Meter | 36505 | JIT | http://www.toronto.ca/TWONTO#00297
10607 | FCL-ELS-JIT-0110-SUS | Meter, Power Quality Meter, MCC-1101A, Electrical Switchgear Room | FCL-ELS-PS-0001 | Uninterruptible Power Supply,High Lift Bldg - Switchgear Room,LP-0001 | Meter | Meter | 36507 | JIT | http://www.toronto.ca/TWONTO#00297
10608 | FCL-ELS-JIT-0110-SUS | Meter, Power Quality Meter, MCC-1101A, Electrical Switchgear Room | FCL-SUSPENDED | Suspended entity | Meter | Meter | 36507 | JIT | http://www.toronto.ca/TWONTO#00297
10609 | FCL-ELS-JIT-0111-SUS | Meter, Power Quality Meter, TR-1001A, Switchgear Room | FCL-ELS-PS-0001 | Uninterruptible Power Supply,High Lift Bldg - Switchgear Room,LP-0001 | Meter | Meter | 36508 | JIT | http://www.toronto.ca/TWONTO#00297
10610 | FCL-ELS-JIT-0111-SUS | Meter, Power Quality Meter, TR-1001A, Switchgear Room | FCL-SUSPENDED | Suspended entity | Meter | Meter | 36508 | JIT | http://www.toronto.ca/TWONTO#00297
10611 | FCL-ELS-JIT-0112-SUS | Meter, Power Quality Meter, MCC-0612, Electrical Switchgear Room | FCL-ELS-PS-0001 | Uninterruptible Power Supply,High Lift Bldg - Switchgear Room,LP-0001 | Meter | Meter | 36510 | JIT | http://www.toronto.ca/TWONTO#00297
10612 | FCL-ELS-JIT-0113-SUS | Meter, Power Quality Meter, MCC-0701, Electrical Switchgear Room | FCL-ELS-PS-0001 | Uninterruptible Power Supply,High Lift Bldg - Switchgear Room,LP-0001 | Meter | Meter | 36511 | JIT | http://www.toronto.ca/TWONTO#00297
10613 | FCL-ELS-JIT-0113-SUS | Meter, Power Quality Meter, MCC-0701, Electrical Switchgear Room | FCL-SUSPENDED | Suspended entity | Meter | Meter | 36511 | JIT | http://www.toronto.ca/TWONTO#00297
10614 | FCL-ELS-JIT-0114-SUS | Meter, Power Quality Meter, MCC-0701, Electrical Switchgear Room | FCL-ELS-PS-0001 | Uninterruptible Power Supply,High Lift Bldg - Switchgear Room,LP-0001 | Meter | Meter | 36512 | JIT | http://www.toronto.ca/TWONTO#00297
10615 | FCL-ELS-JIT-0114-SUS | Meter, Power Quality Meter, MCC-0701, Electrical Switchgear Room | FCL-SUSPENDED | Suspended entity | Meter | Meter | 36512 | JIT | http://www.toronto.ca/TWONTO#00297
10616 | FCL-ELS-JIT-01CF | Meter,Power Recording,Centrifuge Bldg - Electrical Room,MCC-01CF | FCL-ELS-MCC-01CF | Control Panel,MCC,Centrifuge Bldg - Electrical Room,600V | Meter,Power Recording | Meter |  | JIT | http://www.toronto.ca/TWONTO#00297
10617 | FCL-ELS-JIT-0200 | Meter,Power Recording,High Lift Bldg - Switchgear Room,MCC-0200 | FCL-ELS-MCC-0200 | Control Panel,MCC,High Lift Bldg - Switchgear Room,600V | Meter,Power Recording | Meter |  | JIT | http://www.toronto.ca/TWONTO#00297
10618 | FCL-ELS-JIT-02CF | Meter,Power Recording,Centrifuge Bldg - Electrical Room,MCC-02CF | FCL-ELS-MCC-02CF | Control Panel,MCC,Centrifuge Bldg - Electrical Room,600V | Meter,Power Recording | Meter |  | JIT | http://www.toronto.ca/TWONTO#00297
10707 | FCL-ELS-JIT-0300 | Meter,Power Recording,High Lift Bldg - Switchgear Room,MCC-0300 | FCL-ELS-MCC-0300 | Control Panel,MCC,High Lift Bldg - Switchgear Room,600V | Meter,Power Recording | Meter |  | JIT | http://www.toronto.ca/TWONTO#00297
10708 | FCL-ELS-JIT-0400 | Meter,Power Recording,Low Lift Bldg - Electrical Room,MCC-0400 | FCL-ELS-MCC-0400 | Control Panel,MCC,Low Lift Bldg - Electrical Room,600V | Meter,Power Recording | Meter |  | JIT | http://www.toronto.ca/TWONTO#00297
10709 | FCL-ELS-JIT-0500 | Meter,Power Recording,Low Lift Bldg - Electrical Room,MCC-0500 | FCL-ELS-MCC-0500 | Control Panel,MCC,Low Lift Bldg - Electrical Room,600V | Meter,Power Recording | Meter |  | JIT | http://www.toronto.ca/TWONTO#00297
10722 | FCL-ELS-JRT-0101-SUS | Relay, Protective, Feeder Management Relay, Main Incoming Feeder 2, Switchgear Room | FCL-ELS-INQ | Power Management | Relay,Protective | Meter | 36513 | JRT | http://www.toronto.ca/TWONTO#00622
10723 | FCL-ELS-JRT-0101-SUS | Relay, Protective, Feeder Management Relay, Main Incoming Feeder 2, Switchgear Room | FCL-SUSPENDED | Suspended entity | Relay,Protective | Meter | 36513 | JRT | http://www.toronto.ca/TWONTO#00622
10724 | FCL-ELS-JRT-0102-SUS | Relay, Protective, Feeder Management Relay, Main Incoming Feeder 1, Switchgear Room | FCL-SUSPENDED | Suspended entity | Relay,Protective | Meter | 36514 | JRT | http://www.toronto.ca/TWONTO#00622
10725 | FCL-ELS-JRT-0105-SUS | Relay, Protective, Transformer Management Relay, TR-0301, Switchgear Room | FCL-ELS-INQ | Power Management | Relay,Protective | Meter | 36518 | JRT | http://www.toronto.ca/TWONTO#00622
10728 | FCL-ELS-JRT-0201-SUS | Relay, Protective, Feeder Management Relay, ELS-SWG-0102, Switchgear Room | FCL-ELS-INQ | Power Management | Relay,Protective | Meter | 36520 | JRT | http://www.toronto.ca/TWONTO#00622
10729 | FCL-ELS-JRT-0202-SUS | Relay, Protective, Feeder Management Relay, ELS-SWG-0302, Switchgear Room | FCL-ELS-INQ | Power Management | Relay,Protective | Meter | 36521 | JRT | http://www.toronto.ca/TWONTO#00622
10731 | FCL-ELS-JRT-0301-SUS | Relay, Protective, Feeder Management Relay, ELS-SWG-0104, Switchgear Room | FCL-ELS-INQ | Power Management | Relay,Protective | Meter | 36523 | JRT | http://www.toronto.ca/TWONTO#00622
10732 | FCL-ELS-JRT-0301-SUS | Relay, Protective, Feeder Management Relay, ELS-SWG-0104, Switchgear Room | FCL-SUSPENDED | Suspended entity | Relay,Protective | Meter | 36523 | JRT | http://www.toronto.ca/TWONTO#00622
10733 | FCL-ELS-JRT-0302-SUS | Relay, Protective, Feeder Management Relay, ELS-SWG-0101, Switchgear Room | FCL-ELS-INQ | Power Management | Relay,Protective | Meter | 36524 | JRT | http://www.toronto.ca/TWONTO#00622
10734 | FCL-ELS-JRT-0303-SUS | Relay, Protective, Feeder Management Relay, ELS-SWG-0301, Switchgear Room | FCL-ELS-INQ | Power Management | Relay,Protective | Meter | 36525 | JRT | http://www.toronto.ca/TWONTO#00622
10735 | FCL-ELS-JRT-0303-SUS | Relay, Protective, Feeder Management Relay, ELS-SWG-0301, Switchgear Room | FCL-SUSPENDED | Suspended entity | Relay,Protective | Meter | 36525 | JRT | http://www.toronto.ca/TWONTO#00622
10736 | FCL-ELS-JRT-0304-SUS | Relay, Protective, Feeder Management Relay, ELS-SWG-0217, Switchgear Room | FCL-ELS-INQ | Power Management | Relay,Protective | Meter | 36526 | JRT | http://www.toronto.ca/TWONTO#00622
10737 | FCL-ELS-JRT-0304-SUS | Relay, Protective, Feeder Management Relay, ELS-SWG-0217, Switchgear Room | FCL-SUSPENDED | Suspended entity | Relay,Protective | Meter | 36526 | JRT | http://www.toronto.ca/TWONTO#00622
10738 | FCL-ELS-JRT-0305-SUS | Relay, Protective, Feeder Management Relay, ELS-SWG-0214, Switchgear Room | FCL-SUSPENDED | Suspended entity | Relay,Protective | Meter | 36527 | JRT | http://www.toronto.ca/TWONTO#00622
31194 | FN2272D | Flowmeter, Magnetic, Sludge Inlet Dig. 11 Raw Sldg Inlet | TAB-DIG-INQ-T5-8 | Digester Tanks 5-8, Instrumentation Equipment | Meter,Flow,Magmeter | Meter |  |  | http://www.toronto.ca/TWONTO#00369
11310 | FCL-FL-FIR-0101 | Indicator,Flow,Recording,Skid 1 Process Variables,Gaseous Chemical Building,Fluoride Machine Room | FCL-FL-CP-0101 | Control Panel, Electrical, Pump 0101, Hydrofluosilicic Acid System | Controller,Flow | Meter |  | FIR | http://www.toronto.ca/TWONTO#00255
11311 | FCL-FL-FIR-0201 | Indicator,Flow,Recording,Skid 1 Process Variables,Gaseous Chemical Building,Fluoride Machine Room | FCL-FL | Fluoridation | Controller,Flow | Meter |  | FIR | http://www.toronto.ca/TWONTO#00255
12107 | FCL-POL-FIT-4112 | Transmitter, Flow, Magnetic, RMF Polymer Feed to Thickener #1, Centrifuge Building Polymer Room | FCL-WWW-POL | Polymer | Meter,Flow,Magmeter | Meter |  | FIT | http://www.toronto.ca/TWONTO#00368
12110 | FCL-POL-FIT-4132 | Transmitter, Flow, Magnetic, RMF Polymer Feed to Thickener #2, Centrifuge Building Polymer Room | FCL-WWW-POL | Polymer | Meter,Flow,Magmeter | Meter |  | FIT | http://www.toronto.ca/TWONTO#00368
12115 | FCL-POL-FIT-4232 | Transmitter, Flow, Magnetic, RMF Polymer Feed to Centrifuge #2, Centrifuge Building Polymer Room | FCL-WWW-POL | Polymer | Meter,Flow,Magmeter | Meter |  | FIT | http://www.toronto.ca/TWONTO#00368
99002 | FN2272D | Flowmeter, Magnetic, Sludge Inlet Dig. 11 Raw Sldg Inlet | TAB-DIG-INQ-T9-12 | Digester Tanks 9-12, Instrumentation Equipment | Meter,Flow,Magmeter | Meter |  |  | http://www.toronto.ca/TWONTO#00369
12156 | FCL-PWA-METR-0001(S) | Test Kit, Backflow Preventer | FCL-MCS | Mechanical Services | Meter,Flow | Meter | 35124 | METR | http://www.toronto.ca/TWONTO#00193
12157 | FCL-PWA-METR-0001(S) | Test Kit, Backflow Preventer | FCL-SUSPENDED | Suspended entity | Meter,Flow | Meter | 35124 | METR | http://www.toronto.ca/TWONTO#00193
12158 | FCL-PWA-METR-0001S | Test Kit, Backflow Preventer | FCL-SUSPENDED | Suspended entity | Meter,Flow | Meter | 34185 | METR | http://www.toronto.ca/TWONTO#00193
99003 | FN2273D | Flowmeter, Magnetic, Sludge Inlet Dig. 12 Raw Sldg Inlet | TAB-DIG-INQ-T9-12 | Digester Tanks 9-12, Instrumentation Equipment | Meter,Flow,Magmeter | Meter |  |  | http://www.toronto.ca/TWONTO#00369
31192 | FN2270D | Flowmeter, Magnetic, Sludge Inlet Dig. 9 Raw Sldg Inlet | TAB-DIG-INQ-T9-12 | Digester Tanks 9-12, Instrumentation Equipment | Meter,Flow,Magmeter | Meter |  |  | http://www.toronto.ca/TWONTO#00369
99001 | FN2270D | Flowmeter, Magnetic, Sludge Inlet Dig. 9 Raw Sldg Inlet | TAB-DIG-INQ-T5-8 | Digester Tanks 5-8, Instrumentation Equipment | Meter,Flow,Magmeter | Meter |  |  | http://www.toronto.ca/TWONTO#00369
13776 | COL-BDC-JIT-0001 | Meter, Power Indicating Transmitter | COL-BDC-MISC | Miscellaneous Equipment | Meter | Meter |  | JIT | http://www.toronto.ca/TWONTO#00297
13799 | COL-BEB-JIT-0001 | Meter, Power Indicating Transmitter | COL-BEB | Edenbridge Blower Station | Meter | Meter |  | JIT | http://www.toronto.ca/TWONTO#00297
14360 | FCL-WWW-FIT-1101 | Transmitter, Flow, Magnetic, RMF North Meter Chamber | FCL-WWW-T-1100 | Tank, Clarifier, North, RMF Clarification Facility | Meter,Flow,Magmeter | Meter |  | FIT | http://www.toronto.ca/TWONTO#00368
14361 | FCL-WWW-FIT-3051 | Transmitter, Flow, Magnetic, RMF Sludge Sump Service Platform North | FCL-WWW-T-3000 | Tank, Sludge Sump, RMF Clarification Facility | Meter,Flow,Magmeter | Meter |  | FIT | http://www.toronto.ca/TWONTO#00368
14362 | FCL-WWW-FIT-5101 | Transmitter, Flow, Magnetic, RMF Centrifuge Feed 5101 | FCL-WWW-P-5101 | Pump Centifuge Feed, North | Meter,Flow,Magmeter | Meter |  | FIT | http://www.toronto.ca/TWONTO#00368
14363 | FCL-WWW-FIT-5301 | Transmitter, Flow, Magnetic, RMF Centrifuge Feed 5301 | FCL-WWW-P-5301 | Pump Centrifuge Feed, South | Meter,Flow,Magmeter | Meter |  | FIT | http://www.toronto.ca/TWONTO#00368
14364 | FCL-WWW-FIT-5301 | Transmitter, Flow, Magnetic, RMF Centrifuge Feed 5301 | FCL-WWW-SAMP | Residue Management Sampling | Meter,Flow,Magmeter | Meter |  | FIT | http://www.toronto.ca/TWONTO#00368
6138 | COL-PSW-FQ-0001 | Meter, Flow | COL-PSW | Swansea Pumping Station | Meter,Flow | Meter |  | FQ | http://www.toronto.ca/TWONTO#00369
6467 | COL-PWN-FQ-0001 | Meter, Flow | COL-PWN | Warren Park Pumping Station | Meter,Flow | Meter |  | FQ | http://www.toronto.ca/TWONTO#00369
14998 | COL-PBG-GA-0001 | Gauge, Discharge Pressure | COL-PBG-MISC | Miscellaneous Equipment |  | Meter |  | GA | http://www.toronto.ca/TWONTO#00445
15567 | COL-PBR-GA-0001 | Gauge, Discharge Pressure | COL-PBR-MISC | Miscellaneous Equipment |  | Meter |  | GA | http://www.toronto.ca/TWONTO#00445
16439 | FHA-FLT-PDIT-0201 | Transmitter, Pressure Differential, Head Loss, Filter F-0201, Filter Building West | FHA-FLT-F-0201 | Filter #02, Filter Building, West Filter Gallery North | Transmitter,Pressure | Meter |  | PDIT | http://www.toronto.ca/TWONTO#00605
16440 | FHA-FLT-PDIT-0401 | Transmitter, Pressure Differential, Head Loss, Filter F-0401, Filter Building West | FHA-FLT-F-0401 | Filter #04, Filter Building, West Filter Gallery North | Transmitter,Pressure | Meter |  | PDIT | http://www.toronto.ca/TWONTO#00605
16441 | FHA-FLT-PDIT-0701 | Transmitter, Pressure Differential, Head Loss, Filter F-0701, Filter Building West | FHA-FLT-F-0701 | Filter #07, Filter Building, West Filter Gallery South | Transmitter,Pressure | Meter |  | PDIT | http://www.toronto.ca/TWONTO#00605
16442 | FHA-FLT-PDIT-0801 | Transmitter, Pressure Differential, Head Loss, Filter F-0801, Filter Building West | FHA-FLT-F-0801 | Filter #08, Filter Building, West Filter Gallery North | Transmitter,Pressure | Meter |  | PDIT | http://www.toronto.ca/TWONTO#00605
16444 | FHA-FLT-PDIT-1101 | Transmitter, Pressure Differential, Head Loss, Filter F-1101, Filter Building West | FHA-FLT-F-1101 | Filter #11, Filter Building, West Filter Gallery South | Transmitter,Pressure | Meter |  | PDIT | http://www.toronto.ca/TWONTO#00605
16452 | FHA-FLT-PDIT-2001 | Transmitter, Pressure Differential, Head Loss, Filter F-2001, Filter Building West | FHA-FLT-F-2001 | Filter #20, Filter Building, West Filter Gallery North | Transmitter,Pressure | Meter |  | PDIT | http://www.toronto.ca/TWONTO#00605
16765 | FHA-PWA-METR-0002 | Test Kit, Backflow Preventer (Backup Kit) TK-99E Ser# 126017 | FHA-MCS-PWA | Plant Service Water | Meter,Flow | Meter |  | METR | http://www.toronto.ca/TWONTO#00193
6468 | COL-PWN-FQ-0001 | Meter, Flow | COL-PWN-MISC | Miscellaneous Equipment | Meter,Flow | Meter |  | FQ | http://www.toronto.ca/TWONTO#00369
17672 | COL-PCU-JIT-0001 | Meter, Power Indicating Transmitter, Main Power | COL-PCU | Cumber Pumping Station | Meter | Meter |  | JIT | http://www.toronto.ca/TWONTO#00297
17673 | COL-PCU-JIT-0001 | Meter, Power Indicating Transmitter, Main Power | COL-PCU-AUX-ELEC | Electrical Equipment | Meter | Meter |  | JIT | http://www.toronto.ca/TWONTO#00297
17674 | COL-PCU-JIT-0002 | Meter, Power Monitor, Main Power, Electrical Room | COL-PCU-AUX-ELEC | Electrical Equipment | Meter | Meter |  | JIT | http://www.toronto.ca/TWONTO#00297
17675 | COL-PCU-JIT-0002 | Meter, Power Monitor, Main Power, Electrical Room | COL-PCU-MCC-0001 | Motor Control Centre | Meter | Meter |  | JIT | http://www.toronto.ca/TWONTO#00297
17676 | COL-PCU-JIT-0002 | Meter, Power Monitor, Main Power, Electrical Room | COL-PCU-MCC-0100 | Control Panel, MCC, Cumber PS | Meter | Meter |  | JIT | http://www.toronto.ca/TWONTO#00297
18441 | COL-PFB-GA-0001 | Gauge, Discharge Pressure | COL-PFB-MISC | Miscellaneous Equipment |  | Meter |  | GA | http://www.toronto.ca/TWONTO#00445
19865 | COL-PHB-JIT-0001 | Meter, Power Indicating Transmitter | COL-PHB | Humber Sewage Pumping Station | Meter | Meter |  | JIT | http://www.toronto.ca/TWONTO#00297
24480 | FHO-LAB-ANL-0009 | DigitalThermometer (For Reference Only) | FHO-AUX | Lab/Portable Testing Instruments | Meter,Temperature | Meter |  | ANL | http://www.toronto.ca/TWONTO#00686
93702 | FHO-LAB-ANL-0018 | Oxidation Reduction Potential Meter (Hach) -ORP meter | FHO-AUX | Lab/Portable Testing Instruments | Analyzer,ORP | Meter |  | ANL | http://www.toronto.ca/TWONTO#00115
90117 | FHO-AUX-ANL-0016 | Ozone calibration unit - Sr # 001016 | FHO-AUX | Lab/Portable Testing Instruments | Analyzer,PH | Meter |  | ANL | http://www.toronto.ca/TWONTO#00193
20141 | COL-PKG-GA-0001 | Gauge, Discharge Pressure | COL-PKG-MISC | Miscellaneous Equipment |  | Meter |  | GA | http://www.toronto.ca/TWONTO#00445
20365 | COL-PKP-GA-0001 | Gauge, Discharge Pressure | COL-PKP | Kennedy Park Sewage Pumping Station |  | Meter |  | GA | http://www.toronto.ca/TWONTO#00445
20366 | COL-PKP-GA-0001 | Gauge, Discharge Pressure | COL-PKP-MISC | Miscellaneous Equipment |  | Meter |  | GA | http://www.toronto.ca/TWONTO#00445
20371 | COL-PKP-JIT-0001 | Meter, Power Indicating Transmitter | COL-PKP | Kennedy Park Sewage Pumping Station | Meter | Meter |  | JIT | http://www.toronto.ca/TWONTO#00297
14996 | COL-PBG-FQ-0001 | Meter, Flow | COL-PBG | Brule Gardens Sewage Pumping Station | Meter,Flow | Meter |  | FQ | http://www.toronto.ca/TWONTO#00369
21079 | COL-PLB-JIT-0002 | Meter, Power Indicating Transmitter | COL-PLB-AUX-MECH | Mechanical Equipment | Meter | Meter |  | JIT | http://www.toronto.ca/TWONTO#00297
21765 | FHO-ELS-JIT-0510 | Meter, Power Monitoring, MCC-0510, Filter Building(1-8), S2, Electrical Room | FHO-ELS-MCC-0510 | Motor Control Centre, Filter Building 1-8., S2, Electrical Room |  | Meter |  | JIT | http://www.toronto.ca/TWONTO#00297
21766 | FHO-ELS-JIT-0710 | Meter, Power Monitoring, MCC-0710, Admin Building, S4, Main Electrical Room, PDP-0700 Cell 2B | FHO-ELS-MCC-0710 | Motor Control Centre, Admin Building, S4, Main Electrical Room |  | Meter |  | JIT | http://www.toronto.ca/TWONTO#00297
21767 | FHO-ELS-JIT-0712 | Meter, Power Monitoring, DP-0712, Chemical Building, S4, Main Electrical Room | FHO-ELS-INQ | Power Management |  | Meter |  | JIT | http://www.toronto.ca/TWONTO#00297
21768 | FHO-ELS-JIT-0723 | Meter, Power Monitoring, DP-0723, Admin Building, S4, Main Electrical Room | FHO-ELS-INQ | Power Management |  | Meter |  | JIT | http://www.toronto.ca/TWONTO#00297
21769 | FHO-ELS-JIT-0730 | Meter, Power Monitoring, MCC-0730, Admin Building, S4, Main Electrical Room, PDP-0700 Cell 1B | FHO-ELS-MCC-0730 | Motor Control Centre, Emergency Load, Admin Building, S4, Main Electrical Room |  | Meter |  | JIT | http://www.toronto.ca/TWONTO#00297
21770 | FHO-ELS-JIT-0810 | Meter, Power Monitoring, MCC-0810, Admin Building, S4, Main Electrical Room, PDP-0800 Cell 6B | FHO-ELS-MCC-0810 | Motor Control Centre, Admin Building, S4, Main Electrical Room |  | Meter |  | JIT | http://www.toronto.ca/TWONTO#00297
21771 | FHO-ELS-JIT-0811 | Meter, Power Monitoring, DP-0811, Chemical Building, S4, Main Electrical Room | FHO-ELS-INQ | Power Management |  | Meter |  | JIT | http://www.toronto.ca/TWONTO#00297
21772 | FHO-ELS-JIT-0812 | Meter, Power Monitoring, DP-0812, Chemical Building, S4, Main Electrical Room | FHO-ELS-INQ | Power Management |  | Meter |  | JIT | http://www.toronto.ca/TWONTO#00297
21773 | FHO-ELS-JIT-0820 | Meter, Power Monitoring, MCC-0820, Admin Building, S4, Main Electrical Room, PDP-0800 Cell 6B | FHO-ELS-MCC-0820 | Motor Control Centre, Admin Building, S4, Main Electrical Room |  | Meter |  | JIT | http://www.toronto.ca/TWONTO#00297
21774 | FHO-ELS-JIT-0823 | Meter, Power Monitoring, DP-0823, Admin Building, S4, Main Electrical Room | FHO-ELS-INQ | Power Management |  | Meter |  | JIT | http://www.toronto.ca/TWONTO#00297
21775 | FHO-ELS-JIT-0830 | Meter, Power Monitoring, MCC-0830, Admin Building, S4, Main Electrical Room, PDP-0800 Cell 7B | FHO-ELS-MCC-0830 | Motor Control Centre, Emergency Load, Standby Power Building |  | Meter |  | JIT | http://www.toronto.ca/TWONTO#00297
21776 | FHO-ELS-JIT-0921 | Meter, Power Monitoring, DP-0921, Admin Building, S4, Main Electrical Room, MCC-0920 | FHO-ELS-MCC-0920 | Motor Control Centre, Admin Building, S4, Main Electrical Room |  | Meter |  | JIT | http://www.toronto.ca/TWONTO#00297
21777 | FHO-ELS-JIT-0923 | Meter, Power Monitoring, DP-0923, Admin Building, S4, Main Electrical Room, MCC-0920 | FHO-ELS-MCC-0920 | Motor Control Centre, Admin Building, S4, Main Electrical Room |  | Meter |  | JIT | http://www.toronto.ca/TWONTO#00297
21778 | FHO-ELS-JIT-0930 | Meter, Power Monitiring, MCC-0930, Admin Building, S4, Main Electrical Room, PDP-0900 Cell 1C | FHO-ELS-MCC-0930 | Motor Control Centre, Emergency Load, Clarifier Building, S2, Main Foyer |  | Meter |  | JIT | http://www.toronto.ca/TWONTO#00297
21779 | FHO-ELS-JIT-1021 | Meter, Power Monitoring, ACC-HTR-0104, Admin Building, S4, Main Electrical Room. MCC-1020 | FHO-ELS-MCC-1020 | Motor Control Centre, Cadmin Building, S4, Main Electrical Room |  | Meter |  | JIT | http://www.toronto.ca/TWONTO#00297
21780 | FHO-ELS-JIT-1022 | Meter, Power Monitoring, DP-1022, Admin Building, S4, Main Electrical Room | FHO-ELS-INQ | Power Management |  | Meter |  | JIT | http://www.toronto.ca/TWONTO#00297
21781 | FHO-ELS-JIT-1023 | Meter, Power Monitoring, Admin Building, S4, Main Electrical Room | FHO-ELS-INQ | Power Management |  | Meter |  | JIT | http://www.toronto.ca/TWONTO#00297
21782 | FHO-ELS-JIT-1030 | Meter, Power Monitiring, MCC-1030, Admin Building, S4, Main Electrical Room, PDP-1000 Cell 7C | FHO-ELS-MCC-1030 | Motor Control Centre, Emergency Load, Clarifier Building, S2, Main Foyer |  | Meter |  | JIT | http://www.toronto.ca/TWONTO#00297
21783 | FHO-ELS-JIT-1110 | Meter, Power Monitoring, MCC-1110, Ozone Building, Electrical Room | FHO-ELS-INQ | Power Management |  | Meter |  | JIT | http://www.toronto.ca/TWONTO#00297
21784 | FHO-ELS-JIT-1120 | Meter, Power Monitoring, MCC-1120, Ozone Building, Electrical Room | FHO-ELS-INQ | Power Management |  | Meter |  | JIT | http://www.toronto.ca/TWONTO#00297
21785 | FHO-ELS-JIT-1150 | Meter, Power Monitoring, Ozone Power Supply Unit PS-1150, Ozone Building, Electrical Room | FHO-DOZ-PS-1150 | Power Supply Unit, Ozone Generator OZ-1100, Ozone Building, L1, Ozone Equipment Room |  | Meter |  | JIT | http://www.toronto.ca/TWONTO#00297
21786 | FHO-ELS-JIT-1250 | Meter, Power Monitoring, Ozone Power Supply Unit PS-1250, Ozone Building, Electrical Room | FHO-DOZ-PS-1250 | Power Supply Unit, Ozone Generator OZ-1200, Ozone Building, L1, Ozone Equipment Room |  | Meter |  | JIT | http://www.toronto.ca/TWONTO#00297
22010 | COL-PMD-GA-0001 | Gauge, Discharge Pressure | COL-PMD | Midland Pumping Station |  | Meter |  | GA | http://www.toronto.ca/TWONTO#00445
22011 | COL-PMD-GA-0001 | Gauge, Discharge Pressure | COL-PMD-MISC | Miscellaneous Equipment |  | Meter |  | GA | http://www.toronto.ca/TWONTO#00445
22525 | COL-PMM-FE-0104 | Flow Element | COL-PMM-MISC | Miscellaneous Equipment | Meter,Flow | Meter |  | FE | http://www.toronto.ca/TWONTO#00366
14997 | COL-PBG-FQ-0001 | Meter, Flow | COL-PBG-MISC | Miscellaneous Equipment | Meter,Flow | Meter |  | FQ | http://www.toronto.ca/TWONTO#00369
98999 | FN2209D | Flowmeter, Raw Sludge, Tank #8 Sludge Line | TAB-PRM-INQ-P | P Building - Instrument Equipment | Meter,Flow | Meter |  |  | http://www.toronto.ca/TWONTO#00369
4494 | COL-PMM-INLET FLOW | Inlet Flow Meter | COL-PMM | Mimico Pumping Station | Meter,Flow | Meter |  |  | http://www.toronto.ca/TWONTO#00369
21062 | COL-PLB-FQ-0001 | Meter, Flow | COL-PLB | Long Branch Pumping Station | Meter,Flow | Meter |  | FQ | http://www.toronto.ca/TWONTO#00369
23585 | COL-PNT-JIT-0001 | Meter, Power Indicating Transmitter, Main Power | COL-PNT | New Toronto Pumping Station | Meter | Meter |  | JIT | http://www.toronto.ca/TWONTO#00297
23586 | COL-PNT-JIT-0001 | Meter, Power Indicating Transmitter, Main Power | COL-PNT-MCC-0195 | Motor Control Centre | Meter | Meter |  | JIT | http://www.toronto.ca/TWONTO#00297
23587 | COL-PNT-JIT-0001 | Meter, Power Indicating Transmitter, Main Power | COL-PNT-MISC | Miscellaneous Equipment | Meter | Meter |  | JIT | http://www.toronto.ca/TWONTO#00297
23588 | COL-PNT-JIT-0002 | Meter, Power Indicating Transmitter, Main Power | COL-PNT-MCC-0195 | Motor Control Centre | Meter | Meter |  | JIT | http://www.toronto.ca/TWONTO#00297
23680 | COL-POM-JIT-0001 | Meter, Power Indicating Transmitter | COL-POM-MISC | Miscellaneous Equipment | Meter | Meter |  | JIT | http://www.toronto.ca/TWONTO#00297
23864 | COL-PQW-JIT-0001 | Meter, Power Indicating Transmitter | COL-PQW | Queensway Sewage Pumping Station | Meter | Meter |  | JIT | http://www.toronto.ca/TWONTO#00297
24153 | COL-PRR-GA-0001 | Gauge, Discharge Pressure | COL-PRR-MISC | Miscellaneous Equipment |  | Meter |  | GA | http://www.toronto.ca/TWONTO#00445
20001 | FHO-AUX-ANL-0017 | Ozone calibration unit -Sr # 0539 | FHO-AUX | Lab/Portable Testing Instruments | Analyzer,PH | Meter |  | ANL | http://www.toronto.ca/TWONTO#00193
20002 | FHO-AUX-ANL-0017SUSP | Ozone calibration unit -Sr # G-001004 | FHO-SUSPENDED | Suspended Entity List | Analyzer,PH | Meter | 46313 | ANL | http://www.toronto.ca/TWONTO#00193
90118 | FHO-AUX-ANL-0017SUSP | Ozone calibration unit -Sr # G-001004 | FHO-AUX | Lab/Portable Testing Instruments | Analyzer,PH | Meter | 46313 | ANL | http://www.toronto.ca/TWONTO#00193
22546 | COL-PMM-FQ-0001 | Meter, Flow | COL-PMM | Mimico Pumping Station | Meter,Flow | Meter |  | FQ | http://www.toronto.ca/TWONTO#00369
26634 | COL-PSW-FQ-0001 | Meter, Flow | COL-PSW-MISC | Miscellaneous Equipment | Meter,Flow | Meter |  | FQ | http://www.toronto.ca/TWONTO#00369
24650 | COL-PSD-GA-0001 | Gauge, Discharge Pressure | COL-PSD-MISC | Miscellaneous Equipment |  | Meter |  | GA | http://www.toronto.ca/TWONTO#00445
24652 | COL-PSD-JIT-0001 | Power Indicating Transmitter | COL-PSD-MISC | Miscellaneous Equipment |  | Meter |  | JIT | http://www.toronto.ca/TWONTO#00297
24653 | COL-PSD-JIT-0002 | Power Indicating Transmitter | COL-PSD-MISC | Miscellaneous Equipment |  | Meter |  | JIT | http://www.toronto.ca/TWONTO#00297
24654 | COL-PSD-JIT-0003 | Power Indicating Transmitter | COL-PSD | Spadina Sewage Pumping Station |  | Meter |  | JIT | http://www.toronto.ca/TWONTO#00297
24655 | COL-PSD-JIT-0003 | Power Indicating Transmitter | COL-PSD-MISC | Miscellaneous Equipment |  | Meter |  | JIT | http://www.toronto.ca/TWONTO#00297
24656 | COL-PSD-JIT-0004 | Power Indicating Transmitter | COL-PSD | Spadina Sewage Pumping Station |  | Meter |  | JIT | http://www.toronto.ca/TWONTO#00297
24657 | COL-PSD-JIT-0005 | Power Indicating Transmitter | COL-PSD | Spadina Sewage Pumping Station |  | Meter |  | JIT | http://www.toronto.ca/TWONTO#00297
25501 | FHO-SBS-FIR-0301 | Indicator, Flow, Recording, Skid #3 Process Variables, Chemical Building, S4, SBS Pump Room, CP-0301 | FHO-SBS-P-0301 | Pump, Gear, Ozone Quenching for Contact Tank T-2100, S4, SBS Room, Skid #3, SW |  | Meter |  | FIR | http://www.toronto.ca/TWONTO#00255
25502 | FHO-SBS-FIR-0401 | Indicator, Flow, Recording, Skid #4 Process Variables, Chemical Building, S4, SBS Pump Room, CP-0401 | FHO-SBS-P-0401 | Pump, Gear, Ozone Quenching for Contact Tank T-2200, S4, SBS Room, Skid #4 |  | Meter |  | FIR | http://www.toronto.ca/TWONTO#00255
25503 | FHO-SBS-FIR-0501 | Indicator, Flow, Recording, Skid #5 Process Variables, Chemical Building, S4, SBS Pump Room, CP-0501 | FHO-SBS-P-0501 | Pump, Gear, Ozone Quenching for Contact Tank T-2300, S4, SBS Room, Skid #4, NW Corner |  | Meter |  | FIR | http://www.toronto.ca/TWONTO#00255
25504 | FHO-SBS-FIR-0701 | Indicator, Flow, Recording, Skid #7 Process Variables, Chemical Building, S4, SBS Pump Room, CP-0701 | FHO-SBS-P-0701 | Pump, Gear, Backwash Dechlorination ,S4, SBS Room, Skid #7 |  | Meter |  | FIR | http://www.toronto.ca/TWONTO#00255
25505 | FHO-SBS-FIR-0801 | Indicator, Flow, Recording, Skid #8 Process Variables, Chemical Building, S4, SBS Pump Room, CP-0801 | FHO-SBS-P-0801 | Pump, Gear, Backwash Dechlorination ,S4, SBS Room, Skid #8 |  | Meter |  | FIR | http://www.toronto.ca/TWONTO#00255
25718 | COL-PSM-GA-0001 | Gauge, Discharge Pressure | COL-PSM | Simcoe St Sewage Pumping Station |  | Meter |  | GA | http://www.toronto.ca/TWONTO#00445
25719 | COL-PSM-GA-0001 | Gauge, Discharge Pressure | COL-PSM-MISC | Miscellaneous Equipment |  | Meter |  | GA | http://www.toronto.ca/TWONTO#00445
26264 | COL-PSS-GA-0001 | Gauge, Discharge Pressure | COL-PSS-MISC | Miscellaneous Equipment |  | Meter |  | GA | http://www.toronto.ca/TWONTO#00445
26343 | COL-PST-JIT-0001 | Power Indicating Transmitter | COL-PST | Strachan Pumping Station |  | Meter |  | JIT | http://www.toronto.ca/TWONTO#00297
26344 | COL-PST-JIT-0002 | Power Indicating Transmitter | COL-PST | Strachan Pumping Station |  | Meter |  | JIT | http://www.toronto.ca/TWONTO#00297
26345 | COL-PST-JIT-0003 | Power Indicating Transmitter | COL-PST | Strachan Pumping Station |  | Meter |  | JIT | http://www.toronto.ca/TWONTO#00297
26346 | COL-PST-JIT-0003 | Power Indicating Transmitter | COL-PST-MISC | Miscellaneous Equipment |  | Meter |  | JIT | http://www.toronto.ca/TWONTO#00297
26347 | COL-PST-JIT-0004 | Power Indicating Transmitter | COL-PST | Strachan Pumping Station |  | Meter |  | JIT | http://www.toronto.ca/TWONTO#00297
26348 | COL-PST-JIT-0004 | Power Indicating Transmitter | COL-PST-MISC | Miscellaneous Equipment |  | Meter |  | JIT | http://www.toronto.ca/TWONTO#00297
26349 | COL-PST-JIT-0005 | Power Indicating Transmitter | COL-PST-MISC | Miscellaneous Equipment |  | Meter |  | JIT | http://www.toronto.ca/TWONTO#00297
4863 | COL-PNT-FQ-0001 | Meter, Flow City Water | COL-PNT | New Toronto Pumping Station | Meter,Flow | Meter |  | FQ | http://www.toronto.ca/TWONTO#00369
26643 | COL-PSW-JIT-0001 | Meter, Power Indicating Transmitter, Main Power | COL-PSW-MISC | Miscellaneous Equipment | Meter | Meter |  | JIT | http://www.toronto.ca/TWONTO#00297
26687 | COL-PSW-TIT-0001 | Transmitter, Temprature | COL-PSW | Swansea Pumping Station | Meter | Meter |  | TIT | http://www.toronto.ca/TWONTO#00735
27206 | COL-PVM-GA-0001 | Gauge, Discharge Pressure | COL-PVM-MISC | Miscellaneous Equipment |  | Meter |  | GA | http://www.toronto.ca/TWONTO#00445
22564 | COL-PMM-INLET FLOW | Inlet Flow Meter | COL-PMM-MISC | Miscellaneous Equipment | Meter,Flow | Meter |  |  | http://www.toronto.ca/TWONTO#00369
28179 | FIS-BW-AIT-0002-SUS | Surface Wash Flow Meter | FIS-SUSPENDED | Obsolete Entities/Processes | Meter,Flow | Meter | 38153 | AIT | http://www.toronto.ca/TWONTO#00369
28231 | COL-PWN-JIT-0001 | Meter, Power Indicating Transmitter | COL-PWN | Warren Park Pumping Station | Meter | Meter |  | JIT | http://www.toronto.ca/TWONTO#00297
28232 | COL-PWN-JIT-0001 | Meter, Power Indicating Transmitter | COL-PWN-MISC | Miscellaneous Equipment | Meter | Meter |  | JIT | http://www.toronto.ca/TWONTO#00297
23567 | COL-PNT-FQ-0001 | Meter, Flow City Water | COL-PNT-MISC | Miscellaneous Equipment | Meter,Flow | Meter |  | FQ | http://www.toronto.ca/TWONTO#00369
122807 | THC-CW-FQ-0101 | Meter, Flow, Potable Water, Building H | THC-PWA-POTAB METER | Potable Water Flow Meters | Meter,Flow | Meter | 33113 | FQ | http://www.toronto.ca/TWONTO#00369
122808 | THC-CW-FQ-0101 | Meter, Flow, Potable Water, Building H | THC-SUSPENDED | Suspended entity | Meter,Flow | Meter | 33113 | FQ | http://www.toronto.ca/TWONTO#00369
29632 | FIS-GRK-AM-0001 | Weather Station | FIS-GRK | FIS Buildings & Grounds |  | Meter |  | AM | http://www.toronto.ca/TWONTO#00805
29633 | FIS-GRK-AM-0001 | Weather Station | FIS-GRK-0001 | FIS, Building Maintenance |  | Meter |  | AM | http://www.toronto.ca/TWONTO#00805
29746 | COL-PWR-JIT-0001 | Meter, Power Monitor 1, Hydro Metering Cabinet | COL-PWR | West Rouge Pumping Station | Meter | Meter |  | JIT | http://www.toronto.ca/TWONTO#00302
29747 | COL-PWR-JIT-0001 | Meter, Power Monitor 1, Hydro Metering Cabinet | COL-PWR-MISC | Miscellaneous Equipment | Meter | Meter |  | JIT | http://www.toronto.ca/TWONTO#00302
29967 | FIS-PWA-METR-0001 | Backflow Preventer Test Kit | FIS-PWA | Backflow Prevention | Valve,Backflow Preventer | Meter |  | METR | http://www.toronto.ca/TWONTO#00193
29968 | FIS-PWA-METR-0002 | Backflow Preventer Test Kit | FIS-PWA | Backflow Prevention | Valve,Backflow Preventer | Meter |  | METR | http://www.toronto.ca/TWONTO#00193
30597 | FIS-SES-SQ-1022 | Safety,Plant,Voltage Detector,BIDDLE DETEX | FIS-SES_SQ | Asset Group, PPE, Electrical Personal Protection | Meter,volt | Meter |  | SQ | http://www.toronto.ca/TWONTO#00737
30598 | FIS-SES-SQ-1025 | Safety,Plant,Insulation Tester,MEGGER, BM11 | FIS-SES_SQ | Asset Group, PPE, Electrical Personal Protection | Meter,Insulation | Meter |  | SQ | http://www.toronto.ca/TWONTO#00737
22565 | COL-PMM-INLET FLOW | Inlet Flow Meter | COL-PSD-MISC | Miscellaneous Equipment | Meter,Flow | Meter |  |  | http://www.toronto.ca/TWONTO#00369
43724 | TAB-CW-METR | Meter Chamber, Piping,City Water | TAB-WORK-AREA-7 | Work Area 7 |  | Meter |  |  | http://www.toronto.ca/TWONTO#00369
43725 | TAB-CW-METR | Meter Chamber, Piping,City Water | TAB-WORK-AREA-WWPW | TAB Work Area WWPW |  | Meter |  |  | http://www.toronto.ca/TWONTO#00369
109522 | TAB-CW-METR | Meter Chamber, Piping,City Water | TAB-WORK-AREA-8 | Electrical Sub- Stations |  | Meter |  |  | http://www.toronto.ca/TWONTO#00369
31184 | FN2005D | Meter, D.O., Portable | TAB-STR-ANL-0100 | Portable Meters | Analyzer,Dissolved Oxygen (DO) | Meter |  |  | http://www.toronto.ca/TWONTO#00280
98996 | FN2007D | Meter, D.O., Portable HACH | TAB-STR-ANL-0100 | Portable Meters | Analyzer,Dissolved Oxygen (DO) | Meter |  |  | http://www.toronto.ca/TWONTO#00280
98995 | FN2006D | Meter, D.O., Portable Royce 980 | TAB-STR-ANL-0100 | Portable Meters | Analyzer,Dissolved Oxygen (DO) | Meter |  |  | http://www.toronto.ca/TWONTO#00280
80792 | TN138A | Meter, Flow, Potable Water (Main/Dual Meters), Building J | THC-PWA-POTAB METER | Potable Water Flow Meters | Meter,Flow,Displacement | Meter |  |  | http://www.toronto.ca/TWONTO#00369
38884 | SWM-PBL-JIT-0001 | Meter, Hydro Revenue | SWM-PBL-MISC | Miscellaneous Equipment | Meter | Meter |  | JIT | http://www.toronto.ca/TWONTO#00302
38885 | SWM-PBL-JIT-0002 | Meter, Digital | SWM-PBL-MISC | Miscellaneous Equipment | Meter | Meter |  | JIT | http://www.toronto.ca/TWONTO#00297
38886 | SWM-PBL-JIT-0003 | Meter, Power Indicating Transmitter | SWM-PBL-MISC | Miscellaneous Equipment | Meter | Meter |  | JIT | http://www.toronto.ca/TWONTO#00297
39116 | SWM-PMG-JIT-0001 | Meter, Power Indicating Transmitter | SWM-PMG | Martin Grove Storm Pumping Station | Meter | Meter |  | JIT | http://www.toronto.ca/TWONTO#00297
39173 | SWM-PNQ-JIT-0001 | Meter, Power Indicating Transmitter | SWM-PNQ | North Queen Storm Pumping Station | Meter | Meter |  | JIT | http://www.toronto.ca/TWONTO#00297
39174 | SWM-PNQ-JIT-0001 | Meter, Power Indicating Transmitter | SWM-PNQ-MISC | Miscellaneous Equipment | Meter | Meter |  | JIT | http://www.toronto.ca/TWONTO#00297
39235 | SWM-PWD-GA-0001 | Gauge, Discharge Pressure | SWM-PWD-MISC | Miscellaneous Equipment |  | Meter |  | GA | http://www.toronto.ca/TWONTO#00445
39296 | SWM-PWI-GA-0001 | Gauge, Discharge Pressure | SWM-PWI | Wilson Storm Pumping Station |  | Meter |  | GA | http://www.toronto.ca/TWONTO#00445
39299 | SWM-PWI-JIT-0001 | Meter, Power Indicating Transmitter, Main Power | SWM-PWI | Wilson Storm Pumping Station | Meter | Meter |  | JIT | http://www.toronto.ca/TWONTO#00297
43371 | TAB-CHL-FIT-1112 | Flowmeter,Mass | TAB-DIS-CHL-2 | Chlorination Train #2 | Meter,Flow | Meter |  | FIT | http://www.toronto.ca/TWONTO#00499
43372 | TAB-CHL-FIT-1113 | Flowmeter,Mass | TAB-DIS-CHL-3 | ChlorinatIon Train #3 | Meter,Flow | Meter |  | FIT | http://www.toronto.ca/TWONTO#00499
43373 | TAB-CHL-FIT-1114 | Flowmeter,Mass | TAB-DIS-CHL-4 | Chlorination Train #4 | Meter,Flow | Meter |  | FIT | http://www.toronto.ca/TWONTO#00499
43374 | TAB-CHL-FIT-1115 | Flowmeter,Mass | TAB-DIS-CHL-5 | Chlorination Train #5 | Meter,Flow | Meter |  | FIT | http://www.toronto.ca/TWONTO#00499
43375 | TAB-CHL-FIT-1116 | Flowmeter,Mass | TAB-DIS-CHL-6 | Chlorination Train #6 | Meter,Flow | Meter |  | FIT | http://www.toronto.ca/TWONTO#00499
43376 | TAB-CHL-FIT-1118 | Flowmeter,Mass | TAB-DIS-CHL-8 | Chlorination Train #8 | Meter,Flow | Meter |  | FIT | http://www.toronto.ca/TWONTO#00499
3291 | COL-PCU-FQ-0001 | Meter, Flow, Totalizer, City Water, Cumber PS | COL-PCU-AUX-INST | Instrumentation Equipment | Meter,Flow | Meter |  | FQ | http://www.toronto.ca/TWONTO#00369
3292 | COL-PCU-FQ-0001 | Meter, Flow, Totalizer, City Water, Cumber PS | COL-PCU-MISC | Miscellaneous Equipment | Meter,Flow | Meter |  | FQ | http://www.toronto.ca/TWONTO#00369
17604 | COL-PCU-FQ-0001 | Meter, Flow, Totalizer, City Water, Cumber PS | COL-PCU | Cumber Pumping Station | Meter,Flow | Meter |  | FQ | http://www.toronto.ca/TWONTO#00369
80785 | TN119 | Meter, Flow, Potable Water, Building A | THC-PWA-POTAB METER | Potable Water Flow Meters | Meter | Meter |  |  | http://www.toronto.ca/TWONTO#00369
80780 | TN107A | Meter, Flow, Potable Water, Building I | THC-PWA-POTAB METER | Potable Water Flow Meters | Meter,Flow | Meter | 32213 |  | http://www.toronto.ca/TWONTO#00369
119213 | TAB-STR-METR-0003 | Laboratory Spectrophotometer (Desktop Analyzer) | TAB-STR-ANL-0100 | Portable Meters | Meter | Meter |  | METR | http://www.toronto.ca/TWONTO#00567
45658 | FCL-ALM-FIR-0101 | Indicator, Flow, Recording, Skid 1 Process Variables, Dry Chemical Building, Alum Pump Room, ACP | FCL-ALM-CP-0101 | Control Panel, Electrical, Pump 0101, Alum System | Controller,Flow | Meter |  | FIR | http://www.toronto.ca/TWONTO#00255
45659 | FCL-ALM-FIR-0101 | Indicator, Flow, Recording, Skid 1 Process Variables, Dry Chemical Building, Alum Pump Room, ACP | FCL-ALM-P-0101 | Pump, PD, Pump, Alum System | Controller,Flow | Meter |  | FIR | http://www.toronto.ca/TWONTO#00255
45660 | FCL-ALM-FIR-0201 | Indicator, Flow, Recording, Skid 2 Process Variables, Dry Chemical Building, Alum Pump Room, ACP | FCL-ALM-CP-0201 | Control Panel, Electrical, Pump 0201, Alum System | Controller,Flow | Meter |  | FIR | http://www.toronto.ca/TWONTO#00255
45661 | FCL-ALM-FIR-0201 | Indicator, Flow, Recording, Skid 2 Process Variables, Dry Chemical Building, Alum Pump Room, ACP | FCL-ALM-P-0201 | Pump, PD, Pump, Alum System | Controller,Flow | Meter |  | FIR | http://www.toronto.ca/TWONTO#00255
45662 | FCL-ALM-FIR-0401 | Indicator, Flow, Recording, Skid 4 Process Variables, Dry Chemical Building, Alum Pump Room, ACP | FCL-ALM-CP-0401 | Control Panel, Electrical, Pump 0401, Alum System | Controller,Flow | Meter |  | FIR | http://www.toronto.ca/TWONTO#00255
45925 | FCL-AM-FIR-0101 | Indicator, Flow, Recording,Skid 1 Process Variables, Gaseous Chemical Building, Ammonia Machine Room, ACP | FCL-AM | Ammoniation | Meter | Meter |  | FIR | http://www.toronto.ca/TWONTO#00255
46147 | FCL-BFP-TESTKIT-0002 | Test Kit, Backflow Preventer Sr. No 875398 | FCL-MCS | Mechanical Services | Meter,Flow | Meter |  | TESTKIT | http://www.toronto.ca/TWONTO#00193
47490 | TAB-DIS-FIT-8002 | Transmitter, Flow Indicating, Water to Injectors | TAB-DIS-V-8002 | Valve, Gate, Isolation, Plant Water to Injectors | Transmitter,Flow | Meter |  | FIT | http://www.toronto.ca/TWONTO#00368
47491 | TAB-DIS-FIT-8003 | Flow Meter, South Final Effluent Channel | TAB-DIS-CHL1 | Chlorination Process | Meter,Flow | Meter | 34306 | FIT | http://www.toronto.ca/TWONTO#00369
47492 | TAB-DIS-FIT-8004 | Flow Meter, North Final Effluent Channel | TAB-DIS-CHL1 | Chlorination Process | Meter,Flow | Meter | 34307 | FIT | http://www.toronto.ca/TWONTO#00369
47504 | TAB-DIS-METR-3009 | Meter, Portable pH,mV and Temperature Instrument,YSI ECOSense pH100 | TAB-DIS-SP | Disinfection - Sampling & Metering | Analyzer,PH | Meter |  | METR | http://www.toronto.ca/TWONTO#00533
47505 | TAB-DIS-METR-3010 | Meter, Portable, Residual chlorine | TAB-DIS-SP | Disinfection - Sampling & Metering | Analyzer,Chlorine | Meter |  | METR | http://www.toronto.ca/TWONTO#00581
47506 | TAB-DIS-METR-3010 | Meter, Portable, Residual chlorine | TAB-SLO-ANL | Portable Meters and Analysers | Analyzer,Chlorine | Meter |  | METR | http://www.toronto.ca/TWONTO#00581
47507 | TAB-DIS-METR-3011 | Meter, Portable, Residual chlorine | TAB-DIS-SP | Disinfection - Sampling & Metering | Analyzer,Chlorine | Meter |  | METR | http://www.toronto.ca/TWONTO#00581
47508 | TAB-DIS-METR-3015 | Meter, Portable, Residual chlorine | TAB-SLO-ANL | Portable Meters and Analysers | Analyzer,Chlorine | Meter |  | METR | http://www.toronto.ca/TWONTO#00581
47509 | TAB-DIS-METR-3016 | Meter, Portable, Residual chlorine | TAB-DIS-SP | Disinfection - Sampling & Metering | Analyzer,Chlorine | Meter |  | METR | http://www.toronto.ca/TWONTO#00581
47510 | TAB-DIS-METR-3016 | Meter, Portable, Residual chlorine | TAB-SLO-ANL | Portable Meters and Analysers | Analyzer,Chlorine | Meter |  | METR | http://www.toronto.ca/TWONTO#00581
47511 | TAB-DIS-METR-3017 | Meter, Portable, Residual chlorine | TAB-DIS-SP | Disinfection - Sampling & Metering | Analyzer,Chlorine | Meter |  | METR | http://www.toronto.ca/TWONTO#00581
47512 | TAB-DIS-METR-3017 | Meter, Portable, Residual chlorine | TAB-SLO-ANL | Portable Meters and Analysers | Analyzer,Chlorine | Meter |  | METR | http://www.toronto.ca/TWONTO#00581
47513 | TAB-DIS-METR-3019 | Meter, Portable, Chlorine Gas | TAB-SLO-ANL | Portable Meters and Analysers | Analyzer,Chlorine | Meter |  | METR | http://www.toronto.ca/TWONTO#00583
47753 | FCL-DCL-AICR-0101 | Controller,Analyses,Indicator/Manual Setpoint,Recording,SO-0101, Panel CP-0003,Gaseous Chem. Building | FCL-CL-SCRUBBER | CL & SO2 Scrubber System | Meter | Meter |  | AICR | http://www.toronto.ca/TWONTO#00614
47754 | FCL-DCL-AICR-0101 | Controller,Analyses,Indicator/Manual Setpoint,Recording,SO-0101, Panel CP-0003,Gaseous Chem. Building | FCL-DCL-SO-0101 | Sulphonator, Sulphur Dioxide System, Machine Room,Gaseous Chemical Building | Meter | Meter |  | AICR | http://www.toronto.ca/TWONTO#00614
47755 | FCL-DCL-AICR-0201 | Controller,Analyses,Indicator/Manual Setpoint,Recording,SO-0201, Panel CP-0003,Gaseous Chem. Building | FCL-CL-SCRUBBER | CL & SO2 Scrubber System | Meter | Meter |  | AICR | http://www.toronto.ca/TWONTO#00614
47756 | FCL-DCL-AICR-0301 | Controller,Analyses,Indicator/Manual Setpoint,Recording,SO-0201, Panel CP-0003,Gaseous Chem. Building | FCL-DCL-SO-0301 | Sulphonator, Sulphur Dioxide System, Machine Room,Gaseous Chemical Building | Meter | Meter |  | AICR | http://www.toronto.ca/TWONTO#00614
47932 | FCL-DCL-WSC-0101 | Weigh Scale, Sulpher Dioxide System | FCL-DCL | Sulphur Dioxide System | Weigh Scale | Meter |  | WSC | http://www.toronto.ca/TWONTO#00806
47933 | FCL-DCL-WSC-0101 | Weigh Scale, Sulpher Dioxide System | FCL-DCL-SO-0101 | Sulphonator, Sulphur Dioxide System, Machine Room,Gaseous Chemical Building | Weigh Scale | Meter |  | WSC | http://www.toronto.ca/TWONTO#00806
47934 | FCL-DCL-WSC-0301 | Weigh Scale, Sulpher Dioxide System | FCL-DCL-SO-0301 | Sulphonator, Sulphur Dioxide System, Machine Room,Gaseous Chemical Building | Weigh Scale | Meter |  | WSC | http://www.toronto.ca/TWONTO#00806
48196 | FCL-ELS-JIT-001F | Meter,Power Recording,High Lift Bldg - Electrical Room,MCC-001F | FCL-ELS-MCC-001F | Control Panel,MCC,High Lift Bldg - Electrical Room,600V | Meter,Power Recording | Meter |  | JIT | http://www.toronto.ca/TWONTO#00297
48197 | FCL-ELS-JIT-002G | Meter,Power Recording,Gaseous Chemical Bldg - Electrical Room,MCC-002G | FCL-ELS-MCC-002G | Control Panel,MCC,Gaseous Chemical Bldg - Electrical Room,600V | Meter,Power Recording | Meter |  | JIT | http://www.toronto.ca/TWONTO#00297
48244 | FCL-ELS-JIT-004F | Meter,Power Recording,High Lift Bldg - Electrical Room,MCC-004F | FCL-ELS-MCC-004F | Control Panel,MCC,High Lift Bldg - Electrical Room,600V | Meter,Power Recording | Meter |  | JIT | http://www.toronto.ca/TWONTO#00297
48245 | FCL-ELS-JIT-004G | Meter,Power Recording,Gaseous Chemical Bldg - Electrical Room,MCC-004G Powr Meter | FCL-ELS-MCC-004G | Control Panel,MCC,Gaseous Chemical Bldg - Electrical Room,600V | Meter,Power Recording | Meter |  | JIT | http://www.toronto.ca/TWONTO#00297
48246 | FCL-ELS-JIT-0100 | Meter,Power Recording,High Lift Bldg - Switchgear Room,MCC-0100 | FCL-ELS-MCC-0100 | Control Panel,MCC,High Lift Bldg - Switchgear Room,600V | Meter,Power Recording | Meter |  | JIT | http://www.toronto.ca/TWONTO#00297
48247 | FCL-ELS-JIT-0101-SUS | Meter, Power Quality Meter, TR-1601A, Switchgear Room | FCL-ELS-PS-0001 | Uninterruptible Power Supply,High Lift Bldg - Switchgear Room,LP-0001 | Meter | Meter | 36498 | JIT | http://www.toronto.ca/TWONTO#00297
48248 | FCL-ELS-JIT-0101-SUS | Meter, Power Quality Meter, TR-1601A, Switchgear Room | FCL-SUSPENDED | Suspended entity | Meter | Meter | 36498 | JIT | http://www.toronto.ca/TWONTO#00297
48249 | FCL-ELS-JIT-0102-SUS | Meter, Power Quality Meter, MCC-0612, Electrical Switchgear Room | FCL-SUSPENDED | Suspended entity | Meter | Meter | 36499 | JIT | http://www.toronto.ca/TWONTO#00297
48250 | FCL-ELS-JIT-0103-SUS | Meter, Power Quality Meter, MCC-0501, Electrical Switchgear Room | FCL-ELS-PS-0001 | Uninterruptible Power Supply,High Lift Bldg - Switchgear Room,LP-0001 | Meter | Meter | 36500 | JIT | http://www.toronto.ca/TWONTO#00297
48251 | FCL-ELS-JIT-0103-SUS | Meter, Power Quality Meter, MCC-0501, Electrical Switchgear Room | FCL-SUSPENDED | Suspended entity | Meter | Meter | 36500 | JIT | http://www.toronto.ca/TWONTO#00297
48252 | FCL-ELS-JIT-0104-SUS | Meter, Power Quality Meter, Dehumidifier, Filter Building, Electrical Switchgear Room | FCL-SUSPENDED | Suspended entity | Meter | Meter | 36501 | JIT | http://www.toronto.ca/TWONTO#00297
48253 | FCL-ELS-JIT-0106-SUS | Meter, Power Quality Meter, TR-0901B Switchgear Room | FCL-SUSPENDED | Suspended entity | Meter | Meter | 36503 | JIT | http://www.toronto.ca/TWONTO#00297
48254 | FCL-ELS-JIT-0107-SUS | Meter, Power Quality Meter, TR-1001B, Switchgear Room | FCL-ELS-PS-0001 | Uninterruptible Power Supply,High Lift Bldg - Switchgear Room,LP-0001 | Meter | Meter | 36504 | JIT | http://www.toronto.ca/TWONTO#00297
48255 | FCL-ELS-JIT-0107-SUS | Meter, Power Quality Meter, TR-1001B, Switchgear Room | FCL-SUSPENDED | Suspended entity | Meter | Meter | 36504 | JIT | http://www.toronto.ca/TWONTO#00297
48256 | FCL-ELS-JIT-0108-SUS | Meter, Power Quality Meter, MCC-1101B, Electrical Switchgear Room | FCL-ELS-PS-0001 | Uninterruptible Power Supply,High Lift Bldg - Switchgear Room,LP-0001 | Meter | Meter | 36505 | JIT | http://www.toronto.ca/TWONTO#00297
48257 | FCL-ELS-JIT-0109-SUS | Meter, Power Quality Meter, TR-0901A, Switchgear Room | FCL-ELS-PS-0001 | Uninterruptible Power Supply,High Lift Bldg - Switchgear Room,LP-0001 | Meter | Meter | 36506 | JIT | http://www.toronto.ca/TWONTO#00297
48258 | FCL-ELS-JIT-0109-SUS | Meter, Power Quality Meter, TR-0901A, Switchgear Room | FCL-SUSPENDED | Suspended entity | Meter | Meter | 36506 | JIT | http://www.toronto.ca/TWONTO#00297
48259 | FCL-ELS-JIT-0111A-SUS | Meter, Power Quality Meter, MCC-1021, Electrical Switchgear Room | FCL-ELS-PS-0001 | Uninterruptible Power Supply,High Lift Bldg - Switchgear Room,LP-0001 | Meter | Meter | 36509 | JIT | http://www.toronto.ca/TWONTO#00297
48260 | FCL-ELS-JIT-0111A-SUS | Meter, Power Quality Meter, MCC-1021, Electrical Switchgear Room | FCL-SUSPENDED | Suspended entity | Meter | Meter | 36509 | JIT | http://www.toronto.ca/TWONTO#00297
48261 | FCL-ELS-JIT-0112-SUS | Meter, Power Quality Meter, MCC-0612, Electrical Switchgear Room | FCL-SUSPENDED | Suspended entity | Meter | Meter | 36510 | JIT | http://www.toronto.ca/TWONTO#00297
48262 | FCL-ELS-JIT-01CL | Meter,Power Recording,Clarification - Electrical Room,MCC-01CL | FCL-ELS-MCC-01CL | Control Panel,MCC,Clarification - Electrical Room,600V | Meter,Power Recording | Meter |  | JIT | http://www.toronto.ca/TWONTO#00297
48263 | FCL-ELS-JIT-02CL | Meter,Power Recording,Clarification - Electrical Room,MCC-02CL | FCL-ELS-MCC-02CL | Control Panel,MCC,Clarification - Electrical Room,600V | Meter,Power Recording | Meter |  | JIT | http://www.toronto.ca/TWONTO#00297
48273 | FCL-ELS-JRT-0102-SUS | Relay, Protective, Feeder Management Relay, Main Incoming Feeder 1, Switchgear Room | FCL-ELS-INQ | Power Management | Relay,Protective | Meter | 36514 | JRT | http://www.toronto.ca/TWONTO#00622
48274 | FCL-ELS-JRT-0103-SUS | Relay, Protective, Transformer Management Relay, T4, Switchgear Room | FCL-ELS-INQ | Power Management | Relay,Protective | Meter | 36515 | JRT | http://www.toronto.ca/TWONTO#00622
48275 | FCL-ELS-JRT-0103-SUS | Relay, Protective, Transformer Management Relay, T4, Switchgear Room | FCL-SUSPENDED | Suspended entity | Relay,Protective | Meter | 36515 | JRT | http://www.toronto.ca/TWONTO#00622
48276 | FCL-ELS-JRT-0104-SUS | Relay, Protective, Transformer Management Relay, TR-0101, Switchgear Room | FCL-ELS-INQ | Power Management | Relay,Protective | Meter | 36516 | JRT | http://www.toronto.ca/TWONTO#00622
48277 | FCL-ELS-JRT-0104-SUS | Relay, Protective, Transformer Management Relay, TR-0101, Switchgear Room | FCL-SUSPENDED | Suspended entity | Relay,Protective | Meter | 36516 | JRT | http://www.toronto.ca/TWONTO#00622
48278 | FCL-ELS-JRT-0105-SUS | Relay, Protective, Transformer Management Relay, TR-0301, Switchgear Room | FCL-SUSPENDED | Suspended entity | Relay,Protective | Meter | 36518 | JRT | http://www.toronto.ca/TWONTO#00622
48279 | FCL-ELS-JRT-0106-SUS | Relay, Protective, Transformer Management Relay, TR-0201, Switchgear Room | FCL-ELS-INQ | Power Management | Relay,Protective | Meter | 36519 | JRT | http://www.toronto.ca/TWONTO#00622
48280 | FCL-ELS-JRT-0106-SUS | Relay, Protective, Transformer Management Relay, TR-0201, Switchgear Room | FCL-SUSPENDED | Suspended entity | Relay,Protective | Meter | 36519 | JRT | http://www.toronto.ca/TWONTO#00622
48281 | FCL-ELS-JRT-0201-SUS | Relay, Protective, Feeder Management Relay, ELS-SWG-0102, Switchgear Room | FCL-SUSPENDED | Suspended entity | Relay,Protective | Meter | 36520 | JRT | http://www.toronto.ca/TWONTO#00622
48282 | FCL-ELS-JRT-0202-SUS | Relay, Protective, Feeder Management Relay, ELS-SWG-0302, Switchgear Room | FCL-SUSPENDED | Suspended entity | Relay,Protective | Meter | 36521 | JRT | http://www.toronto.ca/TWONTO#00622
48512 | TAB-EL1-JIT-6631? | Meter,Power,MCC-6631,Electrical Room,Ground Floor,Grit Build,P Building | TAB-EL1-MCC-6631? | Control Panel, MCC,Electrical Room,Grit Build,P Building | Pump,Centrifugal | Meter |  | JIT | http://www.toronto.ca/TWONTO#00297
48513 | FCL-ELS-JRT-0203-SUS | Relay, Protective, Feeder Management Relay, ELS-SWG-0216, Switchgear Room | FCL-ELS-INQ | Power Management | Relay,Protective | Meter | 36522 | JRT | http://www.toronto.ca/TWONTO#00622
48514 | FCL-ELS-JRT-0203-SUS | Relay, Protective, Feeder Management Relay, ELS-SWG-0216, Switchgear Room | FCL-SUSPENDED | Suspended entity | Relay,Protective | Meter | 36522 | JRT | http://www.toronto.ca/TWONTO#00622
48516 | FCL-ELS-JRT-0302-SUS | Relay, Protective, Feeder Management Relay, ELS-SWG-0101, Switchgear Room | FCL-SUSPENDED | Suspended entity | Relay,Protective | Meter | 36524 | JRT | http://www.toronto.ca/TWONTO#00622
48517 | FCL-ELS-JRT-0305-SUS | Relay, Protective, Feeder Management Relay, ELS-SWG-0214, Switchgear Room | FCL-ELS-INQ | Power Management | Relay,Protective | Meter | 36527 | JRT | http://www.toronto.ca/TWONTO#00622
48518 | FCL-ELS-JRT-0401-SUS | Relay, Protective, Feeder Management Relay, ELS-SWG-101A, Switchgear Room | FCL-ELS-INQ | Power Management | Relay,Protective | Meter | 36528 | JRT | http://www.toronto.ca/TWONTO#00622
48519 | FCL-ELS-JRT-0401-SUS | Relay, Protective, Feeder Management Relay, ELS-SWG-101A, Switchgear Room | FCL-SUSPENDED | Suspended entity | Relay,Protective | Meter | 36528 | JRT | http://www.toronto.ca/TWONTO#00622
48771 | TAB-EL1-MTR-1401 | Power Meter | TAB-EL1-BUS-1401 | Electrical Distribution Cabinet,13.8 KV | Meter,Power Recording | Meter |  | MTR | http://www.toronto.ca/TWONTO#00302
49450 | TAB-EL3-JIT-6015 | Digital Meter,Indoor,Plant Services,Seawall Substation 600V DP | TAB-EL3-PDP-6015 | Power distribution Panel, 600V | Meter,current | Meter |  | JIT | http://www.toronto.ca/TWONTO#00297
49451 | TAB-EL3-JIT-6016 | Digital Meter,Indoor,Plant Services,Seawall Substation 600V DP | TAB-EL3-PDP-6016 | Power distribution Panel, 600V | Meter,current | Meter |  | JIT | http://www.toronto.ca/TWONTO#00297
49452 | TAB-EL3-JIT-6101 | Digital Meter,Indoor,Plant Services,Seawall Substation 600V MCC | TAB-EL3-MCC-6101 | MCC,Indoor,Plant Services,Seawall Substation | Meter,current | Meter |  | JIT | http://www.toronto.ca/TWONTO#00297
49453 | TAB-EL3-JIT-6103 | Digital Meter | TAB-EL3-MCC-6126 | Motor Control Centre, Plant Water Bldg | Meter,Power Recording | Meter |  | JIT | http://www.toronto.ca/TWONTO#00297
49454 | TAB-EL3-JIT-6104 | Digital Meter | TAB-EL3-MCC-6104 | Motor control center, PWPS 600V | Meter,Power Recording | Meter |  | JIT | http://www.toronto.ca/TWONTO#00297
49471 | TAB-EL3-JRT-1560 | Relay,Indoor,Plant Services,Seawall Substation 13.8kV Switchgear | TAB-EL3-BUS-1506 | Busbar, Power input, 13.8 KV | Switchgear | Meter |  | JRT | http://www.toronto.ca/TWONTO#00622
49699 | TAB-ELS-JIT-7302 | Meter,Power Recording, Maintenance Workshop, Bio-Solid Loading Bay | TAB-EL3-MCC-6122 | Motor Control Unit, MCC-401, Maintenance Workshop Building, Bio-Solid Loading Bay Facility | Meter | Meter |  | JIT | http://www.toronto.ca/TWONTO#00297
49752 | TAB-ELS-METR-0201 | Meter, Insulation Resistance Tester, 1kV | TAB-STR-ELQ | Blower Building - Power Distribution & Electrical Equipment | Meter,Insulation | Meter |  | METR | http://www.toronto.ca/TWONTO#00193
49753 | TAB-ELS-METR-0202 | Meter, Insulation Resistance Tester, 5kV | TAB-STR-ELQ | Blower Building - Power Distribution & Electrical Equipment | Meter,Insulation | Meter |  | METR | http://www.toronto.ca/TWONTO#00193
49818 | FCL-FL-FIR-0101 | Indicator,Flow,Recording,Skid 1 Process Variables,Gaseous Chemical Building,Fluoride Machine Room | FCL-FL | Fluoridation | Controller,Flow | Meter |  | FIR | http://www.toronto.ca/TWONTO#00255
49967 | FCL-FL-FIR-0101 | Indicator,Flow,Recording,Skid 1 Process Variables,Gaseous Chemical Building,Fluoride Machine Room | FCL-FL-P-0101 | Pump, Gear, Hydrofluosilicic Acid System | Controller,Flow | Meter |  | FIR | http://www.toronto.ca/TWONTO#00255
49968 | FCL-FL-FIR-0201 | Indicator,Flow,Recording,Skid 1 Process Variables,Gaseous Chemical Building,Fluoride Machine Room | FCL-FL-CP-0201 | Control Panel, Electrical, Pump 0201, Hydrofluosilicic Acid System | Controller,Flow | Meter |  | FIR | http://www.toronto.ca/TWONTO#00255
49969 | FCL-FL-FIR-0201 | Indicator,Flow,Recording,Skid 1 Process Variables,Gaseous Chemical Building,Fluoride Machine Room | FCL-FL-P-0201 | Pump, Gear, Hydrofluosilicic Acid System | Controller,Flow | Meter |  | FIR | http://www.toronto.ca/TWONTO#00255
51701 | FCL-PAC-FIR-0101 | Indicator, Flow, Recording, Skid 2 Process Variables, Dry Chemical Building, CP-0301 | FCL-PAC | Taste and Odour Control (PAC) | Controller,Flow | Meter |  | FIR | http://www.toronto.ca/TWONTO#00255
51702 | FCL-PAC-FIR-0101 | Indicator, Flow, Recording, Skid 2 Process Variables, Dry Chemical Building, CP-0301 | FCL-PAC-CP-0301 | Control Panel, Area, PAC System Control Panel, Dry Chemical Building | Controller,Flow | Meter |  | FIR | http://www.toronto.ca/TWONTO#00255
51703 | FCL-PAC-FIR-0201 | Indicator, Flow, Recording, Skid 1 Process Variables, Dry Chemical Building, CP-0301 | FCL-PAC | Taste and Odour Control (PAC) | Controller,Flow | Meter |  | FIR | http://www.toronto.ca/TWONTO#00255
51704 | FCL-PAC-FIR-0201 | Indicator, Flow, Recording, Skid 1 Process Variables, Dry Chemical Building, CP-0301 | FCL-PAC-CP-0301 | Control Panel, Area, PAC System Control Panel, Dry Chemical Building | Controller,Flow | Meter |  | FIR | http://www.toronto.ca/TWONTO#00255
52187 | FCL-POL-FIT-4212 | Transmitter, Flow, Magnetic, RMF Polymer Feed to Centrifuge #1, Centrifuge Building Polymer Room | FCL-WWW-POL | Polymer | Meter,Flow,Magmeter | Meter |  | FIT | http://www.toronto.ca/TWONTO#00368
52352 | TAB-PRM-DIT-3100 | Meter, Sludge Density, sludge from Pumps 3101 & 3102 from Tk 1 & 2 | TAB-PRM-T-0100 | Old PS Primary Tank 1 | Meter,Density | Meter |  | DIT | http://www.toronto.ca/TWONTO#00689
52353 | TAB-PRM-DIT-3200 | Meter, Sludge Density, sludge from Pumps 3201 & 3202 from Tk 3 & 4 | TAB-PRM-P-3601 | Pump, Centrifugal, PRS from Primary Tank 0900, Primary Treatment, Sludge Pumping | Meter,Density | Meter |  | DIT | http://www.toronto.ca/TWONTO#00689
52354 | TAB-PRM-DIT-3200 | Meter, Sludge Density, sludge from Pumps 3201 & 3202 from Tk 3 & 4 | TAB-PRM-T-0300 | Old PS -Primary Tank 3 | Meter,Density | Meter |  | DIT | http://www.toronto.ca/TWONTO#00689
52357 | TAB-PRM-DIT-4200 | Transmitter, Sludge Density, Nuclear, PRS,Line 3 | TAB-PRM-V-P | P Building - Header Valves, Primary Sludge Lines 1. 2 & 3 | Meter,Density | Meter | 35829 | DIT | http://www.toronto.ca/TWONTO#00689
52358 | TAB-PRM-DIT-4200 | Transmitter, Sludge Density, Nuclear, PRS,Line 3 | TAB-SUSPENDED ENTITY | Suspended entities | Meter,Density | Meter | 35829 | DIT | http://www.toronto.ca/TWONTO#00689
52359 | TAB-PRM-DIT-4300 | Meter, Sludge Density, Nuclear | TAB-SUSPENDED ENTITY | Suspended entities | Meter,Density | Meter | 39586 | DIT | http://www.toronto.ca/TWONTO#00689
52392 | TAB-PRM-FIT-3400 | Transmitter, Flow Indication,PRS, Pump Outlets P-3401&3402 | TAB-SUSPENDED ENTITY | Suspended entities | Transmitter,Flow | Meter | 35830 | FIT | http://www.toronto.ca/TWONTO#00368
52395 | TAB-PRM-FIT-3600? | Transmitter, Flow Indication,PRS, Pump Outlets P-3601&3602 | TAB-SUSPENDED ENTITY | Suspended entities | Transmitter,Flow | Meter | 34197 | FIT | http://www.toronto.ca/TWONTO#00368
52396 | TAB-PRM-FIT-3900 | Transmitter, Flow Indication, PRS, Discharge From Pumps P-3901 & 3902 | TAB-PRM-P-3901 | Pump, Raw Sludge | Transmitter,Flow | Meter |  | FIT | http://www.toronto.ca/TWONTO#00368
80781 | TN107A | Meter, Flow, Potable Water, Building I | THC-SUSPENDED | Suspended entity | Meter,Flow | Meter | 32213 |  | http://www.toronto.ca/TWONTO#00369
52543 | FCL-PWA-METR-0001S | Test Kit, Backflow Preventer | FCL-MCS | Mechanical Services | Meter,Flow | Meter | 34185 | METR | http://www.toronto.ca/TWONTO#00193
54531 | TAB-RSP-FIT-0120 | Transmitter, Flow Indication, Low Level Influent | TAB-RSP-PM | M Building - Raw Sewage Pumping | Transmitter,Flow | Meter |  | FIT | http://www.toronto.ca/TWONTO#00368
54856 | TAB-SA-AIT-1601 | Meter, Glycol, Conductivity, Auxiliary Systems Building, 2nd Floor | TAB-ACC-4400 | Space Heating, Auxillary Bldg | Meter | Meter |  | AIT | http://www.toronto.ca/TWONTO#00686
140084 | TN106A | Meter, Flow, Potable Water, Building I | THC-PWA-POTAB METER | Potable Water Flow Meters | Meter,Flow | Meter | 32212 |  | http://www.toronto.ca/TWONTO#00369
55973 | TAB-STR-FIT-0031 | Transmitter, Flow Indication, Seawall Gate, PSG41, Discharge Gate | TAB-STR-INQ | WA1 Instrumentation & Safety Equipment (Gas Monitors) | Meter,Flow,Doppler | Meter |  | FIT | http://www.toronto.ca/TWONTO#00368
55974 | TAB-STR-FIT-0033 | Transmitter, Flow Indication, Seawall Gate, PSG43, Discharge Gate | TAB-STR-INQ | WA1 Instrumentation & Safety Equipment (Gas Monitors) | Meter,Flow,Doppler | Meter |  | FIT | http://www.toronto.ca/TWONTO#00368
55976 | TAB-STR-FIT-0246 | Transmitter, Mass Flow, Aeration Tank 2, Pass 1 Group 2 | TAB-STR-T-0200 | Aeration Tank 02 | Meter,Flow,Mass | Meter |  | FIT | http://www.toronto.ca/TWONTO#00499
55977 | TAB-STR-FIT-0247 | Transmitter, Mass Flow, Aeration Tank 2, Pass 1 Group 3 | TAB-STR-T-0200 | Aeration Tank 02 | Meter,Flow,Mass | Meter |  | FIT | http://www.toronto.ca/TWONTO#00499
55978 | TAB-STR-FIT-0255 | Transmitter, Mass Flow, Aeration Tank 2, Pass 2 Group 1 | TAB-STR-T-0200 | Aeration Tank 02 | Meter,Flow,Mass | Meter |  | FIT | http://www.toronto.ca/TWONTO#00499
55979 | TAB-STR-FIT-0256 | Transmitter, Mass Flow, Aeration Tank 2, Pass 2 Group 2 | TAB-STR-T-0200 | Aeration Tank 02 | Meter,Flow,Mass | Meter |  | FIT | http://www.toronto.ca/TWONTO#00499
55980 | TAB-STR-FIT-0257 | Transmitter, Mass Flow, Air Flow Transmitter, Aeration Tank 2, Pass 2 Group 3 | TAB-STR-T-0200 | Aeration Tank 02 | Meter,Flow,Mass | Meter |  | FIT | http://www.toronto.ca/TWONTO#00499
55981 | TAB-STR-FIT-0265 | Transmitter, Mass Flow, Air Flow Transmitter, Aeration Tank 2, Pass 3 Group 1 | TAB-STR-T-0200 | Aeration Tank 02 | Meter,Flow,Mass | Meter |  | FIT | http://www.toronto.ca/TWONTO#00499
55982 | TAB-STR-FIT-0267 | Transmitter, Mass Flow, Aeration Tank 2, Pass 3 Group 3 | TAB-STR-T-0200 | Aeration Tank 02 | Meter,Flow,Mass | Meter |  | FIT | http://www.toronto.ca/TWONTO#00499
55983 | TAB-STR-FIT-0276 | Transmitter , Mass Flow, Aeration Tank 2, Pass 4 Group 2 | TAB-STR-T-0200 | Aeration Tank 02 | Meter,Flow,Mass | Meter |  | FIT | http://www.toronto.ca/TWONTO#00499
56152 | TAB-STR-METR-0004 | Meter, Portable, Suspended Solid | TAB-STR-ANL-0100 | Portable Meters | Meter,Suspended Solids | Meter |  | METR | http://www.toronto.ca/TWONTO#00752
56153 | TAB-STR-METR-0005 | Meter, Portable, Disolved Oxygen | TAB-STR-ANL-0100 | Portable Meters | Analyzer,Dissolved Oxygen (DO) | Meter |  | METR | http://www.toronto.ca/TWONTO#00280
56154 | TAB-STR-METR-0011 | Meter, Portable, Disolved Oxygen-HACH | TAB-STR-ANL-0100 | Portable Meters | Analyzer,Dissolved Oxygen (DO) | Meter |  | METR | http://www.toronto.ca/TWONTO#00280
60224 | THC-CW-FIT-0502 | Meter, Flow, Totalizer, City Water Supply, Building J | THC-PWA-POTAB METER | Potable Water Flow Meters | Meter,Flow | Meter | 35278 | FIT | http://www.toronto.ca/TWONTO#00369
60225 | THC-CW-FIT-0502 | Meter, Flow, Totalizer, City Water Supply, Building J | THC-SUSPENDED | Suspended entity | Meter,Flow | Meter | 35278 | FIT | http://www.toronto.ca/TWONTO#00369
60226 | THC-CW-FIT-0503 | Meter, Flow, Totalizer, City Water Supply, Building J | THC-PWA-POTAB METER | Potable Water Flow Meters | Meter,Flow | Meter | 35279 | FIT | http://www.toronto.ca/TWONTO#00369
60227 | THC-CW-FIT-0503 | Meter, Flow, Totalizer, City Water Supply, Building J | THC-SUSPENDED | Suspended entity | Meter,Flow | Meter | 35279 | FIT | http://www.toronto.ca/TWONTO#00369
29199 | COL-PWR-FQ-0001 | Meter, Flow, Totalizer, City Water, West Rouge PS | COL-PWR | West Rouge Pumping Station | Meter,Flow | Meter |  | FQ | http://www.toronto.ca/TWONTO#00369
29200 | COL-PWR-FQ-0001 | Meter, Flow, Totalizer, City Water, West Rouge PS | COL-PWR-AUX-INST | Instrumentation Equipment | Meter,Flow | Meter |  | FQ | http://www.toronto.ca/TWONTO#00369
60234 | THC-CW-LIT-0504 | Meter, Flow, Totalizer, City Water Supply, Building J | THC-PWA-POTAB METER | Potable Water Flow Meters | Meter,Flow | Meter |  | LIT | http://www.toronto.ca/TWONTO#00369
60742 | THC-DEW-AIT-0322 | Transmitter, Density, Sludge, Centrifuge Feed | THC-DEW-CF-0312/0313 | Sludge Dewatering, Centrifuge CF-312/313 | Transmitter | Meter | 35331 | AIT | http://www.toronto.ca/TWONTO#00689
60743 | THC-DEW-AIT-0322 | Transmitter, Density, Sludge, Centrifuge Feed | THC-SUSPENDED | Suspended entity | Transmitter | Meter | 35331 | AIT | http://www.toronto.ca/TWONTO#00689
60856 | THC-DEW-FIT-5484 | Transmitter, Flow Indicating, Blended Sludge, System Dewatering | THC-DEW-CF-1200 | Centrifuge,Dewatering,BLS/PYS - Solid Treatment,Incinerator Building |  | Meter | 34658 | FIT | http://www.toronto.ca/TWONTO#00368
60857 | THC-DEW-FIT-5484 | Transmitter, Flow Indicating, Blended Sludge, System Dewatering | THC-SUSPENDED | Suspended entity |  | Meter | 34658 | FIT | http://www.toronto.ca/TWONTO#00368
60858 | THC-DEW-FIT-5852 | Transmitter, Flow Indicating, Blended Sludge, System Dewatering | THC-DEW-CF-1600 | Centrifuge,Dewatering,BLS/PYS - Solid Treatment,Incinerator Building |  | Meter | 34311 | FIT | http://www.toronto.ca/TWONTO#00368
60859 | THC-DEW-FIT-5852 | Transmitter, Flow Indicating, Blended Sludge, System Dewatering | THC-SUSPENDED | Suspended entity |  | Meter | 34311 | FIT | http://www.toronto.ca/TWONTO#00368
60862 | THC-DEW-FIT-7227 | Transmitter, Flow Indicating, Polymer Feed, Dewatering | THC-DEW-POL-1 | Pumps, Polymer Feed, Dewatering |  | Meter |  | FIT | http://www.toronto.ca/TWONTO#00368
60863 | THC-DEW-FIT-7362 | Transmitter, Flow Indicating, Polymer Feed, Dewatering | THC-DEW-POL-1 | Pumps, Polymer Feed, Dewatering |  | Meter |  | FIT | http://www.toronto.ca/TWONTO#00368
60864 | THC-DEW-FIT-7367 | Transmitter, Flow Indicating, Polymer Feed, Dewatering | THC-DEW-POL-2 | Pumps, Polymer Feed, Dewatering |  | Meter |  | FIT | http://www.toronto.ca/TWONTO#00368
61479 | FCL-WWW-FIT-1201 | Transmitter, Flow, Magnetic, RMF South Meter Chamber | FCL-WWW-T-1200 | Tank, Clarifier, South, RMF Clarification Facility | Meter,Flow,Magmeter | Meter |  | FIT | http://www.toronto.ca/TWONTO#00368
61480 | FCL-WWW-FIT-3031 | Transmitter, Flow, Magnetic, RMF Sludge Sump Service Platform South | FCL-WWW-T-3000 | Tank, Sludge Sump, RMF Clarification Facility | Meter,Flow,Magmeter | Meter |  | FIT | http://www.toronto.ca/TWONTO#00368
63424 | THC-ELS-JIT-0100 | Meter,Power,Main 27.6KV Hydro Feeder 1 | THC-ELS-TR-0100 | Transformer,High Voltage Substation | Meter,Power Recording | Meter |  | JIT | http://www.toronto.ca/TWONTO#00302
63425 | THC-ELS-JIT-0200 | Meter,Power,Main 27.6KV Hydro Feeder 1 | THC-ELS-TR-0200 | Transformer,High Voltage Substation, Building X | Meter,Power Recording | Meter |  | JIT | http://www.toronto.ca/TWONTO#00302
63426 | THC-ELS-JIT-1000 | Meter,Power,Biosolids Building Feeder 2 | THC-ELS-PDP-1002 | Panel,Power Distribution,600V Metal-Enclosed,Biosolids Building |  | Meter |  | JIT | http://www.toronto.ca/TWONTO#00297
63427 | THC-ELS-JIT-1110 | Meter,Power,CF-1100,Biosolids Building | THC-DEW-CF-1100 | Centrifuge,Dewatering,BLS/PYS - Solid Treatment,Incinerator Building |  | Meter |  | JIT | http://www.toronto.ca/TWONTO#00297
63428 | THC-ELS-JIT-1210 | Meter,Power,CF-1200,Biosolids Building | THC-DEW-CF-1200 | Centrifuge,Dewatering,BLS/PYS - Solid Treatment,Incinerator Building |  | Meter |  | JIT | http://www.toronto.ca/TWONTO#00297
63432 | THC-ELS-JIT-1480 | Power Meter,Disinfection Building,Compressor Room,Ground Floor | THC-ELS-MCC-1480 | Motor Control Center,Disinfection Building,Compressor Room,Ground Floor |  | Meter |  | JIT | http://www.toronto.ca/TWONTO#00297
63433 | THC-ELS-JIT-1600 | Power Meter,South Effluent Pumping Station Electrical Substation | THC-ELS-SWG-1600 | Switchgear,Electrical Substation |  | Meter |  | JIT | http://www.toronto.ca/TWONTO#00297
63434 | THC-ELS-JIT-1802 | Meter,Power,MCC-1802,Biosolids Building | THC-ELS-MCC-1802 | Motor Control Centre,Dewatering Area,Biosolids Building |  | Meter |  | JIT | http://www.toronto.ca/TWONTO#00297
63435 | THC-ELS-JIT-1810 | Power Meter,Boiler Building,Boiler Room | THC-ELS-MCC-1810 | Motor Control Center,Boiler Building,Boiler Room |  | Meter |  | JIT | http://www.toronto.ca/TWONTO#00297
63436 | THC-ELS-JIT-1860 | Meter,Power,MCC-1860 Feeder,Sludge Storage Building | THC-ELS-MCC-1860 | Motor Control Centre,Sludge Storage Building |  | Meter |  | JIT | http://www.toronto.ca/TWONTO#00297
63437 | THC-ELS-JIT-2100 | Meter,Power,Digester Feeder 1 | THC-ELS-TR-2100 | Transformer,Power,750/1000 kva; 4160/600 V; 3ph; 4W | Meter,Power Recording | Meter |  | JIT | http://www.toronto.ca/TWONTO#00297
63438 | THC-ELS-JIT-2101 | Meter, Power, Boiler Building Feeder 1 | THC-ELS-MCC-2101 | Motor Control Center, Building E | Meter,Power Recording | Meter |  | JIT | http://www.toronto.ca/TWONTO#00297
63439 | THC-ELS-JIT-2102 | Meter, Power, Boiler Building Feeder 1 | THC-ELS-MCC-2102 | Control Panel, MCC, Boiler Building | Meter,Power Recording | Meter |  | JIT | http://www.toronto.ca/TWONTO#00297
63441 | THC-ELS-JIT-2600 | Power Meter,South Effluent Pumping Station Electrical Substation | THC-ELS-SWG-2600 | Switchgear,Electrical Substation |  | Meter |  | JIT | http://www.toronto.ca/TWONTO#00297
63442 | THC-ELS-JIT-2830 | Meter,Power,MCC-2830 Feeder,Thickening Building | THC-ELS-MCC-2830 | Motor Control Center,TWAS Bldg,Electrical Room |  | Meter |  | JIT | http://www.toronto.ca/TWONTO#00297
63443 | THC-ELS-JIT-2850 | Meter,Power,MCC-2850 Feeder,ThicKening Building | THC-ELS-MCC-2850 | Motor Control Center,TWAS Bldg,Electrical Room |  | Meter |  | JIT | http://www.toronto.ca/TWONTO#00297
63444 | THC-ELS-JIT-2860 | Meter,Power,MCC-2860 Feeder,Sludge Storage Building | THC-ELS-MCC-2860 | Motor Control Center,Sludge Storage Building |  | Meter |  | JIT | http://www.toronto.ca/TWONTO#00297
63445 | THC-ELS-JIT-4001 | Meter, Power, PDP-4001, Electrical Room, Headworks | THC-ELS-PDP-4001 | Power Distribution Panel, Electrical Room, Headworks | Meter,Power Recording | Meter |  | JIT | http://www.toronto.ca/TWONTO#00297
63446 | THC-ELS-JIT-4023 | Meter, Power, MCC-4023, Electrical Room, Headworks | THC-ELS-MCC-4023 | Motor Control Centre, Electrical Room, Headworks | Meter,Power Recording | Meter |  | JIT | http://www.toronto.ca/TWONTO#00297
63447 | THC-ELS-JIT-5101 | Meter,Power,Digester MCC Feeder 1 | THC-ELS-MCC-5101 | Control Panel,MCC,Primary Digesters | Meter,Power Recording | Meter |  | JIT | http://www.toronto.ca/TWONTO#00297
140085 | TN106A | Meter, Flow, Potable Water, Building I | THC-SUSPENDED | Suspended entity | Meter,Flow | Meter | 32212 |  | http://www.toronto.ca/TWONTO#00369
63946 | THC-EPG-JIT-2870 | Power Meter,NW Plant Aeration Building,Electrical Room | THC-EPG-MCC-2870 | Motor Control Center,NW Plant Aeration Building,Electrical Room |  | Meter |  | JIT | http://www.toronto.ca/TWONTO#00297
67561 | THC-SES-AM-0100 | Meter, Atmosphere Monitoring ( Portable ) | THC-SES-GAS-A | Gas Detectors and Monitors, Building A | Analyzer,Dissolved Oxygen (DO) | Meter | 34103 | AM | http://www.toronto.ca/TWONTO#00583
64863 | THC-INC-METR-0001 | Meter, Flow, Potable Water, Building M | THC-PWA-POTAB METER | Potable Water Flow Meters | Meter | Meter | 32233 | METR | http://www.toronto.ca/TWONTO#00369
64864 | THC-INC-METR-0001 | Meter, Flow, Potable Water, Building M | THC-SUSPENDED | Suspended entity | Meter | Meter | 32233 | METR | http://www.toronto.ca/TWONTO#00369
67433 | THC-PWA-FIT-0801 | Flowmeter, Strainer Intake Header, N.E. Pumping Station | THC-PWA-NORTH | North Pumping Station | Meter,Flow | Meter |  | FIT | http://www.toronto.ca/TWONTO#00369
67562 | THC-SES-AM-0100 | Meter, Atmosphere Monitoring ( Portable ) | THC-SUSPENDED | Suspended entity | Analyzer,Dissolved Oxygen (DO) | Meter | 34103 | AM | http://www.toronto.ca/TWONTO#00583
67564 | THC-SES-AM-0101K | Meter, Atmosphere Monitoring ( Portable ) | THC-SES-GAS-A | Gas Detectors and Monitors, Building A | Analyzer | Meter | 35118 | AM | http://www.toronto.ca/TWONTO#00583
67565 | THC-SES-AM-0101K | Meter, Atmosphere Monitoring ( Portable ) | THC-SUSPENDED | Suspended entity | Analyzer | Meter | 35118 | AM | http://www.toronto.ca/TWONTO#00583
67566 | THC-SES-AM-0102 | Meter, Atmosphere Monitoring ( Portable ) | THC-SES-GAS-K | Gas Detectors and Monitors, Building K | Atmosphere Monitoring Device,Portable,Oxygen/Toxic/CH4/LEL/CL/SO2 | Meter | 33632 | AM | http://www.toronto.ca/TWONTO#00583
67567 | THC-SES-AM-0102 | Meter, Atmosphere Monitoring ( Portable ) | THC-SUSPENDED | Suspended entity | Atmosphere Monitoring Device,Portable,Oxygen/Toxic/CH4/LEL/CL/SO2 | Meter | 33632 | AM | http://www.toronto.ca/TWONTO#00583
67568 | THC-SES-AM-0103 | Meter, Atmosphere Monitoring ( Portable ) | THC-SES-GAS-M | Gas Detectors and Monitors, Building M | Atmosphere Monitoring Device,Portable,Oxygen/Toxic/CH4/LEL/CL/SO2 | Meter | 33633 | AM | http://www.toronto.ca/TWONTO#00583
67569 | THC-SES-AM-0200 | Meter, Atmosphere Monitoring ( Portable ) | THC-SES-GAS-K | Gas Detectors and Monitors, Building K | Atmosphere Monitoring Device,Portable,Oxygen/Toxic/CH4/LEL/CL/SO2 | Meter | 33634 | AM | http://www.toronto.ca/TWONTO#00583
67570 | THC-SES-AM-0201 | Meter, Atmosphere Monitoring ( Portable ) | THC-SUSPENDED | Suspended entity | Atmosphere Monitoring Device,Portable,Oxygen/Toxic/CH4/LEL/CL/SO2 | Meter | 33635 | AM | http://www.toronto.ca/TWONTO#00583
67571 | THC-SES-AM-0203 | Meter, Atmosphere Monitoring ( Portable ) | THC-SES-GAS-A | Gas Detectors and Monitors, Building A | Atmosphere Monitoring Device,Portable,Oxygen/Toxic/CH4/LEL/CL/SO2 | Meter | 33637 | AM | http://www.toronto.ca/TWONTO#00583
67572 | THC-SES-AM-0203 | Meter, Atmosphere Monitoring ( Portable ) | THC-SUSPENDED | Suspended entity | Atmosphere Monitoring Device,Portable,Oxygen/Toxic/CH4/LEL/CL/SO2 | Meter | 33637 | AM | http://www.toronto.ca/TWONTO#00583
67573 | THC-SES-AM-0205 | Meter, Atmosphere Monitoring ( Portable ) | THC-SES-GAS-A | Gas Detectors and Monitors, Building A | Atmosphere Monitoring Device,Portable,Oxygen/Toxic/CH4/LEL/CL/SO2 | Meter | 33639 | AM | http://www.toronto.ca/TWONTO#00583
67574 | THC-SES-AM-0205 | Meter, Atmosphere Monitoring ( Portable ) | THC-SUSPENDED | Suspended entity | Atmosphere Monitoring Device,Portable,Oxygen/Toxic/CH4/LEL/CL/SO2 | Meter | 33639 | AM | http://www.toronto.ca/TWONTO#00583
67580 | THC-SES-AM-0212 | Meter, Atmosphere Monitoring ( Portable ) | THC-SUSPENDED | Suspended entity | Atmosphere Monitoring Device,Portable,Oxygen/Toxic/CH4/LEL/CL/SO2 | Meter | 33641 | AM | http://www.toronto.ca/TWONTO#00583
67581 | THC-SES-AM-0213 | Meter, Atmosphere Monitoring ( Portable ) | THC-SES-GAS-A | Gas Detectors and Monitors, Building A | Atmosphere Monitoring Device,Portable,Oxygen/Toxic/CH4/LEL/CL/SO2 | Meter | 33642 | AM | http://www.toronto.ca/TWONTO#00583
67582 | THC-SES-AM-0213 | Meter, Atmosphere Monitoring ( Portable ) | THC-SUSPENDED | Suspended entity | Atmosphere Monitoring Device,Portable,Oxygen/Toxic/CH4/LEL/CL/SO2 | Meter | 33642 | AM | http://www.toronto.ca/TWONTO#00583
67583 | THC-SES-AM-0214 | Meter, Atmosphere Monitoring ( Portable ) | THC-SES-GAS-M | Gas Detectors and Monitors, Building M | Atmosphere Monitoring Device,Portable,Oxygen/Toxic/CH4/LEL/CL/SO2 | Meter | 35119 | AM | http://www.toronto.ca/TWONTO#00583
67584 | THC-SES-AM-0215 | Meter, Atmosphere Monitoring ( Portable ) | THC-SUSPENDED | Suspended entity | Atmosphere Monitoring Device,Portable,Oxygen/Toxic/CH4/LEL/CL/SO2 | Meter | 35431 | AM | http://www.toronto.ca/TWONTO#00583
67585 | THC-SES-AM-0216 | Meter, Atmosphere Monitoring ( Portable ) | THC-SUSPENDED | Suspended entity | Atmosphere Monitoring Device,Portable,Oxygen/Toxic/CH4/LEL/CL/SO2 | Meter | 35509 | AM | http://www.toronto.ca/TWONTO#00583
128739 | THC-SES-AM-0102 | Meter, Atmosphere Monitoring ( Portable ) | THC-SES-GAS-M | Gas Detectors and Monitors, Building M | Atmosphere Monitoring Device,Portable,Oxygen/Toxic/CH4/LEL/CL/SO2 | Meter | 33632 | AM | http://www.toronto.ca/TWONTO#00583
128740 | THC-SES-AM-0103 | Meter, Atmosphere Monitoring ( Portable ) | THC-SES-GAS-K | Gas Detectors and Monitors, Building K | Atmosphere Monitoring Device,Portable,Oxygen/Toxic/CH4/LEL/CL/SO2 | Meter | 33633 | AM | http://www.toronto.ca/TWONTO#00583
128741 | THC-SES-AM-0103 | Meter, Atmosphere Monitoring ( Portable ) | THC-SUSPENDED | Suspended entity | Atmosphere Monitoring Device,Portable,Oxygen/Toxic/CH4/LEL/CL/SO2 | Meter | 33633 | AM | http://www.toronto.ca/TWONTO#00583
128742 | THC-SES-AM-0200 | Meter, Atmosphere Monitoring ( Portable ) | THC-SUSPENDED | Suspended entity | Atmosphere Monitoring Device,Portable,Oxygen/Toxic/CH4/LEL/CL/SO2 | Meter | 33634 | AM | http://www.toronto.ca/TWONTO#00583
128743 | THC-SES-AM-0201 | Meter, Atmosphere Monitoring ( Portable ) | THC-SES-GAS-K | Gas Detectors and Monitors, Building K | Atmosphere Monitoring Device,Portable,Oxygen/Toxic/CH4/LEL/CL/SO2 | Meter | 33635 | AM | http://www.toronto.ca/TWONTO#00583
128744 | THC-SES-AM-0202 | Meter, Atmosphere Monitoring ( Portable ) | THC-SES-GAS-A | Gas Detectors and Monitors, Building A | Atmosphere Monitoring Device,Portable,Oxygen/Toxic/CH4/LEL/CL/SO2 | Meter | 33636 | AM | http://www.toronto.ca/TWONTO#00583
128745 | THC-SES-AM-0202 | Meter, Atmosphere Monitoring ( Portable ) | THC-SUSPENDED | Suspended entity | Atmosphere Monitoring Device,Portable,Oxygen/Toxic/CH4/LEL/CL/SO2 | Meter | 33636 | AM | http://www.toronto.ca/TWONTO#00583
128748 | THC-SES-AM-0212 | Meter, Atmosphere Monitoring ( Portable ) | THC-SES-GAS-A | Gas Detectors and Monitors, Building A | Atmosphere Monitoring Device,Portable,Oxygen/Toxic/CH4/LEL/CL/SO2 | Meter | 33641 | AM | http://www.toronto.ca/TWONTO#00583
128749 | THC-SES-AM-0214 | Meter, Atmosphere Monitoring ( Portable ) | THC-SUSPENDED | Suspended entity | Atmosphere Monitoring Device,Portable,Oxygen/Toxic/CH4/LEL/CL/SO2 | Meter | 35119 | AM | http://www.toronto.ca/TWONTO#00583
68869 | THC-TC-METR-0001 | Meter, Flow, Potable Water, Building M | THC-PWA-POTAB METER | Potable Water Flow Meters | Meter,Flow | Meter | 32238 | METR | http://www.toronto.ca/TWONTO#00369
68870 | THC-TC-METR-0001 | Meter, Flow, Potable Water, Building M | THC-SUSPENDED | Suspended entity | Meter,Flow | Meter | 32238 | METR | http://www.toronto.ca/TWONTO#00369
29201 | COL-PWR-FQ-0001 | Meter, Flow, Totalizer, City Water, West Rouge PS | COL-PWR-MISC | Miscellaneous Equipment | Meter,Flow | Meter |  | FQ | http://www.toronto.ca/TWONTO#00369
70191 | FHA-FLT-PDIT-0301 | Transmitter, Pressure Differential, Head Loss, Filter F-0301, Filter Building West | FHA-FLT-F-0301 | Filter #03, Filter Building, West Filter Gallery South | Transmitter,Pressure | Meter |  | PDIT | http://www.toronto.ca/TWONTO#00605
70192 | FHA-FLT-PDIT-0501 | Transmitter, Pressure Differential, Head Loss, Filter F-0501, Filter Building West | FHA-FLT-F-0501 | Filter #05, Filter Building, West Filter Gallery South | Transmitter,Pressure | Meter |  | PDIT | http://www.toronto.ca/TWONTO#00605
70193 | FHA-FLT-PDIT-0601 | Transmitter, Pressure Differential, Head Loss, Filter F-0601, Filter Building West | FHA-FLT-F-0601 | Filter #06, Filter Building, West Filter Gallery North | Transmitter,Pressure | Meter |  | PDIT | http://www.toronto.ca/TWONTO#00605
70194 | FHA-FLT-PDIT-0901 | Transmitter, Pressure Differential, Head Loss, Filter F-0901, Filter Building West | FHA-FLT-F-0901 | Filter #09, Filter Building, West Filter Gallery South | Transmitter,Pressure | Meter |  | PDIT | http://www.toronto.ca/TWONTO#00605
70546 | FHA-FLT-PDIT-2901 | Transmitter, Pressure Differential, Head Loss, Filter F-2901, Filter Building East | FHA-FLT-F-2901 | Filter #29, Filter Building, East Filter Gallery South | Transmitter,Pressure | Meter |  | PDIT | http://www.toronto.ca/TWONTO#00605
70550 | FHA-FLT-PDIT-3401 | Transmitter, Pressure Differential, Head Loss, Filter F-3401, Filter Building East | FHA-FLT-F-3401 | Filter #34, Filter Building, East Filter Gallery North | Transmitter,Pressure | Meter |  | PDIT | http://www.toronto.ca/TWONTO#00605
80782 | TN117A | Meter, Flow, Potable Water, Building M | THC-PWA-POTAB METER | Potable Water Flow Meters | Meter | Meter | 32258 |  | http://www.toronto.ca/TWONTO#00369
71551 | FHA-PWA-METR-0001 | Test Kit, Backflow Preventer TK-99E Ser # 747246 | FHA-MCS-PWA | Plant Service Water | Meter,Flow | Meter |  | METR | http://www.toronto.ca/TWONTO#00193
72096 | THR-CG-FIT-1201 | Transmitter, Flow, Engine Fuel Gas, Engine Fuel System, Engine-Gen 1201 | THR-CG-ENG-1201 | Engine, Generator NT1788901, Engine Room, Engine-Generator & Heat Recovery System |  | Meter |  | FIT | http://www.toronto.ca/TWONTO#00368
74425 | THR-DIS-FI-9001 | Meter, Rotameter, Hypochlorite Spill Tank T-9000, Disinfection Building Main Floor | THR-DIS-P-S | Disinfection, Pumps, Sump & Chlorine Solution | Meter,Flow,Rotometer | Meter |  | FI | http://www.toronto.ca/TWONTO#00369
74492 | THR-DIS-PI-0704 | Indicator, Pressure, Transfer Line, Transfer Pump P-0710, Disinfection Building Main Floor | THR-DIS-P-0710 | Pump, Centrifugal, Chemical Transfer, Disinfection Building Main Floor | Pressure Sensor,Gauge | Meter |  | PI | http://www.toronto.ca/TWONTO#00445
74493 | THR-DIS-PI-0901 | Indicator, Pressure, City Water Line, Disinfection Building Main Floor | THR-DIS | Disinfection | Pressure Sensor,Gauge | Meter |  | PI | http://www.toronto.ca/TWONTO#00445
75303 | THR-ELS-JIT-0501 | Power Meter, Customer, PDP-0501, Electrical Room, West Substation | THR-ELS-PDP-0501 | Control Panel, Power Distribution Panel, Line 0103, 600V Switchgear, Electrical Room, West Substation | Meter,Power Recording | Meter |  | JIT | http://www.toronto.ca/TWONTO#00297
75304 | THR-ELS-JIT-0501 | Power Meter, Customer, PDP-0501, Electrical Room, West Substation | THR-ELS-WS | Electrical System, West Substation | Meter,Power Recording | Meter |  | JIT | http://www.toronto.ca/TWONTO#00297
75352 | THR-ELS-JIT-3801 | Meter, Power Indicating, Plant Water Pump Station | THR-ELS-PRS | Electrical System, Phosphorous Removal System | Transmitter,Power Indicating | Meter |  | JIT | http://www.toronto.ca/TWONTO#00297
75353 | THR-ELS-JIT-3802 | Meter, Power Indicating, Plant Water Pump Station | THR-ELS-MCC-3802 | Motor Control Centre (MCC), Plant Water Pump Station | Transmitter,Power Indicating | Meter |  | JIT | http://www.toronto.ca/TWONTO#00297
80008 | THR-THK-CF-4011-KQ | Centrifuge Time Tracking Monitor | THR-THK-CF-4011 | Centrifuge |  | Meter |  | CF | http://www.toronto.ca/TWONTO#00255
80011 | THR-THK-CF-4021-KQ | Centrifuge Time Tracking Monitor | THR-THK-CF-4011A | Control & Power Panel, Centrifuge - 4011 |  | Meter |  | CF | http://www.toronto.ca/TWONTO#00255
80025 | THR-THK-CF-4051-KQ | Centrifuge Time Tracking Monitor | THR-THK-CF-4021A | Control & Power Panel, Centrifuge - 4021 |  | Meter |  | CF | http://www.toronto.ca/TWONTO#00255
80026 | THR-THK-CF-4051-KQ | Centrifuge Time Tracking Monitor | THR-THK-CF-4051 | Centrifuge |  | Meter |  | CF | http://www.toronto.ca/TWONTO#00255
80028 | THR-THK-CF-4071-KQ | Centrifuge Time Tracking Monitor | THR-THK-CF-4071 | Centrifuge |  | Meter |  | CF | http://www.toronto.ca/TWONTO#00255
80783 | TN117A | Meter, Flow, Potable Water, Building M | THC-SUSPENDED | Suspended entity | Meter | Meter | 32258 |  | http://www.toronto.ca/TWONTO#00369
80784 | TN118A | Meter, Flow, Potable Water, Building M | THC-PWA-POTAB METER | Potable Water Flow Meters | Meter | Meter |  |  | http://www.toronto.ca/TWONTO#00369
80786 | TN123A | Meter, Flow, Potable Water, Building M | THC-PWA-POTAB METER | Potable Water Flow Meters | Meter | Meter | 32224 |  | http://www.toronto.ca/TWONTO#00369
80787 | TN123A | Meter, Flow, Potable Water, Building M | THC-SUSPENDED | Suspended entity | Meter | Meter | 32224 |  | http://www.toronto.ca/TWONTO#00369
80788 | TN124A | Meter, Flow, Potable Water, Building M | THC-SUSPENDED | Suspended entity | Meter | Meter | 32225 |  | http://www.toronto.ca/TWONTO#00369
80789 | TN131A | Meter, Flow, Potable Water, Building M | THC-PWA-POTAB METER | Potable Water Flow Meters | Meter | Meter | 32263 |  | http://www.toronto.ca/TWONTO#00369
80790 | TN131A | Meter, Flow, Potable Water, Building M | THC-SUSPENDED | Suspended entity | Meter | Meter | 32263 |  | http://www.toronto.ca/TWONTO#00369
80791 | TN132A | Meter, Flow, Potable Water, Building M | THC-PWA-POTAB METER | Potable Water Flow Meters | Meter | Meter | 32264 |  | http://www.toronto.ca/TWONTO#00369
80793 | TN139A | Meter, Flow, Potable Water, Building M | THC-PWA-POTAB METER | Potable Water Flow Meters | Meter,Flow | Meter |  |  | http://www.toronto.ca/TWONTO#00369
140086 | TN114A | Meter, Flow, Potable Water, Building M | THC-PWA-POTAB METER | Potable Water Flow Meters | Meter | Meter | 32257 |  | http://www.toronto.ca/TWONTO#00369
140087 | TN114A | Meter, Flow, Potable Water, Building M | THC-SUSPENDED | Suspended entity | Meter | Meter | 32257 |  | http://www.toronto.ca/TWONTO#00369
140088 | TN115A | Meter, Flow, Potable Water, Building M | THC-PWA-POTAB METER | Potable Water Flow Meters | Meter | Meter |  |  | http://www.toronto.ca/TWONTO#00369
140089 | TN116A | Meter, Flow, Potable Water, Building M | THC-PWA-POTAB METER | Potable Water Flow Meters | Meter | Meter |  |  | http://www.toronto.ca/TWONTO#00369
140090 | TN122A | Meter, Flow, Potable Water, Building M | THC-PWA-POTAB METER | Potable Water Flow Meters | Meter | Meter | 32223 |  | http://www.toronto.ca/TWONTO#00369
83650 | WTR-156-METR-1701 | Meter | CH 156 17 | Chamber | Meter | Meter |  | METR | http://www.toronto.ca/TWONTO#00369
83685 | WTR-161-METR-1401 | Meter | CH 161 14 | Chamber | Meter | Meter |  | METR | http://www.toronto.ca/TWONTO#00369
83737 | WTR-175-METR-1201 | Meter | CH 175 12 | Chamber | Meter | Meter |  | METR | http://www.toronto.ca/TWONTO#00369
83823 | WTR-190-METR-0101 | Meter | CH 190 01 | Chamber | Meter | Meter |  | METR | http://www.toronto.ca/TWONTO#00369
83355 | WTR-099-METR-0101 | Flow Recorder Totalizer | CH 099 APT 1 FQIR | Chamber FQIR | Recorder | Meter |  | METR | http://www.toronto.ca/TWONTO#00255
83356 | WTR-099-METR-0102 | Flow Recorder Totalizer | CH 099 APT FQIR | Chamber FQIR+C265 | Recorder | Meter |  | METR | http://www.toronto.ca/TWONTO#00255
84621 | WTR-333-METR-1403 | Meter | CH 333 14 | Chamber | Valve,Gate | Meter |  | METR | http://www.toronto.ca/TWONTO#00369
84622 | WTR-333-METR-1404 | Meter | CH 333 14 | Chamber | Valve,Gate | Meter |  | METR | http://www.toronto.ca/TWONTO#00369
141844 | WTR-062-METR-1001 | Meter | CH 062 10 | Chamber | Meter,Flow | Meter |  | METR | http://www.toronto.ca/TWONTO#00369
83683 | WTR-161-METR-0102B | Flowmeter | CH 161 01B FQ | Chamber | Meter,Flow | Meter |  | METR | http://www.toronto.ca/TWONTO#00369
83684 | WTR-161-METR-0902 | Flowmeter | CH 161 09 FQ | Chamber | Meter,Flow | Meter |  | METR | http://www.toronto.ca/TWONTO#00369
142162 | WTR-128-METR-0901 | Meter | CH 128 09 | Chamber | Meter | Meter |  | METR | http://www.toronto.ca/TWONTO#00369
83686 | WTR-161-METR-1402 | Flowmeter | CH 161 14 FQ N | Chamber | Meter,Flow,Displacement | Meter |  | METR | http://www.toronto.ca/TWONTO#00369
83687 | WTR-161-METR-1403 | Flowmeter | CH 161 14 FQ S | Chamber | Meter,Flow,Displacement | Meter |  | METR | http://www.toronto.ca/TWONTO#00369
142294 | WTR-161-METR-0101B | Meter | CH 161 01B | Chamber | Meter | Meter |  | METR | http://www.toronto.ca/TWONTO#00369
83738 | WTR-175-METR-1202 | Flowmeter | CH 175 12 FQ | Chamber | Meter,Flow,Displacement | Meter |  | METR | http://www.toronto.ca/TWONTO#00369
142295 | WTR-161-METR-0901 | Meter | CH 161 09 | Chamber | Meter | Meter |  | METR | http://www.toronto.ca/TWONTO#00369
83824 | WTR-190-METR-0601 | Flow Meter | CH 190 06 | Chamber | Meter,Flow,Displacement | Meter |  | METR | http://www.toronto.ca/TWONTO#00369
83825 | WTR-190-METR-1501 | Flowmeter | CH 190 15 FQ S | Chamber | Meter,Flow,Displacement | Meter |  | METR | http://www.toronto.ca/TWONTO#00369
83828 | WTR-190-PRV-1501 | Pressure Reducing Valve, Bayview/Soudan, PD4-3E | CH 190 15 | Chamber | Valve,Pressure Relief | Meter |  | PRV | http://www.toronto.ca/TWONTO#00781
84147 | WTR-269-FE-0401 | Flow Element | WTR-269-FIT-0401 | Transmitter,Flow Indicating,Revenue, Magmeter | Meter | Meter |  | FE | http://www.toronto.ca/TWONTO#00366
84228 | WTR-282-FE-0201 | Flow Element | WTR-282-FIT-0201 | Transmitter, Flow Indicating, Revenue, Magmeter | Meter | Meter |  | FE | http://www.toronto.ca/TWONTO#00366
84434 | WTR-307-METR-0101A | Flowmeter | CH 307 01A | Chamber | Meter,Flow | Meter |  | METR | http://www.toronto.ca/TWONTO#00369
84485 | WTR-316-FE-0601 | Flow Element | WTR-316-CH-0006 | Chamber,Revenue Meter,McCowan-Steeles (Magmeter) | Meter | Meter |  | FE | http://www.toronto.ca/TWONTO#00366
84486 | WTR-316-FE-0601 | Flow Element | WTR-316-FIT-0601 | Transmitter, Flow Indicating, Magnetic, Revenue | Meter | Meter |  | FE | http://www.toronto.ca/TWONTO#00366
84619 | WTR-333-METR-1401 | Flowmeter Displacement | CH 333 14 FQ N | Chamber FQ N | Meter,Flow | Meter |  | METR | http://www.toronto.ca/TWONTO#00369
84620 | WTR-333-METR-1402 | Flowmeter Displacement | CH 333 14 FQ S | Chamber FQ S+C866 | Meter,Flow | Meter |  | METR | http://www.toronto.ca/TWONTO#00369
142296 | WTR-161-METR-1401A | Meter | CH 161 14A | Chamber | Meter | Meter |  | METR | http://www.toronto.ca/TWONTO#00369
142433 | WTR-190-METR-1502 | Meter | CH 190 15 | Chamber | Meter,Flow,Displacement | Meter | 35395 | METR | http://www.toronto.ca/TWONTO#00369
84791 | WTR-359-FE-0401 | Flow Element | WTR-359-CH-0004 | Chamber,Revenue Meter,Willowdale-Highland (Magmeter) | Meter | Meter |  | FE | http://www.toronto.ca/TWONTO#00366
85182 | WTR-PDS-FIT-0001 | Transmitter, Flow, Magnetic, Discharge, District 5S | WTR-PDS-TRW | Treated Water (Transmission) | Meter,Flow,Magmeter | Meter |  | FIT | http://www.toronto.ca/TWONTO#00368
85629 | WTR-PEL-FE-0004 | Flowmeter, Totalizer, Service Water | WTR-PEL-TRW | Treated Water (Transmission) | Meter,Flow | Meter |  | FE | http://www.toronto.ca/TWONTO#00366
86769 | WTR-PJS-FQIT-2501 | Flowmeter, Rotometer, City Water Supply | WTR-PJS-CW | City Water System | Transmitter,Flow | Meter |  | FQIT | http://www.toronto.ca/TWONTO#00369
87781 | WTR-PMI-FE-0001 | Flow Element | WTR-PMI-FIT-0001 | Transmitter, Flow, District 6S, Revenue, Magmeter | Meter | Meter |  | FE | http://www.toronto.ca/TWONTO#00366
87782 | WTR-PMI-FE-0002 | Flow Element | WTR-PMI-FIT-0002 | Transmitter, Flow, District 5, Revenue, Magmeter | Meter | Meter |  | FE | http://www.toronto.ca/TWONTO#00366
87783 | WTR-PMI-FE-0004 | Flow Element | WTR-PMI-FIT-0004 | Transmitter, Flow, Magnetic, Revenue, District 5 | Meter | Meter |  | FE | http://www.toronto.ca/TWONTO#00366
87784 | WTR-PMI-FE-0006 | Flow Element | WTR-PMI-FQIT-0006 | Transmitter, Flow, Totalizing, Magnetic, Service Water | Meter | Meter |  | FE | http://www.toronto.ca/TWONTO#00366
88126 | WTR-PPD-FE-0101 | Flow Element, Venturi Pump 1 | WTR-PPD-FIT-0101S | Transmitter, Flow, Discharge Side of Pump 0100 |  | Meter |  | FE | http://www.toronto.ca/TWONTO#00789
88127 | WTR-PPD-FE-0301 | Flow Element, Venturi Pump 3 | WTR-PPD-FIT-0301S | Transmitter, Flow, Discharge Side of Pump 0300 |  | Meter |  | FE | http://www.toronto.ca/TWONTO#00789
88128 | WTR-PPD-FE-0401 | Flow Element, Venturi Pump 4 | WTR-PPD-FIT-0401S | Transmitter, Flow, Discharge Side of Pump 0400 |  | Meter |  | FE | http://www.toronto.ca/TWONTO#00789
88305 | WTR-PRH-FQIR-0001 | Meter, Service Water | WTR-PRH-CW | City Water System | Meter | Meter |  | FQIR | http://www.toronto.ca/TWONTO#00369
89191 | WTR-PTH-FE-0001 | Flow Element | WTR-PTH-FIT-0001 | Transmitter, Flow, Water Transmission to District 5 (Revenue), Magmeter | Meter | Meter |  | FE | http://www.toronto.ca/TWONTO#00366
89192 | WTR-PTH-FE-0002 | Flow Element, Service Water | WTR-PTH-CW | City Water System | Meter | Meter |  | FE | http://www.toronto.ca/TWONTO#00366
89344 | WTR-PWT-FQIR-0001 | Meter, Service Water Supply Valve | WTR-PWT-CW | City Water System | Meter | Meter |  | FQIR | http://www.toronto.ca/TWONTO#00369
143249 | WTR-349-METR-1001 | Meter | CH 349 10 | Chamber | Meter | Meter |  | METR | http://www.toronto.ca/TWONTO#00369
143250 | WTR-349-METR-1002 | Meter | CH 349 10 | Chamber | Meter | Meter |  | METR | http://www.toronto.ca/TWONTO#00369
20003 | FHO-AUX-ANL-0020 | Ozone calibration unit -Sr # G-001535 | FHO-AUX | Lab/Portable Testing Instruments | Analyzer,PH | Meter |  | ANL | http://www.toronto.ca/TWONTO#00193
24481 | FHO-LAB-ANL-0013 | pH Meter ( For Reference Only) | FHO-AUX | Lab/Portable Testing Instruments | Analyzer,PH | Meter |  | ANL | http://www.toronto.ca/TWONTO#00118
92049 | FHO-ELS-JIT-0610 | Meter, Power Monitoring, MCC-0610, Filter Building(1-8), S2, Electrical Room | FHO-ELS-MCC-0610 | Motor Control Centre, Filter Building 1-8., S2, Electrical Room |  | Meter |  | JIT | http://www.toronto.ca/TWONTO#00297
92050 | FHO-ELS-JIT-0711 | Meter, Power Monitoring, DP-0711, Chemical Building, S4, Main Electrical Room | FHO-ELS-INQ | Power Management |  | Meter |  | JIT | http://www.toronto.ca/TWONTO#00297
92051 | FHO-ELS-JIT-0720 | Meter, Power Monitoring, MCC-0720, Admin Building, S4, Main Electrical Room, PDP-0700 Cell 2B | FHO-ELS-MCC-0720 | Motor Control Centre, Admin Building, S4, Main Electrical Room |  | Meter |  | JIT | http://www.toronto.ca/TWONTO#00297
92052 | FHO-ELS-JIT-0721 | Meter, Power Monitoring, DP-0721, Admin Building, S4, Main Electrical Room | FHO-ELS-INQ | Power Management |  | Meter |  | JIT | http://www.toronto.ca/TWONTO#00297
92053 | FHO-ELS-JIT-0722 | Meter, Power Monitoring, DP-0722, Admin Building, S4, Main Electrical Room | FHO-ELS-INQ | Power Management |  | Meter |  | JIT | http://www.toronto.ca/TWONTO#00297
92054 | FHO-ELS-JIT-0821 | Meter, Power Monitoring, DP-0821, Admin Building, S4, Main Electrical Room | FHO-ELS-INQ | Power Management |  | Meter |  | JIT | http://www.toronto.ca/TWONTO#00297
92055 | FHO-ELS-JIT-0822 | Meter, Power Monitoring, DP-0822, Admin Building, S4, Main Electrical Room | FHO-ELS-INQ | Power Management |  | Meter |  | JIT | http://www.toronto.ca/TWONTO#00297
92056 | FHO-ELS-JIT-0910 | Meter, Power Monitoring, MCC-0910, Admin Building, S4, Main Electrical Room, PDP-0900 Cell 3C | FHO-ELS-MCC-0910 | Motor Control Centre, Raw Water PS, S7, Electrical Room |  | Meter |  | JIT | http://www.toronto.ca/TWONTO#00297
92057 | FHO-ELS-JIT-0920 | Meter, Power Monitoring, MCC-0920, Admin Building, S4, Main Electrical Room, PDP-0900 Cell 2C | FHO-ELS-MCC-0920 | Motor Control Centre, Admin Building, S4, Main Electrical Room |  | Meter |  | JIT | http://www.toronto.ca/TWONTO#00297
92058 | FHO-ELS-JIT-0922 | Meter, Power Monitoring, DP-0922, Admin Building, S4, Main Electrical Room, MCC-0920 | FHO-ELS-MCC-0920 | Motor Control Centre, Admin Building, S4, Main Electrical Room |  | Meter |  | JIT | http://www.toronto.ca/TWONTO#00297
92059 | FHO-ELS-JIT-1010 | Meter, Power Monitiring, MCC-1010, Admin Building, S4, Main Electrical Room, PDP-1000 Cell 5C | FHO-ELS-MCC-1010 | Motor Control Centre, Raw Water PS, S7, Electrical Room |  | Meter |  | JIT | http://www.toronto.ca/TWONTO#00297
92060 | FHO-ELS-JIT-1020 | Meter, Power Monitiring, MCC-1020, Admin Building, S4, Main Electrical Room, PDP-1000 Cell 6C | FHO-ELS-MCC-1020 | Motor Control Centre, Cadmin Building, S4, Main Electrical Room |  | Meter |  | JIT | http://www.toronto.ca/TWONTO#00297
92061 | FHO-ELS-JIT-1210 | Meter, Power Monitoring, MCC-1210, Ozone Building, Electrical Room | FHO-ELS-INQ | Power Management |  | Meter |  | JIT | http://www.toronto.ca/TWONTO#00297
92062 | FHO-ELS-JIT-1220 | Meter, Power Monitoring, MCC-1220, Ozone Building, Electrical Room | FHO-ELS-INQ | Power Management |  | Meter |  | JIT | http://www.toronto.ca/TWONTO#00297
24482 | FHO-LAB-ANL-0015 SUSP | pH Meter (Lab) | FHO-AUX | Lab/Portable Testing Instruments | Analyzer,PH | Meter | 40060 | ANL | http://www.toronto.ca/TWONTO#00118
93697 | FHO-LAB-ANL-0005 | Plant Portable pH Meter (For Reference Only) | FHO-AUX | Lab/Portable Testing Instruments | Analyzer,PH | Meter |  | ANL | http://www.toronto.ca/TWONTO#00118
93762 | FHO-MCS-METR-0001 | Megger Insulation Tester, 5 KV Sr # 060406/1025 | FHO-MCS-MEQ | Machine Shop & Equipment | Meter,Insulation | Meter |  | METR | http://www.toronto.ca/TWONTO#00193
93763 | FHO-MCS-METR-0002 | Megger Insulation Tester, 5 KV Hand Crank Sr # 020502/4134 | FHO-MCS-MEQ | Machine Shop & Equipment | Meter,Insulation | Meter |  | METR | http://www.toronto.ca/TWONTO#00193
94486 | FHO-SBS-FIR-0601 | Indicator, Flow, Recording, Skid #6 Process Variables, CP-0601, Chemical Building, S4, SBS Pump Room | FHO-SBS-P-0601 | Pump, Gear, Backup, SBS Ozone Quenching Skid #6, S4 Level, SBS Room, SE |  | Meter |  | FIR | http://www.toronto.ca/TWONTO#00255
96388 | FIS-BW-AIT-0002-SUS | Surface Wash Flow Meter | FIS-FLT-P-0001-SUS | Pump, Centrifugal, Potable Water, Surface Wash Supply, Backwash Pumps | Meter,Flow | Meter | 38153 | AIT | http://www.toronto.ca/TWONTO#00369
97577 | FIS-GRK-AM-0001 | Weather Station | FIS-SES-LTG | Emergency Lights |  | Meter |  | AM | http://www.toronto.ca/TWONTO#00805
98504 | FIS-SES-SQ-1021 | Safety,Plant,Voltage Detector,SALISBURY 4744 | FIS-SES_SQ | Asset Group, PPE, Electrical Personal Protection | Meter,volt | Meter |  | SQ | http://www.toronto.ca/TWONTO#00737
98506 | FIS-SES-SQ-1024 | Safety,Plant,Insulation Tester,MEGGER, MIT510/2 | FIS-SES_SQ | Asset Group, PPE, Electrical Personal Protection | Meter,Insulation | Meter |  | SQ | http://www.toronto.ca/TWONTO#00737
98509 | FIS-SES-SQ-1028 | Safety,Plant,DLRO Tester | FIS-SES_SQ | Asset Group, PPE, Electrical Personal Protection | Meter | Meter |  | SQ | http://www.toronto.ca/TWONTO#00737
140091 | TN122A | Meter, Flow, Potable Water, Building M | THC-SUSPENDED | Suspended entity | Meter | Meter | 32223 |  | http://www.toronto.ca/TWONTO#00369
140092 | TN124A | Meter, Flow, Potable Water, Building M | THC-PWA-POTAB METER | Potable Water Flow Meters | Meter | Meter | 32225 |  | http://www.toronto.ca/TWONTO#00369
140093 | TN127A | Meter, Flow, Potable Water, Building M | THC-PWA-POTAB METER | Potable Water Flow Meters | Meter | Meter | 32259 |  | http://www.toronto.ca/TWONTO#00369
140094 | TN127A | Meter, Flow, Potable Water, Building M | THC-SUSPENDED | Suspended entity | Meter | Meter | 32259 |  | http://www.toronto.ca/TWONTO#00369
140095 | TN128A | Meter, Flow, Potable Water, Building M | THC-PWA-POTAB METER | Potable Water Flow Meters | Meter | Meter | 32260 |  | http://www.toronto.ca/TWONTO#00369
140096 | TN128A | Meter, Flow, Potable Water, Building M | THC-SUSPENDED | Suspended entity | Meter | Meter | 32260 |  | http://www.toronto.ca/TWONTO#00369
140097 | TN129A | Meter, Flow, Potable Water, Building M | THC-PWA-POTAB METER | Potable Water Flow Meters | Meter | Meter | 32261 |  | http://www.toronto.ca/TWONTO#00369
140098 | TN129A | Meter, Flow, Potable Water, Building M | THC-SUSPENDED | Suspended entity | Meter | Meter | 32261 |  | http://www.toronto.ca/TWONTO#00369
140099 | TN130A | Meter, Flow, Potable Water, Building M | THC-PWA-POTAB METER | Potable Water Flow Meters | Meter | Meter | 32262 |  | http://www.toronto.ca/TWONTO#00369
140100 | TN130A | Meter, Flow, Potable Water, Building M | THC-SUSPENDED | Suspended entity | Meter | Meter | 32262 |  | http://www.toronto.ca/TWONTO#00369
140101 | TN132A | Meter, Flow, Potable Water, Building M | THC-SUSPENDED | Suspended entity | Meter | Meter | 32264 |  | http://www.toronto.ca/TWONTO#00369
105783 | SWM-PBL-JIT-0001 | Meter, Hydro Revenue | SWM-PBL | Bloor Storm Pumping Station | Meter | Meter |  | JIT | http://www.toronto.ca/TWONTO#00302
105784 | SWM-PBL-JIT-0002 | Meter, Digital | SWM-PBL | Bloor Storm Pumping Station | Meter | Meter |  | JIT | http://www.toronto.ca/TWONTO#00297
105785 | SWM-PBL-JIT-0003 | Meter, Power Indicating Transmitter | SWM-PBL | Bloor Storm Pumping Station | Meter | Meter |  | JIT | http://www.toronto.ca/TWONTO#00297
105855 | SWM-PET-GA-0001 | Gauge, Discharge Pressure | SWM-PET | Eglinton - Bellamy Storm Pumping Station |  | Meter |  | GA | http://www.toronto.ca/TWONTO#00445
105856 | SWM-PET-GA-0001 | Gauge, Discharge Pressure | SWM-PET-MISC | Miscellaneous Equipment |  | Meter |  | GA | http://www.toronto.ca/TWONTO#00445
105909 | SWM-PIT-JIT-0001 | Meter, Power Indicating Transmitter | SWM-PIT | Islington Storm Pumping Station | Meter | Meter |  | JIT | http://www.toronto.ca/TWONTO#00297
105910 | SWM-PIT-JIT-0001 | Meter, Power Indicating Transmitter | SWM-PIT-MISC | Miscellaneous Equipment | Meter | Meter |  | JIT | http://www.toronto.ca/TWONTO#00297
105960 | SWM-PMG-JIT-0001 | Meter, Power Indicating Transmitter | SWM-PMG-MISC | Miscellaneous Equipment | Meter | Meter |  | JIT | http://www.toronto.ca/TWONTO#00297
147652 | WTR-RRH-FQ-0001 | Meter, Flow, Washdown Line, Rosehill Reservoir, Valve House | WTR-RRH-CW | City Water System | Meter,Flow | Meter |  | FQ | http://www.toronto.ca/TWONTO#00369
106014 | SWM-PNQ-FQ-0001 | Meter, Natural Gas | SWM-PNQ | North Queen Storm Pumping Station | Meter | Meter |  | FQ | http://www.toronto.ca/TWONTO#00369
106116 | SWM-PWI-GA-0001 | Gauge, Discharge Pressure | SWM-PWI-MISC | Miscellaneous Equipment |  | Meter |  | GA | http://www.toronto.ca/TWONTO#00445
106119 | SWM-PWI-JIT-0001 | Meter, Power Indicating Transmitter, Main Power | SWM-PWI-MISC | Miscellaneous Equipment | Meter | Meter |  | JIT | http://www.toronto.ca/TWONTO#00297
109292 | TAB-BFP-GA-0001 | Backflow Preventer Test Kit | TAB-CW-BFP | Backflow Preventers, Plant Wide |  | Meter |  | GA | http://www.toronto.ca/TWONTO#00445
109293 | TAB-BFP-GA-0002 | Backflow Preventer Test Kit | TAB-CW-BFP | Backflow Preventers, Plant Wide |  | Meter |  | GA | http://www.toronto.ca/TWONTO#00445
109370 | TAB-CHL-FIT-1117 | Flowmeter,Mass | TAB-DIS-CHL-7 | Chlorination Train #7 | Meter,Flow | Meter |  | FIT | http://www.toronto.ca/TWONTO#00499
31187 | FN2200D | Meter, Sludge Density | TAB-PRM-INQ | D Building - Instrumentation Equipment | Meter,Density | Meter |  |  | http://www.toronto.ca/TWONTO#00689
143332 | WTR-359-METR-0301A | Meter | CH 359 03A | Chamber | Meter,Flow | Meter |  | METR | http://www.toronto.ca/TWONTO#00369
111076 | TAB-DIG-FIT-6171 | Transmitter, Flow Indicating,Out let from Dryer No.D-6160 | TAB-DIG-D-6160 | Dryer # 1, Digester Gas | Transmitter,Flow | Meter |  | FIT | http://www.toronto.ca/TWONTO#00368
111088 | TAB-DIG-FIT-9717 | Transmitter, Flow Indicating,Out let from Dryer No.D-9715 | TAB-DIG-D-9715 | Dryer # 2, Digester Gas | Transmitter,Flow | Meter |  | FIT | http://www.toronto.ca/TWONTO#00368
111089 | TAB-DIG-FIT-9718 | Transmitter, Flow Indicating,Out let from Dryer No.D-9716 | TAB-DIG-D-9716 | Dryer # 3, Digester Gas | Transmitter,Flow | Meter |  | FIT | http://www.toronto.ca/TWONTO#00368
112613 | TAB-DIS-FIT-8001 | Transmitter, Flow Indicating, Water to Injectors | TAB-DIS-V-8001 | Valve, Gate,Act., Isolation, City Water to Injectors | Transmitter,Flow | Meter |  | FIT | http://www.toronto.ca/TWONTO#00368
112614 | TAB-DIS-FIT-8003 | Flow Meter, South Final Effluent Channel | TAB-SUSPENDED ENTITY | Suspended entities | Meter,Flow | Meter | 34306 | FIT | http://www.toronto.ca/TWONTO#00369
112615 | TAB-DIS-FIT-8004 | Flow Meter, North Final Effluent Channel | TAB-SUSPENDED ENTITY | Suspended entities | Meter,Flow | Meter | 34307 | FIT | http://www.toronto.ca/TWONTO#00369
112624 | TAB-DIS-METR-3011 | Meter, Portable, Residual chlorine | TAB-SLO-ANL | Portable Meters and Analysers | Analyzer,Chlorine | Meter |  | METR | http://www.toronto.ca/TWONTO#00581
112625 | TAB-DIS-METR-3012 | Meter, Portable, Residual chlorine | TAB-DIS-SP | Disinfection - Sampling & Metering | Analyzer,Chlorine | Meter |  | METR | http://www.toronto.ca/TWONTO#00581
112626 | TAB-DIS-METR-3012 | Meter, Portable, Residual chlorine | TAB-SLO-ANL | Portable Meters and Analysers | Analyzer,Chlorine | Meter |  | METR | http://www.toronto.ca/TWONTO#00581
112627 | TAB-DIS-METR-3013 | Meter, Portable, Residual chlorine | TAB-DIS-SP | Disinfection - Sampling & Metering | Analyzer,Chlorine | Meter |  | METR | http://www.toronto.ca/TWONTO#00581
112628 | TAB-DIS-METR-3013 | Meter, Portable, Residual chlorine | TAB-SLO-ANL | Portable Meters and Analysers | Analyzer,Chlorine | Meter |  | METR | http://www.toronto.ca/TWONTO#00581
112629 | TAB-DIS-METR-3014 | Meter, Portable, Residual chlorine | TAB-DIS-SP | Disinfection - Sampling & Metering | Analyzer,Chlorine | Meter |  | METR | http://www.toronto.ca/TWONTO#00581
112630 | TAB-DIS-METR-3014 | Meter, Portable, Residual chlorine | TAB-SLO-ANL | Portable Meters and Analysers | Analyzer,Chlorine | Meter |  | METR | http://www.toronto.ca/TWONTO#00581
112631 | TAB-DIS-METR-3015 | Meter, Portable, Residual chlorine | TAB-DIS-SP | Disinfection - Sampling & Metering | Analyzer,Chlorine | Meter |  | METR | http://www.toronto.ca/TWONTO#00581
83246 | WTR-093-METR-0401B | Meter Displacement | CH 093 04B | Chamber | Meter,Flow,Displacement | Meter |  | METR | http://www.toronto.ca/TWONTO#00369
112633 | TAB-DIS-METR-3020 | Meter, Portable, Chlorine Gas | TAB-SLO-ANL | Portable Meters and Analysers | Analyzer,Chlorine | Meter |  | METR | http://www.toronto.ca/TWONTO#00583
113021 | TAB-EL1-JIT-6631 | Meter,Power,MCC-6631,Electrical Room,Ground Floor,Grit Build,P Building | TAB-EL1-MCC-6631 | Control Panel, MCC,Electrical Room,Grit Build,P Building | Control Panel,MCC | Meter |  | JIT | http://www.toronto.ca/TWONTO#00297
113022 | TAB-EL1-JIT-6634 | Meter,Power,MCC-6634,Electrical Room,Ground Floor,Grit Build,P Building | TAB-EL1-MCC-6634 | Motor Control Centre 600V - Galery 9 | Meter,Power Recording | Meter |  | JIT | http://www.toronto.ca/TWONTO#00297
113023 | TAB-EL1-JIT-6674 | Meter,Power,MCC-6674,Electrical Room,Ground Floor,Grit Build,P Building | TAB-EL1-MCC-6674 | MCC,Electrical Room,Ground Floor,Grit Build,P Building | Meter,Power Recording | Meter |  | JIT | http://www.toronto.ca/TWONTO#00297
113641 | TAB-EL3-JIT-6102 | Digital Meter,Indoor,Plant Services,Seawall Substation 600V MCC | TAB-EL3-MCC-6102 | MCC,Indoor,Plant Services,Seawall Substation | Meter,current | Meter |  | JIT | http://www.toronto.ca/TWONTO#00297
113642 | TAB-EL3-JIT-6103 | Digital Meter | TAB-EL3-MCC-6103 | Motor Control Unit, PWPS 600V | Meter,Power Recording | Meter |  | JIT | http://www.toronto.ca/TWONTO#00297
113643 | TAB-EL3-JIT-6104 | Digital Meter | TAB-EL3-MCC-6224 | Motor Control Centre, Plant Water Bldg | Meter,Power Recording | Meter |  | JIT | http://www.toronto.ca/TWONTO#00297
113648 | TAB-EL3-JRT-1507 | Relay,Indoor,Plant Services,Seawall Substation 13.8kV Switchgear | TAB-EL3-BUS-1507 | Busbar, Power input, 13.8 KV | Meter | Meter |  | JRT | http://www.toronto.ca/TWONTO#00622
113650 | TAB-EL3-JRT-1530 | Relay,Indoor,Plant Services,Seawall Substation 13.8kV Switchgear | TAB-EL3-BUS-1506 | Busbar, Power input, 13.8 KV | Switchgear | Meter |  | JRT | http://www.toronto.ca/TWONTO#00622
113651 | TAB-EL3-JRT-1550 | Relay,Indoor,Plant Services,Seawall Substation 13.8kV Switchgear | TAB-EL3-BUS-1507 | Busbar, Power input, 13.8 KV | Meter | Meter |  | JRT | http://www.toronto.ca/TWONTO#00622
83247 | WTR-093-METR-1101 | Meter Displacement | CH 093 11 FQ | Chamber FQ+C98 | Meter,Flow,Displacement | Meter |  | METR | http://www.toronto.ca/TWONTO#00369
115837 | TAB-PRM-DIT-3300 | Meter, Sludge Density, sludge from Pumps 3301 & 3302 from Tk 5 & 6 | TAB-PRM-T-0500 | Old PS -Primary Tank 5 | Meter,Density | Meter |  | DIT | http://www.toronto.ca/TWONTO#00689
115838 | TAB-PRM-DIT-3400 | Meter, Sludge Density, sludge from Pumps 3401 & 3402 from Tk 7 | TAB-PRM-T-0700 | P Building, Primary Tank 7 | Meter,Density | Meter |  | DIT | http://www.toronto.ca/TWONTO#00689
115839 | TAB-PRM-DIT-3500 | Meter, Sludge Density, sludge from Pumps 3501 & 3502 from Tk 8 | TAB-PRM-P-3501 | Pump, , PRS from Primary Tank 0800, Primary Treatment, Sludge Pumping | Meter,Density | Meter |  | DIT | http://www.toronto.ca/TWONTO#00689
115840 | TAB-PRM-DIT-3600 | Meter, Sludge Density, sludge from Pumps 3601 & 3602 from Tk 9 | TAB-PRM-P-3601 | Pump, Centrifugal, PRS from Primary Tank 0900, Primary Treatment, Sludge Pumping | Meter,Density | Meter |  | DIT | http://www.toronto.ca/TWONTO#00689
115841 | TAB-PRM-DIT-3700 | Meter, Sludge Density, sludge from Pumps 3701& 3702 from Tk 10 | TAB-PRM-V | D Building - Header Valves & Actuators, Primary Sludge Line 1, 2 & 3 | Meter,Density | Meter |  | DIT | http://www.toronto.ca/TWONTO#00689
115842 | TAB-PRM-DIT-3800 | Meter, Sludge Density,sludge from Pumps 3801& 3802 from Tk 11 | TAB-PRM-V | D Building - Header Valves & Actuators, Primary Sludge Line 1, 2 & 3 | Meter,Density | Meter |  | DIT | http://www.toronto.ca/TWONTO#00689
115843 | TAB-PRM-DIT-3900 | Meter, Sludge Density,sludge from Pumps 3901& 3902 from Tk 12 | TAB-PRM-V | D Building - Header Valves & Actuators, Primary Sludge Line 1, 2 & 3 | Meter,Density | Meter |  | DIT | http://www.toronto.ca/TWONTO#00689
115844 | TAB-PRM-DIT-4300 | Meter, Sludge Density, Nuclear | TAB-PRM-V | D Building - Header Valves & Actuators, Primary Sludge Line 1, 2 & 3 | Meter,Density | Meter | 39586 | DIT | http://www.toronto.ca/TWONTO#00689
115865 | TAB-PRM-FIT-3100 | Transmitter, Flow Indicating, Raw Sludge Pumps 3101&3102, | TAB-PRM-P-3101 | Pump, Raw Sludge | Transmitter,Flow | Meter |  | FIT | http://www.toronto.ca/TWONTO#00368
115866 | TAB-PRM-FIT-3200 | Transmitter Flow Indicating, Raw Sludge Pumps 3201&3202 | TAB-PRM-P-3201 | Pump, Raw Sludge | Transmitter,Flow | Meter |  | FIT | http://www.toronto.ca/TWONTO#00368
115867 | TAB-PRM-FIT-3300 | Transmitter, Flow Indicating,Raw Sludge Pumps 3301 &3302 | TAB-PRM-P-3301 | Pump, Raw Sludge | Transmitter,Flow | Meter |  | FIT | http://www.toronto.ca/TWONTO#00368
115868 | TAB-PRM-FIT-3400 | Transmitter, Flow Indication,PRS, Pump Outlets P-3401&3402 | TAB-PRM-P-3401 | Pump, PRS from Primary Tank 0700, Primary Treatment, Sludge Pumping | Transmitter,Flow | Meter | 35830 | FIT | http://www.toronto.ca/TWONTO#00368
115870 | TAB-PRM-FIT-3600? | Transmitter, Flow Indication,PRS, Pump Outlets P-3601&3602 | TAB-PRM-P-3601? | Pump, Raw Sludge, Primary Tank 9 | Transmitter,Flow | Meter | 34197 | FIT | http://www.toronto.ca/TWONTO#00368
115871 | TAB-PRM-FIT-3700 | Transmitter, Flow Indication, PRS, Discharge from P-3701 & 3702 | TAB-PRM-P-3701 | Pump, Raw Sludge | Transmitter,Flow | Meter |  | FIT | http://www.toronto.ca/TWONTO#00368
115872 | TAB-PRM-FIT-3800 | Transmitter, Flow Indication, PRS, Discharge from Pumps P-3801 & 3802 | TAB-PRM-P-3801 | Pump, Raw Sludge | Transmitter,Flow | Meter |  | FIT | http://www.toronto.ca/TWONTO#00368
117648 | TAB-RSP-FIT-0070 | Transmitter, Flow Indication | TAB-RSP-PIP-0003 | Influent Conduit # 3, Raw Sewage Conduit from Coxwell | Transmitter,Flow | Meter |  | FIT | http://www.toronto.ca/TWONTO#00368
117649 | TAB-RSP-FIT-0090 | Transmitter, Flow Indication, Influent to Conduit 1 | TAB-RSP-PM | M Building - Raw Sewage Pumping | Transmitter,Flow | Meter |  | FIT | http://www.toronto.ca/TWONTO#00368
31186 | FN2139 | Meter, Sludge Density, Line 1 | TAB-PRM-INQ-OPS | Old PS Building - Instrumentation Equipment | Meter,Density | Meter |  |  | http://www.toronto.ca/TWONTO#00689
83260 | WTR-094-METR-0201 | Meter Displacement | CH 094 02 FQ | Chamber FQ+C111 (Non-Revenue - Venturi) | Meter,Flow,Displacement | Meter |  | METR | http://www.toronto.ca/TWONTO#00369
119039 | TAB-STR-FIT-0032 | Transmitter, Flow Indication, Seawall Gate, PSG42, Discharge Gate | TAB-STR-INQ | WA1 Instrumentation & Safety Equipment (Gas Monitors) | Meter,Flow,Doppler | Meter |  | FIT | http://www.toronto.ca/TWONTO#00368
119040 | TAB-STR-FIT-0034 | Transmitter, Flow Indication, Seawall Gate, PSG44, Discharge Gate | TAB-STR-INQ | WA1 Instrumentation & Safety Equipment (Gas Monitors) | Meter,Flow,Doppler | Meter |  | FIT | http://www.toronto.ca/TWONTO#00368
119042 | TAB-STR-FIT-0245 | Transmitter, Mass Flow, Aeration Tank 2, Pass 1 Group 1 | TAB-STR-T-0200 | Aeration Tank 02 | Meter,Flow,Mass | Meter |  | FIT | http://www.toronto.ca/TWONTO#00499
119043 | TAB-STR-FIT-0266 | Transmitter, Mass Flow, Aeration Tank 2, Pass 3 Group 2 | TAB-STR-T-0200 | Aeration Tank 02 | Meter,Flow,Mass | Meter |  | FIT | http://www.toronto.ca/TWONTO#00499
119044 | TAB-STR-FIT-0275 | Transmitter, Mass Flow, Aeration Tank 2, Pass 4 Group 1 | TAB-STR-T-0200 | Aeration Tank 02 | Meter,Flow,Mass | Meter |  | FIT | http://www.toronto.ca/TWONTO#00499
119045 | TAB-STR-FIT-0277 | Transmitter, Mass Flow, Aeration Tank 2, Pass 4 Group 3 | TAB-STR-T-0200 | Aeration Tank 02 | Meter,Flow,Mass | Meter |  | FIT | http://www.toronto.ca/TWONTO#00499
83536 | WTR-128-METR-0902 | Meter Displacement | CH 128 09 FQ N | Chamber FQ N | Meter,Flow,Displacement | Meter |  | METR | http://www.toronto.ca/TWONTO#00369
119212 | TAB-STR-METR-0002 | Meter, Portable, Suspended Solid with Probe | TAB-STR-ANL-0100 | Portable Meters | Analyzer,Suspended Solid | Meter |  | METR | http://www.toronto.ca/TWONTO#00752
83537 | WTR-128-METR-0903 | Meter Displacement | CH 128 09 FQ S | Chamber FQ S+C468 | Meter,Flow,Displacement | Meter |  | METR | http://www.toronto.ca/TWONTO#00369
119214 | TAB-STR-METR-0006 | Meter, Portable, Disolved Oxygen-HACH | TAB-STR-ANL-0100 | Portable Meters | Analyzer,Dissolved Oxygen (DO) | Meter |  | METR | http://www.toronto.ca/TWONTO#00280
119215 | TAB-STR-METR-0007 | Meter, Portable, Suspended Solid-HACH | TAB-STR-ANL-0100 | Portable Meters | Meter,Suspended Solids | Meter |  | METR | http://www.toronto.ca/TWONTO#00752
141919 | WTR-093-METR-0402B | Meter Displacement | CH 093 04B | Chamber | Meter,Flow,Displacement | Meter |  | METR | http://www.toronto.ca/TWONTO#00369
147871 | WTR-RWL-METR-0001 | Meter, Electrical, Control Room | WTR-RWL-ELS | Electrical System | Meter | Meter |  | METR | http://www.toronto.ca/TWONTO#00369
119218 | TAB-STR-METR-0010 | Meter, Portable, Suspended Solid-Partech | TAB-STR-ANL-0100 | Portable Meters | Meter,Suspended Solids | Meter |  | METR | http://www.toronto.ca/TWONTO#00752
122803 | THC-CW-FIT-7482 | Meter, Flow, Totalizer, City Water Supply, Building J | THC-PWA-POTAB METER | Potable Water Flow Meters | Meter,Flow | Meter |  | FIT | http://www.toronto.ca/TWONTO#00369
122804 | THC-CW-FIT-7483 | Meter, Flow, Totalizer, City Water Supply, Building J | THC-PWA-POTAB METER | Potable Water Flow Meters | Meter,Flow | Meter | 35280 | FIT | http://www.toronto.ca/TWONTO#00369
122805 | THC-CW-FIT-7483 | Meter, Flow, Totalizer, City Water Supply, Building J | THC-SUSPENDED | Suspended entity | Meter,Flow | Meter | 35280 | FIT | http://www.toronto.ca/TWONTO#00369
122806 | THC-CW-FIT-7484 | Meter, Flow, Totalizer, City Water Supply, Building M, Heat Treatment | THC-PWA-POTAB METER | Potable Water Flow Meters | Meter,Flow | Meter |  | FIT | http://www.toronto.ca/TWONTO#00369
106015 | SWM-PNQ-FQ-0001 | Meter, Natural Gas | SWM-PNQ-MISC | Miscellaneous Equipment | Meter | Meter |  | FQ | http://www.toronto.ca/TWONTO#00369
69918 | THR-ACC-FQ-1800 | Meter,Flow Totalizing , Heating Water System, COGEN Basement | THR-ACC-HCP4 | Heating and Cooling Pumps, HVAC,WA4 | Transmitter,Pressure,Differential | Meter |  | FQ | http://www.toronto.ca/TWONTO#00369
123188 | THC-DEW-FIT-0322 | Transmitter, Flow Indicating, Centrifuge Feed | THC-DEW-CF-0312/0313 | Sludge Dewatering, Centrifuge CF-312/313 | Transmitter,Flow | Meter | 35330 | FIT | http://www.toronto.ca/TWONTO#00368
123189 | THC-DEW-FIT-0322 | Transmitter, Flow Indicating, Centrifuge Feed | THC-SUSPENDED | Suspended entity | Transmitter,Flow | Meter | 35330 | FIT | http://www.toronto.ca/TWONTO#00368
123197 | THC-DEW-FIT-5191 | Transmitter, Flow Indicating, Digested Sludge to Blending Tank, Dewatering | THC-DEW-BLEND | Sludge Blending System | Transmitter,Flow | Meter |  | FIT | http://www.toronto.ca/TWONTO#00368
123198 | THC-DEW-FIT-5482 | Transmitter, Flow Indicating, Blended Sludge, System Dewatering | THC-DEW-CF-1100 | Centrifuge,Dewatering,BLS/PYS - Solid Treatment,Incinerator Building |  | Meter | 34659 | FIT | http://www.toronto.ca/TWONTO#00368
123199 | THC-DEW-FIT-5482 | Transmitter, Flow Indicating, Blended Sludge, System Dewatering | THC-SUSPENDED | Suspended entity |  | Meter | 34659 | FIT | http://www.toronto.ca/TWONTO#00368
123200 | THC-DEW-FIT-5812 | Transmitter, Flow Indicating, Blended Sludge, System Dewatering | THC-DEW-CF-1500/1600 | Sludge Dewatering, Centrifuge CF-1500/1600 |  | Meter | 34660 | FIT | http://www.toronto.ca/TWONTO#00368
123201 | THC-DEW-FIT-5812 | Transmitter, Flow Indicating, Blended Sludge, System Dewatering | THC-SUSPENDED | Suspended entity |  | Meter | 34660 | FIT | http://www.toronto.ca/TWONTO#00368
123202 | THC-DEW-FIT-5832 | Transmitter, Flow Indicating, Blended Sludge, System Dewatering | THC-DEW-CF-1500 | Centrifuge,Dewatering,BLS/PYS - Solid Treatment,Incinerator Building |  | Meter | 34310 | FIT | http://www.toronto.ca/TWONTO#00368
123203 | THC-DEW-FIT-5832 | Transmitter, Flow Indicating, Blended Sludge, System Dewatering | THC-SUSPENDED | Suspended entity |  | Meter | 34310 | FIT | http://www.toronto.ca/TWONTO#00368
123204 | THC-DEW-FIT-7267 | Transmitter, Flow Indicating, Polymer Feed, Dewatering | THC-DEW-POL-1 | Pumps, Polymer Feed, Dewatering |  | Meter |  | FIT | http://www.toronto.ca/TWONTO#00368
123205 | THC-DEW-FIT-7327 | Transmitter, Flow Indicating, Polymer Feed, Dewatering | THC-DEW-POL-2 | Pumps, Polymer Feed, Dewatering |  | Meter |  | FIT | http://www.toronto.ca/TWONTO#00368
125320 | THC-ELS-JIT-0701 | Meter, Power, MCC-0701, Phase I Secondary | THC-ELS-MCC-0701 | MCC, Access Building T15A, Phase I Secondary |  | Meter |  | JIT | http://www.toronto.ca/TWONTO#00297
125321 | THC-ELS-JIT-0702 | Meter, Power, MCC-0701, Phase I Secondary | THC-ELS-MCC-0702 | MCC, Access Building T15A, Phase I Secondary |  | Meter |  | JIT | http://www.toronto.ca/TWONTO#00297
125322 | THC-ELS-JIT-0801 | Meter, Power, MCC-0801, Phase I Secondary | THC-ELS-MCC-0801 | MCC, Aeration Building, Phase I Secondary, Building H | Control Panel,MCC | Meter |  | JIT | http://www.toronto.ca/TWONTO#00297
125323 | THC-ELS-JIT-0802 | Meter, Power, MCC-0802, Phase I Secondary | THC-ELS-MCC-0802 | MCC, Aeration Building, Phase I Secondary | Control Panel,MCC | Meter |  | JIT | http://www.toronto.ca/TWONTO#00297
125324 | THC-ELS-JIT-0900 | Meter,Power,Biosolids Building Feeder 1 | THC-ELS-PDP-0901 | Panel,Power Distribution,600V Metal-Enclosed,Biosolids Building |  | Meter |  | JIT | http://www.toronto.ca/TWONTO#00297
125325 | THC-ELS-JIT-1001 | Meter, Power, MCC-1001, Phase I Primary | THC-ELS-MCC-1001 | MCC, Access Building T15B, Phase I Primary |  | Meter |  | JIT | http://www.toronto.ca/TWONTO#00297
125326 | THC-ELS-JIT-1002 | Meter, Power, MCC-1002, Phase I Primary | THC-ELS-MCC-1002 | MCC, Access Building T15, Phase I Primary |  | Meter |  | JIT | http://www.toronto.ca/TWONTO#00297
125330 | THC-ELS-JIT-1500 | Meter,Power,MCC-1500,Biosolids Building | THC-ELS-MCC-1500 | Motor Control Centre, Incineration Essential Power,Biosolids Building |  | Meter |  | JIT | http://www.toronto.ca/TWONTO#00297
125331 | THC-ELS-JIT-1510 | Meter,Power,CF-1500,Biosolids Building | THC-DEW-CF-1500 | Centrifuge,Dewatering,BLS/PYS - Solid Treatment,Incinerator Building |  | Meter |  | JIT | http://www.toronto.ca/TWONTO#00297
125332 | THC-ELS-JIT-1601 | Meter,Power,MCC-1601,Biosolids Building | THC-ELS-MCC-1601 | Motor Control Centre,Sludge Treatment Area,Biosolids Building |  | Meter |  | JIT | http://www.toronto.ca/TWONTO#00297
125333 | THC-ELS-JIT-1602 | Meter,Power,MCC-1602,Biosolids Building | THC-ELS-MCC-1602 | Motor Control Centre,Sludge Treatment Area,Biosolids Building |  | Meter |  | JIT | http://www.toronto.ca/TWONTO#00297
125334 | THC-ELS-JIT-1801 | Meter,Power,MCC-1801,Biosolids Building | THC-ELS-MCC-1801 | Motor Control Centre,Dewatering Area,Biosolids Building |  | Meter |  | JIT | http://www.toronto.ca/TWONTO#00297
125335 | THC-ELS-JIT-1830 | Meter,Power,MCC-1830 Feeder,Thickening Building | THC-ELS-MCC-1830 | Motor Control Center,TWAS Bldg,Electrical Room |  | Meter |  | JIT | http://www.toronto.ca/TWONTO#00297
125336 | THC-ELS-JIT-1850 | Meter,Power,MCC-1850 Feeder,Thichening Building | THC-ELS-MCC-1850 | Motor Control Centre,Thickening Building |  | Meter |  | JIT | http://www.toronto.ca/TWONTO#00297
125337 | THC-ELS-JIT-2200 | Meter,Power,Digester Feeder 2 | THC-ELS-PDP-2202 | Switchgear,Digester 600V Hydro Feeder 2 | Meter,Power Recording | Meter |  | JIT | http://www.toronto.ca/TWONTO#00297
125339 | THC-ELS-JIT-2401 | Meter, Power, MCC-2401, Phase IV Secondary | THC-ELS-MCC-2401 | MCC, Access Building T19A, Phase IV Secondary |  | Meter |  | JIT | http://www.toronto.ca/TWONTO#00297
125340 | THC-ELS-JIT-2402 | Meter, Power, MCC-2402, Phase IV Secondary | THC-ELS-MCC-2402 | MCC, Access Building T19A, Phase IV Secondary |  | Meter |  | JIT | http://www.toronto.ca/TWONTO#00297
125341 | THC-ELS-JIT-2810 | Power Meter,Boiler Building,Boiler Room | THC-ELS-MCC-2810 | Motor Control Center,Boiler Building,Boiler Room |  | Meter |  | JIT | http://www.toronto.ca/TWONTO#00297
125342 | THC-ELS-JIT-3801E | Meter, Power, Administration Building, MCC-3801E | THC-ELS-MCC-3801E | Motor Control Centre, Supply From MCC-1103E, Admin Building Ground Floor, Electrical Room |  | Meter |  | JIT | http://www.toronto.ca/TWONTO#00297
125343 | THC-ELS-JIT-4002 | Meter, Power, PDP-4002, Electrical Room, Headworks | THC-ELS-PDP-4002 | Power Distribution Panel, Electrical Room, Headworks | Meter,Power Recording | Meter |  | JIT | http://www.toronto.ca/TWONTO#00297
125344 | THC-ELS-JIT-4024 | Meter, Power, MCC-4024, Electrical Room, Headworks | THC-ELS-MCC-4024 | Motor Control Centre, Electrical Room, Headworks | Meter,Power Recording | Meter |  | JIT | http://www.toronto.ca/TWONTO#00297
125345 | THC-ELS-JIT-5002 | Meter,Power,Digester MCC Feeder 2 | THC-ELS-MCC-5002 | Control Panel,MCC,Primary Digesters | Meter,Power Recording | Meter |  | JIT | http://www.toronto.ca/TWONTO#00297
38578 | PN3002D | Meter, Sludge Density, Nuclear | TAB-PRM-INQ-OPS | Old PS Building - Instrumentation Equipment | Meter,Density | Meter |  |  | http://www.toronto.ca/TWONTO#00689
38502 | ON3102D | Meter, Sludge Level, Bubbler, Dew. Bldg, New Wet Well, Outside | TAB-DEW-WEL | Centrate Wet Wells | Meter,Level,Bubbler | Meter |  |  | http://www.toronto.ca/TWONTO#00689
128750 | THC-SES-AM-0215 | Meter, Atmosphere Monitoring ( Portable ) | THC-SES-GAS-M | Gas Detectors and Monitors, Building M | Atmosphere Monitoring Device,Portable,Oxygen/Toxic/CH4/LEL/CL/SO2 | Meter | 35431 | AM | http://www.toronto.ca/TWONTO#00583
128622 | THC-PWA-FIT-0801 | Flowmeter, Strainer Intake Header, N.E. Pumping Station | THC-PWA-EFFLUENT | Plant Water Effluent | Meter,Flow | Meter |  | FIT | http://www.toronto.ca/TWONTO#00369
128656 | THC-PWA-PSL-0801 | Pressure switch (low pressure alarm),Plant Water Pump Inlet | THC-PWA-EFFLUENT | Plant Water Effluent | Meter,Flow | Meter |  | PSL | http://www.toronto.ca/TWONTO#00604
128751 | THC-SES-AM-0216 | Meter, Atmosphere Monitoring ( Portable ) | THC-SES-GAS-M | Gas Detectors and Monitors, Building M | Atmosphere Monitoring Device,Portable,Oxygen/Toxic/CH4/LEL/CL/SO2 | Meter | 35509 | AM | http://www.toronto.ca/TWONTO#00583
67563 | THC-SES-AM-0101 | Meter, LEL Gases, Atmosphere Monitoring ( Portable ) | THC-SES-GAS-M | Gas Detectors and Monitors, Building M | Atmosphere Monitoring Device,Portable,Oxygen/Toxic/CH4/LEL/CL/SO2 | Meter |  | AM | http://www.toronto.ca/TWONTO#00583
67575 | THC-SES-AM-0206 | Meter, LEL Gases, Atmosphere Monitoring ( Portable ) | THC-SES-GAS-A | Gas Detectors and Monitors, Building A | Atmosphere Monitoring Device,Portable,Oxygen/Toxic/CH4/LEL/CL/SO2 | Meter |  | AM | http://www.toronto.ca/TWONTO#00583
67576 | THC-SES-AM-0207 | Meter, LEL Gases, Atmosphere Monitoring ( Portable ) | THC-SES-GAS-A | Gas Detectors and Monitors, Building A | Atmosphere Monitoring Device,Portable,Oxygen/Toxic/CH4/LEL/CL/SO2 | Meter |  | AM | http://www.toronto.ca/TWONTO#00583
67577 | THC-SES-AM-0208 | Meter, LEL Gases, Atmosphere Monitoring ( Portable ) | THC-SES-GAS-A | Gas Detectors and Monitors, Building A | Atmosphere Monitoring Device,Portable,Oxygen/Toxic/CH4/LEL/CL/SO2 | Meter |  | AM | http://www.toronto.ca/TWONTO#00583
67578 | THC-SES-AM-0210 | Meter, LEL Gases, Atmosphere Monitoring ( Portable ) | THC-SES-GAS-A | Gas Detectors and Monitors, Building A | Atmosphere Monitoring Device,Portable,Oxygen/Toxic/CH4/LEL/CL/SO2 | Meter |  | AM | http://www.toronto.ca/TWONTO#00583
67579 | THC-SES-AM-0211 | Meter, LEL Gases, Atmosphere Monitoring ( Portable ) | THC-SES-GAS-A | Gas Detectors and Monitors, Building A | Atmosphere Monitoring Device,Portable,Oxygen/Toxic/CH4/LEL/CL/SO2 | Meter |  | AM | http://www.toronto.ca/TWONTO#00583
128738 | THC-SES-AM-0101 | Meter, LEL Gases, Atmosphere Monitoring ( Portable ) | THC-SES-GAS-K | Gas Detectors and Monitors, Building K | Atmosphere Monitoring Device,Portable,Oxygen/Toxic/CH4/LEL/CL/SO2 | Meter |  | AM | http://www.toronto.ca/TWONTO#00583
128746 | THC-SES-AM-0204 | Meter, LEL Gases, Atmosphere Monitoring ( Portable ) | THC-SES-GAS-A | Gas Detectors and Monitors, Building A | Atmosphere Monitoring Device,Portable,Oxygen/Toxic/CH4/LEL/CL/SO2 | Meter |  | AM | http://www.toronto.ca/TWONTO#00583
128747 | THC-SES-AM-0209 | Meter, LEL Gases, Atmosphere Monitoring ( Portable ) | THC-SES-GAS-A | Gas Detectors and Monitors, Building A | Atmosphere Monitoring Device,Portable,Oxygen/Toxic/CH4/LEL/CL/SO2 | Meter |  | AM | http://www.toronto.ca/TWONTO#00583
128752 | THC-SES-AM-0217 | Meter, LEL Gases, Atmosphere Monitoring ( Portable ) | THC-SES-GAS-K | Gas Detectors and Monitors, Building K | Atmosphere Monitoring Device,Portable,Oxygen/Toxic/CH4/LEL/CL/SO2 | Meter |  | AM | http://www.toronto.ca/TWONTO#00583
67586 | THC-SES-AM-0219 | Meter, LEL Gases, Atmosphere Monitoring ( Portable ), Work Area 3 | THC-SES-GAS-A | Gas Detectors and Monitors, Building A | Atmosphere Monitoring Device,Portable,Oxygen/Toxic/CH4/LEL/CL/SO2 | Meter |  | AM | http://www.toronto.ca/TWONTO#00583
67631 | THC-SES-AM-0220 | Meter, LEL Gases, Atmosphere Monitoring ( Portable ), Work Area 3 | THC-SES-GAS-A | Gas Detectors and Monitors, Building A | Atmosphere Monitoring Device,Portable,Oxygen/Toxic/CH4/LEL/CL/SO2 | Meter |  | AM | http://www.toronto.ca/TWONTO#00583
128753 | THC-SES-AM-0218 | Meter, LEL Gases, Atmosphere Monitoring ( Portable ), Work Area 3 | THC-SES-GAS-A | Gas Detectors and Monitors, Building A | Atmosphere Monitoring Device,Portable,Oxygen/Toxic/CH4/LEL/CL/SO2 | Meter |  | AM | http://www.toronto.ca/TWONTO#00583
128754 | THC-SES-AM-0221 | Meter, LEL Gases, Atmosphere Monitoring ( Portable ), Work Area 3 | THC-SES-GAS-A | Gas Detectors and Monitors, Building A | Atmosphere Monitoring Device,Portable,Oxygen/Toxic/CH4/LEL/CL/SO2 | Meter |  | AM | http://www.toronto.ca/TWONTO#00583
64727 | THC-INC-AM-0103 | Test Station, Atmosphere Monitoring ( Portable ) | THC-SUSPENDED | Suspended entity |  | Meter | 33628 | AM | http://www.toronto.ca/TWONTO#00390
126515 | THC-INC-AM-0103 | Test Station, Atmosphere Monitoring ( Portable ) | THC-SES-GAS-M | Gas Detectors and Monitors, Building M |  | Meter | 33628 | AM | http://www.toronto.ca/TWONTO#00390
129574 | THC-STW-CT-0011 | Controller, Storm Water Flowmeter/Miscellaneous, Admin Building Basement, Mechanical Room B104 | THC-STW-FIT-0011 | Transmitter, Flow, City Water, Water Meter, Make-up, Admin Building Storm Water System |  | Meter |  | CT | http://www.toronto.ca/TWONTO#00613
130406 | THR-ACC-FQ-1800 | Meter,Flow Totalizing , Heating Water System, COGEN Basement | THR-ACC-AHU-0410 | Air Handling Unit,Tunnel T5 | Transmitter,Pressure,Differential | Meter |  | FQ | http://www.toronto.ca/TWONTO#00369
130407 | THR-ACC-FQ-4000 | Meter,Flow Totalizing, Heating Water System, Gallery T17E | THR-ACC-HCP4 | Heating and Cooling Pumps, HVAC,WA4 | Transmitter,Pressure,Differential | Meter |  | FQ | http://www.toronto.ca/TWONTO#00369
130408 | THR-ACC-FQ-4000 | Meter,Flow Totalizing, Heating Water System, Gallery T17E | THR-ACC-HE-4000 | Tank, Glycol skid Heating Package, T17 East | Transmitter,Pressure,Differential | Meter |  | FQ | http://www.toronto.ca/TWONTO#00369
130409 | THR-ACC-FQ-4500 | Meter,Flow Totalizing,Heating Water System, SP RAS PS Basement | THR-ACC-HCP4 | Heating and Cooling Pumps, HVAC,WA4 | Transmitter,Pressure,Differential | Meter |  | FQ | http://www.toronto.ca/TWONTO#00369
130410 | THR-ACC-FQ-4500 | Meter,Flow Totalizing,Heating Water System, SP RAS PS Basement | THR-ACC-HE-4500 | Tank, Glycol skid Heating Package, RAS Pumping Station, T20S | Transmitter,Pressure,Differential | Meter |  | FQ | http://www.toronto.ca/TWONTO#00369
132077 | THR-CG-FIT-1101 | Transmitter, Flow, Engine Fuel Gas, Engine Fuel System, Engine-Gen 1101 | THR-CG-ENG-1101 | Engine, Generator 1101, Engine Room, Engine-Generator & Heat Recovery System |  | Meter |  | FIT | http://www.toronto.ca/TWONTO#00368
134343 | THR-DIS-FI-9001 | Meter, Rotameter, Hypochlorite Spill Tank T-9000, Disinfection Building Main Floor | THR-DIS-P-SUS | Disinfection, Pumps, Sump & Chlorine Solution | Meter,Flow,Rotometer | Meter |  | FI | http://www.toronto.ca/TWONTO#00369
134419 | THR-DIS-PI-0701 | Indicator, Pressure, Transfer Line, Transfer Pump P-0710, Disinfection Building Main Floor | THR-DIS-P-0710 | Pump, Centrifugal, Chemical Transfer, Disinfection Building Main Floor | Pressure Sensor,Gauge | Meter |  | PI | http://www.toronto.ca/TWONTO#00445
134420 | THR-DIS-PI-0701 | Indicator, Pressure, Transfer Line, Transfer Pump P-0710, Disinfection Building Main Floor | THR-DIS-T-PP | Disinfection, Tank, Palace Pier | Pressure Sensor,Gauge | Meter |  | PI | http://www.toronto.ca/TWONTO#00445
134421 | THR-DIS-PI-0702 | Indicator, Pressure, Transfer Line, Transfer Pump P-0720, Disinfection Building Main Floor | THR-DIS-P-0720 | Pump, Centrifugal, Chemical Transfer, Disinfection Building Main Floor | Pressure Sensor,Gauge | Meter |  | PI | http://www.toronto.ca/TWONTO#00445
134422 | THR-DIS-PI-0702 | Indicator, Pressure, Transfer Line, Transfer Pump P-0720, Disinfection Building Main Floor | THR-DIS-T-PP | Disinfection, Tank, Palace Pier | Pressure Sensor,Gauge | Meter |  | PI | http://www.toronto.ca/TWONTO#00445
134423 | THR-DIS-PI-0703 | Indicator, Pressure, Transfer Line, Transfer Pump P-0720, Disinfection Building Main Floor | THR-DIS-P-0720 | Pump, Centrifugal, Chemical Transfer, Disinfection Building Main Floor | Pressure Sensor,Gauge | Meter |  | PI | http://www.toronto.ca/TWONTO#00445
134424 | THR-DIS-PI-0703 | Indicator, Pressure, Transfer Line, Transfer Pump P-0720, Disinfection Building Main Floor | THR-DIS-T-PP | Disinfection, Tank, Palace Pier | Pressure Sensor,Gauge | Meter |  | PI | http://www.toronto.ca/TWONTO#00445
134425 | THR-DIS-PI-0704 | Indicator, Pressure, Transfer Line, Transfer Pump P-0710, Disinfection Building Main Floor | THR-DIS-T-PP | Disinfection, Tank, Palace Pier | Pressure Sensor,Gauge | Meter |  | PI | http://www.toronto.ca/TWONTO#00445
134426 | THR-DIS-PI-0902 | Indicator, Pressure, City Water Line, Disinfection Building Main Floor | THR-DIS | Disinfection | Pressure Sensor,Gauge | Meter |  | PI | http://www.toronto.ca/TWONTO#00445
135184 | THR-ELS-JIT-0602 | Power Meter, Customer, PDP-0602, Electrical Room, West Substation | THR-ELS-PDP-0602 | Control Panel, Power Distribution Panel, Line 0105, 600V Switchgear, Electrical Room, West Substation | Meter,Power Recording | Meter |  | JIT | http://www.toronto.ca/TWONTO#00297
135185 | THR-ELS-JIT-0602 | Power Meter, Customer, PDP-0602, Electrical Room, West Substation | THR-ELS-WS | Electrical System, West Substation | Meter,Power Recording | Meter |  | JIT | http://www.toronto.ca/TWONTO#00297
135229 | THR-ELS-JIT-3801 | Meter, Power Indicating, Plant Water Pump Station | THR-ELS-MCC-3801 | Motor Control Centre (MCC), Plant Water Pump Station | Transmitter,Power Indicating | Meter |  | JIT | http://www.toronto.ca/TWONTO#00297
139401 | THR-THK-CF-4021-KQ | Centrifuge Time Tracking Monitor | THR-THK-CF-4021 | Centrifuge |  | Meter |  | CF | http://www.toronto.ca/TWONTO#00255
139406 | THR-THK-CF-4031-KQ | Centrifuge Time Tracking Monitor | THR-THK-CF-4031 | Centrifuge |  | Meter |  | CF | http://www.toronto.ca/TWONTO#00255
139412 | THR-THK-CF-4041-KQ | Centrifuge Time Tracking Monitor | THR-THK-CF-4041 | Centrifuge |  | Meter |  | CF | http://www.toronto.ca/TWONTO#00255
139419 | THR-THK-CF-4061-KQ | Centrifuge Time Tracking Monitor | THR-THK-CF-4031A | Control & Power Panel, Centrifuge - 4031 |  | Meter |  | CF | http://www.toronto.ca/TWONTO#00255
139420 | THR-THK-CF-4061-KQ | Centrifuge Time Tracking Monitor | THR-THK-CF-4061 | Centrifuge |  | Meter |  | CF | http://www.toronto.ca/TWONTO#00255
139424 | THR-THK-CF-4071-KQ | Centrifuge Time Tracking Monitor | THR-THK-CF-4041A | Control & Power Panel, Centrifuge - 4041 |  | Meter |  | CF | http://www.toronto.ca/TWONTO#00255
105425 | ON3101D | Meter, Sludge Level, Bubbler, Old Wet Well, Old Dew. Bldg, Main Floor, N Side | TAB-DEW-WEL | Centrate Wet Wells | Meter,Level,Bubbler | Meter |  |  | http://www.toronto.ca/TWONTO#00689
105426 | ON3103D | Meter, Sludge Level, Infrared, Dew. Bldg, New Wet Well, Outside | TAB-DEW-WEL | Centrate Wet Wells | Meter,Level,Infrared | Meter |  |  | http://www.toronto.ca/TWONTO#00689
98994 | FN2004D | Meter, Suspended Solids Interface, Portable | TAB-STR-ANL-0100 | Portable Meters | Analyzer,Suspended Solid | Meter |  |  | http://www.toronto.ca/TWONTO#00752
55462 | TAB-SLO-ANL | Portable Meters and Analysers | TAB-WORK-AREA-4 | Work Area 4 | Filter | Meter |  |  | http://www.toronto.ca/TWONTO#00260
118561 | TAB-SLO-ANL | Portable Meters and Analysers | TAB-WORK-AREA-SOL | TAB Work Area Sol | Filter | Meter |  |  | http://www.toronto.ca/TWONTO#00260
2412 | CL2102D | Pressure Switch, North Line, Alarm System Activation | TAB-DIS-SQ | Chlorine Building Safety Equipment | Meter,Flow,Differential Pressure | Meter |  |  | http://www.toronto.ca/TWONTO#00604
2413 | CL2103D | Pressure Switch, South Line, Alarm System Activation | TAB-DIS-SQ | Chlorine Building Safety Equipment | Meter,Flow,Differential Pressure | Meter |  |  | http://www.toronto.ca/TWONTO#00604
8594 | EN2001D | Recorder, Raw Water Flow (& Indicator) | TAB-PWA-INQ | Plant Water - Instrumentation Equipment | Recorder | Meter |  |  | http://www.toronto.ca/TWONTO#00255
2406 | CL2012D1 | Switch, Pressure Vacuum, Evaporator | TAB-DIS-CHL-4 | Chlorination Train #4 | Meter,Flow,Differential Pressure | Meter |  |  | http://www.toronto.ca/TWONTO#00604
2407 | CL2013D1 | Switch, Pressure Vacuum, Evaporator | TAB-DIS-CHL-5 | Chlorination Train #5 | Meter,Flow,Differential Pressure | Meter |  |  | http://www.toronto.ca/TWONTO#00604
2408 | CL2014D1 | Switch, Pressure Vacuum, Evaporator | TAB-DIS-CHL-6 | Chlorination Train #6 | Meter,Flow,Differential Pressure | Meter |  |  | http://www.toronto.ca/TWONTO#00604
2409 | CL2016D1 | Switch, Pressure Vacuum, Evaporator | TAB-DIS-CHL-8 | Chlorination Train #8 | Meter,Flow,Differential Pressure | Meter |  |  | http://www.toronto.ca/TWONTO#00604
13683 | CL2011D1 | Switch, Pressure Vacuum, Evaporator | TAB-DIS-CHL-3 | ChlorinatIon Train #3 | Meter,Flow,Differential Pressure | Meter |  |  | http://www.toronto.ca/TWONTO#00604
13684 | CL2015D1 | Switch, Pressure Vacuum, Evaporator | TAB-DIS-CHL-7 | Chlorination Train #7 | Meter,Flow,Differential Pressure | Meter |  |  | http://www.toronto.ca/TWONTO#00604
13682 | CL2010D1 | Switch, Pressure Vacuum,, Evaporator | TAB-DIS-CHL-2 | Chlorination Train #2 | Meter,Flow,Differential Pressure | Meter |  |  | http://www.toronto.ca/TWONTO#00604
12155 | FCL-PWA METR-0002-SUS | Test Kit, Backflow Preventer | FCL-SUSPENDED | Suspended entity | Meter,Flow | Meter | 40793 |  | http://www.toronto.ca/TWONTO#00193
52542 | FCL-PWA METR-0002-SUS | Test Kit, Backflow Preventer | FCL-MCS | Mechanical Services | Meter,Flow | Meter | 40793 |  | http://www.toronto.ca/TWONTO#00193
71261 | FHA-GRK-WEATHER | Weather Station / Windsock | FHA-GRK-PRTY-0001 | Buildings Maintenance | Weather Station | Meter |  |  | http://www.toronto.ca/TWONTO#00805
140893 | TNT-DIS-METR-0001 | Meter, pH/mV/Temperature | TNT-ELS | Instrument / Electrical | Analyzer,PH | Meter |  | METR | http://www.toronto.ca/TWONTO#00533
81888 | TNT-DIS-METR-0002 | Meter, pH/Temperature | TNT-ELS | Instrument / Electrical | Analyzer,PH | Meter |  | METR | http://www.toronto.ca/TWONTO#00118
140895 | TNT-DIS-METR-0004 | Dest Top Analyser for Ammonia, Chlorine etc., | TNT-ELS | Instrument / Electrical | Analyzer,PH | Meter |  | METR | http://www.toronto.ca/TWONTO#00533
140947 | TNT-ELS-JIT-4001 | Transmitter, Power Quality, MCC-4001 | TNT-ELS-MCC-4001 | Control Centre, Motor, Pumping System Control, Laboratory | Meter,Multi | Meter |  | JIT | http://www.toronto.ca/TWONTO#00297
112632 | TAB-DIS-METR-3018 | Meter, Portable pH,mV and Temperature Instrument,YSI ECOSense pH100 | TAB-SLO-ANL | Portable Meters and Analysers | Analyzer,PH | Meter |  | METR | http://www.toronto.ca/TWONTO#00533
43726 | TAB-CW-METR-0001 | Meter, Portable, City Water Line, Gas Control Building, Basement | TAB-CW-METR | Meter Chamber, Piping,City Water | Meter,Flow | Meter |  | METR | http://www.toronto.ca/TWONTO#00369
109523 | TAB-CW-METR-0001 | Meter, Portable, City Water Line, Gas Control Building, Basement | TAB-STR-ANL-0100 | Portable Meters | Meter,Flow | Meter |  | METR | http://www.toronto.ca/TWONTO#00369
119211 | TAB-STR-METR-0001 | Meter, Portable, Final Effluent Quality | TAB-STR-ANL-0100 | Portable Meters | Analyzer,Suspended Solid | Meter |  | METR | http://www.toronto.ca/TWONTO#00369
89431 | WTR-PWT-METR-0001 | Meter, Water, Utility, Basement | WTR-PWT-CW | City Water System | Meter | Meter |  | METR | http://www.toronto.ca/TWONTO#00369
89432 | WTR-PWT-METR-0002 | Meter, Water, Utility, Basement | WTR-PWT-CW | City Water System | Meter | Meter |  | METR | http://www.toronto.ca/TWONTO#00369
142297 | WTR-161-METR-1402A | Flowmeter | CH 161 14A FQ | Chamber | Meter,Flow,Displacement | Meter |  | METR | http://www.toronto.ca/TWONTO#00369
142432 | WTR-190-METR-0602 | Flow Meter | CH 190 06 | Chamber | Meter,Flow,Displacement | Meter |  | METR | http://www.toronto.ca/TWONTO#00369
119216 | TAB-STR-METR-0008 | Microscope with Camera | TAB-STR-ANL-0100 | Portable Meters | Meter | Meter |  | METR | http://www.toronto.ca/TWONTO#00567
142744 | WTR-269-FE-0401 | Flow Element | WTR-269-CH-0005 | Chamber,Revenue Meter,Woodbine-Steelcase (Magmeter) | Meter | Meter |  | FE | http://www.toronto.ca/TWONTO#00366
142762 | WTR-272-METR-0901 | Flow Recorder Totalizer | CH 272 APT FQIR | Chamber C647FQIR | Recorder | Meter |  | METR | http://www.toronto.ca/TWONTO#00255
142824 | WTR-282-FE-0201 | Flow Element | WTR-282-CH-0003 | Chamber,Revenue Meter,Yonge-Elgin (Magmeter) | Meter | Meter |  | FE | http://www.toronto.ca/TWONTO#00366
142841 | WTR-285-METR-0301 | Flowmeter | CH 285 03 FQIR | Chamber | Recorder | Meter | 37270 | METR | http://www.toronto.ca/TWONTO#00369
142849 | WTR-286-METR-0301 | Flowmeter | CH 286 03 FQIR | Chamber | Recorder | Meter |  | METR | http://www.toronto.ca/TWONTO#00369
119217 | TAB-STR-METR-0009 | Microscope with Camera | TAB-STR-ANL-0100 | Portable Meters | Meter | Meter |  | METR | http://www.toronto.ca/TWONTO#00567
118650 | TAB-SLO-METR-0001 | Moisture Meter, (Portable) | TAB-SLO-BIO | Odour Control Facility-WA4 | Filter | Meter |  | METR | http://www.toronto.ca/TWONTO#00430
143327 | WTR-359-FE-0401 | Flow Element | WTR-359-FIT-0401 | Transmitter, Flow Indicating, Revenue, Magmeter | Meter | Meter |  | FE | http://www.toronto.ca/TWONTO#00366
140894 | TNT-DIS-METR-0003 | Pocket Calorimeter | TNT-ELS | Instrument / Electrical | Analyzer,PH | Meter |  | METR | http://www.toronto.ca/TWONTO#00567
43651 | TAB-CW-FQ-0003 | Totalising Meter, Flow , City Water, D Bldg | FN2203 | Chamber , Water meter,City Water, D Bldg | Meter,Flow | Meter |  | FQ | http://www.toronto.ca/TWONTO#00369
43652 | TAB-CW-FQ-0003 | Totalising Meter, Flow , City Water, D Bldg | FN2204 | Chamber #2 , Water meter,City Water | Meter,Flow | Meter |  | FQ | http://www.toronto.ca/TWONTO#00369
145756 | WTR-PMI-FE-0005 | Flow Element | WTR-PMI-FIT-0005 | Transmitter, Flow, Magnetic, Revenue, District 6 | Meter | Meter |  | FE | http://www.toronto.ca/TWONTO#00366
146125 | WTR-PPD-FE-0201 | Flow Element, Venturi Pump 2 | WTR-PPD-FIT-0201S | Transmitter, Flow, Discharge Side of Pump 0200 |  | Meter |  | FE | http://www.toronto.ca/TWONTO#00789
43650 | TAB-CW-FQ-0002 | Totalising Meter, Flow , City Water, M & T Bldg | FN2202 | Chamber , Water meter,City Water, M & T Bldg | Meter,Flow | Meter |  | FQ | http://www.toronto.ca/TWONTO#00369
113843 | TAB-ELS-METR-0203 | Stick for testing ,Detex Voltage Detector,4.16kV-34.5 kV, | TAB-STR-ELQ | Blower Building - Power Distribution & Electrical Equipment | Meter,Insulation | Meter |  | METR | http://www.toronto.ca/TWONTO#00426
148240 | YTF-ELS-JIT-0101 | Meter, current, Main Electrical Service | YTF-ELS | Electrical Equipment | Meter,current | Meter |  | JIT | http://www.toronto.ca/TWONTO#00297