## Sheet1
Column1 | Entity_number | Description | Parent | Parent_Description | Category | Class | Suspended | Tag | Valid_Class | Asset_Type
62597 | MTMH123 | (123) Massey Creek STS | TRK-DON | DON DRAINAGE AREA | [5 empty] | Sub-Process
91818 | THC-SES-FEQ-SD39 | 1 1/2 Folding NFE Polyflex Hoses | THC-SES-FEQ-0001I | Portable Fire Extinguishers in Building I, Headhouse Building | [5 empty] | Mechanical Equipment
128912 | THC-SES-FEQ-SD39 | 1 1/2 Folding NFE Polyflex Hoses | THC-SES-FEQ-0001 | Portable Fire Extinguisher, location forklift THC-GRK-VEH-329026 | [5 empty] | Mechanical Equipment
66893 | MTMH523 | 40TH STREET STS | TRK-LVW | LAKEVIEW DRAINAGE AREA | [5 empty] | Sub-Process
93647 | THR-ACC-MAINSUB | ACC Equipment Serving the Main Substation | THR-ACC-WA3 | Air Conditioning, Boiler, Fans & AHU | [5 empty] | Equipment Location
15159 | FCL-SPC-COM-2000 | Access Closet, Admin Building, Server Room | FCL-ADM BLDG | Building Location |  |  |  | COM | http://www.toronto.ca/TWONTO#network_panel | Electrical Equipment
15157 | FCL-SPC-COM-1900 | Access Closet, Centrifuges, RMF Clarifier, Clarifier Electrical Room | FCL-CENTRIFUGE BLDG | Building Location |  |  |  | COM | http://www.toronto.ca/TWONTO#network_panel | Electrical Equipment
34772 | FCL-SPC-COM-1500 | Access Closet, Control Station at Filter Gallery | FCL-SPC | Process Control Systems - Services Area |  |  |  | COM | http://www.toronto.ca/TWONTO#network_panel | Electrical Equipment
34774 | FCL-SPC-COM-1600 | Access Closet, Control Station at Filter Gallery | FCL-SPC | Process Control Systems - Services Area |  |  |  | COM | http://www.toronto.ca/TWONTO#network_panel | Electrical Equipment
15088 | FCL-SPC-COM-1100 | Access Closet, Gaseous Chemical Building Control Room | FCL-CHEM BLDG | Building Location |  |  |  | COM | http://www.toronto.ca/TWONTO#network_panel | Electrical Equipment
15090 | FCL-SPC-COM-1200 | Access Closet, High Lift Switchgear Room | FCL-SPC | Process Control Systems - Services Area |  |  |  | COM | http://www.toronto.ca/TWONTO#network_panel | Electrical Equipment
34777 | FCL-SPC-COM-1700 | Access Closet, Low Lift Building, PAC Pump Area | FCL-RAW WATER BLDG | Building Location |  |  |  | COM | http://www.toronto.ca/TWONTO#network_panel | Electrical Equipment
34780 | FCL-SPC-COM-1704 | Access Closet, Low Lift Building, PAC Pump Area, South East | FCL-RAW WATER BLDG | Building Location |  |  |  | COM | http://www.toronto.ca/TWONTO#network_panel | Electrical Equipment
146 | 535058 | Extinguisher, Fire, SN# 535058, Dry, 18 lbs, Ozone #1, Aeration | TAB-WA7-FEQ-2148S | Extinguisher, Fire - Aeration | Fire Prevention,Extinguisher |  | 32990 |  | x | Obsolete Entity
1084 | 535058 | Extinguisher, Fire, SN# 535058, Dry, 18 lbs, Ozone #1, Aeration | TAB-SUSPENDED ENTITY | Suspended entities | Fire Prevention,Extinguisher |  | 32990 |  | x | Obsolete Entity
147 | 535079 | Extinguisher, Fire, SN# 535079, Dry, 19 lbs, Ozone #2, Aeration | TAB-SUSPENDED ENTITY | Suspended entities | Fire Prevention,Extinguisher |  | 32991 |  | x | Obsolete Entity
1085 | 535079 | Extinguisher, Fire, SN# 535079, Dry, 19 lbs, Ozone #2, Aeration | TAB-WA7-FEQ-2148S | Extinguisher, Fire - Aeration | Fire Prevention,Extinguisher |  | 32991 |  | x | Obsolete Entity
15152 | FCL-SPC-COM-1800 | Access Closet, Low Lift PS Building, Switchgear Room | FCL-RAW WATER BLDG | Building Location |  |  |  | COM | http://www.toronto.ca/TWONTO#network_panel | Electrical Equipment
15096 | FCL-SPC-COM-1300 | Access Closet, Office, Horizontal Cabling, Admin Building, Second Floor | FCL-ADM BLDG | Building Location |  |  |  | COM | http://www.toronto.ca/TWONTO#network_panel | Electrical Equipment
34787 | FCL-SPC-COM-2100 | Access Closet, RMF Centrifuge Building, Centrifuge Control Room | FCL-CENTRIFUGE BLDG | Building Location |  |  |  | COM | http://www.toronto.ca/TWONTO#network_panel | Electrical Equipment
34769 | FCL-SPC-COM-1400 | Access Closet, Surge Tank Chamber | FCL-SPC | Process Control Systems - Services Area |  |  |  | COM | http://www.toronto.ca/TWONTO#network_panel | Electrical Equipment
82891 | TAB-ADMIN-TRG-0001 | Admin Staff Training | TAB-ADMIN | Tab Admin |  |  |  | TRG |  | Building Service
80638 | TAB-WA2-ADM-0001 | Admin. Work- Work Area 2 | TAB-WORK-AREA-LIQ | TAB Work Area Liq |  |  |  | ADM | http://www.toronto.ca/TWONTO#defined_collection_of_assets | Process
120123 | TAB-WA2-ADM-0001 | Admin. Work- Work Area 2 | TAB-WORK-AREA-2 | Work Area 2 |  |  |  | ADM | http://www.toronto.ca/TWONTO#defined_collection_of_assets | Process
7527 | COL ADMIN | Administration | COL | Complex Systems | [5 empty] | Work Area
10320 | DOS ADMIN | Administration | DOS | DIVISIONAL OPERATIONS SERVICES | [5 empty] | Work Area
10788 | FCL ADMIN | Administration | FCL | R L Clark Water Treatment Plant | [5 empty] | Work Area
35436 | FHA ADMIN | Administration | FHA | R C Harris Water Treatment Plant | [5 empty] | Work Area
38983 | FHO ADMIN | Administration | FHO | F.J. Horgan Water Treatment Plant | [5 empty] | Work Area
140931 | TNT-GAS | Administration | TNT WORK AREA 9 | North Toronto Treatment Plant | [5 empty] | Process
141498 | WTR ADMIN | Administration | WTR | Water Supply | [5 empty] | Work Area
137478 | THR-PLQ-ADM | Administration Bldg., Work Area 2 | THR-PLQ-WA2 | Plumbing, Work Area 2 | [5 empty] | Mechanical Equipment
1934 | B | Cluster B | [6 empty] | organization | Department
137479 | THR-PLQ-ADM | Administration Bldg., Work Area 2 | THR-PLQ-WA3 | Plumbing, Work Area 3 | [5 empty] | Mechanical Equipment
99181 | THR-DRN-ADM | Administration Bldg., Work Area 3 | THR-DRN-WA3 | Drains, Work Area 3 | [5 empty] | Mechanical Equipment
237 | BOM - LABORATORY | Business Operations Management | BOM ADMIN | Business Operation Management |  |  |  |  | http://www.toronto.ca/TWONTO#system | Work Area
238 | BOM - SERVICES | Business Customer Support | BOM ADMIN | Business Operation Management |  |  |  |  | http://www.toronto.ca/TWONTO#system | Work Area
101823 | THR-GQ-ADM | Administration Bldg., Work Area 3 | THR-GQ-WA3 | Grounds, Work Area 3 | [5 empty] | Mechanical Equipment
30424 | FCL-ACC-ADMIN | Administration Building HVAC Equipment | FCL-ACC | Climate Control (HVAC) | [5 empty] | Equipment Location
94788 | THR-AER | Aeration | THR WORK AREA 4 | Liquid Handling 2 | [5 empty] | Process
82895 | TAB-AER-ELQ | Aeration - Electrical Equipment | TAB-AER | Aeration Gallery | [5 empty] | Equipment Location
64734 | TAB-AER-INQ | Aeration - WA2 Instrumentation Equipment | TAB-AER | Aeration Gallery | [5 empty] | Sub-Process
94847 | THR-AER-BL | Aeration Blowers | THR-AER | Aeration | [5 empty] | Equipment Location
94848 | THR-AER-BL | Aeration Blowers | THR-AER-HPB | Aeration, High Pressure Blowers | [5 empty] | Equipment Location
64708 | TAB-AER | Aeration Gallery | TAB-WORK-AREA-2 | Work Area 2 | [5 empty] | Process
82892 | TAB-AER | Aeration Gallery | TAB-WORK-AREA-LIQ | TAB Work Area Liq | [5 empty] | Process
79603 | TAB-STR-P-RAS | Aeration Gallery - Return Activated Sludge Pumps | TAB-AER | Aeration Gallery | [5 empty] | Equipment Location
79632 | TAB-STR-RPU | Aeration Gallery - RPUs | TAB-AER-INQ | Aeration - WA2 Instrumentation Equipment | [5 empty] | Equipment Location
119260 | TAB-STR-STRC-AG | Aeration Gallery - Safety, Drains, Plumbing & PA System | TAB-AER | Aeration Gallery | [5 empty] | Equipment Location
2483 | COE | DOS - CONSTRUCTION EAST | DOS | DIVISIONAL OPERATIONS SERVICES |  |  |  |  | http://www.toronto.ca/TWONTO#space | Work Area
119268 | TAB-STR-T-SCUM | Aeration Gallery - Scum Hoppers & Pumps | TAB-AER | Aeration Gallery | [5 empty] | Equipment Location
82996 | TAB-AER-P | Aeration Gallery - Sump Pumps | TAB-AER | Aeration Gallery | [5 empty] | Equipment Location
119208 | TAB-STR-P-WAS | Aeration Gallery - Waste Activated Sludge Pumps | TAB-AER | Aeration Gallery | [5 empty] | Equipment Location
82998 | TAB-AER-SB | Aeration Odour Control | TAB-WORK-AREA-2 | Work Area 2 | [5 empty] | Process
82999 | TAB-AER-SB | Aeration Odour Control | TAB-WORK-AREA-LIQ | TAB Work Area Liq | [5 empty] | Process
104547 | TAB-ELS-AER | Aeration Outdoor Substation | TAB-ELS-NORTH | North Substation | [5 empty] | Equipment Location
118842 | TAB-STR-ALP-Z | Aeration Supplementary Air Supply | TAB-STR-BL | Process Air Blowers & Lube Oil Pumps | [5 empty] | Equipment Location
94862 | THR-AER-DRN | Aeration Tank Drainage & Sump Pump | THR-AER | Aeration | [5 empty] | Equipment Location
64745 | TAB-AER-TANKS | Aeration Tanks | TAB-AER | Aeration Gallery | [5 empty] | Equipment Location
95078 | THR-AER-T | Aeration Tanks | THR-AER | Aeration | [5 empty] | Equipment Location
2498 | COL-120-LIT-0702S | SUSPENDED.Level Transmitter,Downstream, Coxwell Control Chambers No. 7&8, MTI | COL-MTI | Mid-Toronto Interceptor | Transmitter,Level |  | 40041 | LIT | x | Instrumentation Equipment
7539 | COL-120-LIT-0702S | SUSPENDED.Level Transmitter,Downstream, Coxwell Control Chambers No. 7&8, MTI | COL-MTI-CH-0700 | Chamber,Boston Dome Chamber No.7,MTI | Transmitter,Level |  | 40041 | LIT | x | Instrumentation Equipment
7594 | COL-120-LIT-0703S | SUSPENDED-Level Transmitter,Downstream, Coxwell Control Chambers No. 7&8, MTI | COL-MTI | Mid-Toronto Interceptor | Transmitter,Level |  | 40049 | LIT | x | Instrumentation Equipment
7595 | COL-120-LIT-0703S | SUSPENDED-Level Transmitter,Downstream, Coxwell Control Chambers No. 7&8, MTI | COL-MTI-CH-0700 | Chamber,Boston Dome Chamber No.7,MTI | Transmitter,Level |  | 40049 | LIT | x | Instrumentation Equipment
2579 | COL-BCV-FA-0001S | Fire Alarm system, Drywell | COL-BCV | Carlingview Blower Station | Fire Prevention,Alarm |  | 42915 | FA | x | Obsolete Entity
2580 | COL-BCV-FA-0001S | Fire Alarm system, Drywell | COL-BCV-MISC | Miscellaneous Equipment | Fire Prevention,Alarm |  | 42915 | FA | x | Obsolete Entity
2581 | COL-BCV-FA-0001S | Fire Alarm system, Drywell | COL-W-OBSOLETE | Col West Obsolete Entities | Fire Prevention,Alarm |  | 42915 | FA | x | Obsolete Entity
80027 | TAB-STR-VALVES | Aeration Tanks - Process Air Headers Valves & Actuators | TAB-AER-BL | Blower Building | [5 empty] | Equipment Location
119261 | TAB-STR-STRC-AT | Aeration Tanks - Safety, Drains, Plumbing & PA System | TAB-AER | Aeration Gallery | [5 empty] | Equipment Location
140184 | TNT-AER | Aeration Treatment | TNT-STR | Secondary Treatment | [5 empty] | Sub-Process
2602 | COL-BDC-FA-0001S | Fire Alarm system, Drywell | COL-BDC-MISC | Miscellaneous Equipment | Fire Prevention,Alarm |  | 40166 | FA | x | Obsolete Entity
7642 | COL-BDC-FA-0001S | Fire Alarm system, Drywell | COL-BDC | Disco Blower Station | Fire Prevention,Alarm |  | 40166 | FA | x | Obsolete Entity
7643 | COL-BDC-FA-0001S | Fire Alarm system, Drywell | COL-W-OBSOLETE | Col West Obsolete Entities | Fire Prevention,Alarm |  | 40166 | FA | x | Obsolete Entity
79651 | TAB-STR-SP | Aeration, Sampler Settled Sewage | TAB-AER-INQ | Aeration - WA2 Instrumentation Equipment | [5 empty] | Equipment Location
122358 | THC-AER-OLD PLANT | AerationTreatment | THC-AER | AerationTreatment Process | [5 empty] | Equipment Location
83417 | THC-AER-PHASE I-IV | AerationTreatment | THC-AER | AerationTreatment Process | [5 empty] | Equipment Location
83220 | THC-AER | AerationTreatment Process | THC-STR | Secondary Treatment | [5 empty] | Sub-Process
31767 | FCL-CLB-SAMP | After Post CL2 Sampling | FCL-SAMP | Sampling Systems | [5 empty] | Sub-Process
16876 | FHA-CLB-SAMP | After Post CL2 Sampling | FHA-SAMP | Sampling Systems | [5 empty] | Sub-Process
2655 | COL-CENTRAL | Central | COL | Complex Systems |  |  |  |  | http://www.toronto.ca/TWONTO#space | Work Area
18817 | FHA-RW-SAMP2 | After Pre-Chlorine Sampling | FHA-SAMP | Sampling Systems | [5 empty] | Sub-Process
1930 | AFTER SO2 | After SO2 Sampling | FHA-SAMP | Sampling Systems | [5 empty] | Sub-Process
22849 | FHO-DCL-P-0501A-KQ | After SO2 Sampling Pump | FHO AFTER SO2 | Sampling |  |  |  | P | x | Equipment Location
40446 | FHO-DCL-P-0501B-KQ | After SO2 Sampling Pump | FHO AFTER SO2 | Sampling |  |  |  | P | x | Equipment Location
70117 | TAB-ACC-AHU-TRL | AHUs/Supply Fans - Consultant Trailer | TAB-ACC-AHU | Air Handling Unit & Supply Fan | [5 empty] | Equipment Location
70113 | TAB-ACC-AHU-DIG | AHUs/Supply Fans Dig. Bldg. | TAB-ACC-AHU | Air Handling Unit & Supply Fan | [5 empty] | Equipment Location
9312 | COL-PBF-BFP-0001 | Back Flow Preventer | COL-PBF-MISC | Miscellaneous Equipment | Valve,Backflow Preventer |  |  | BFP | http://www.toronto.ca/TWONTO#backflow_preventer | Mechanical Equipment
9313 | COL-PBF-CH-0001 | Chamber, Overflow | COL-PBF-MISC | Miscellaneous Equipment | Chamber |  |  | CH | http://www.toronto.ca/TWONTO#equipment_or_access_chamber | Mechanical Equipment
57775 | TAB-ACC-AHU-AUX | AHUs/Supply Fans Aux. Bldg | TAB-ACC-AHU | Air Handling Unit & Supply Fan | [5 empty] | Equipment Location
57776 | TAB-ACC-AHU-BL | AHUs/Supply Fans Blower Bldg. | TAB-ACC-AHU | Air Handling Unit & Supply Fan | [5 empty] | Equipment Location
57778 | TAB-ACC-AHU-DEW | AHUs/Supply Fans Dewater. Bldg. | TAB-ACC-AHU | Air Handling Unit & Supply Fan | [5 empty] | Equipment Location
70116 | TAB-ACC-AHU-THK | AHUs/Supply Fans Float. Bldg. | TAB-ACC-AHU | Air Handling Unit & Supply Fan | [5 empty] | Equipment Location
57779 | TAB-ACC-AHU-GAS | AHUs/Supply Fans Gas Control Bldg. | TAB-ACC-AHU | Air Handling Unit & Supply Fan | [5 empty] | Equipment Location
69911 | TAB-ACC-AHU- IPSBLDG | AHUs/Supply Fans IPS bldg | TAB-ACC-AHU | Air Handling Unit & Supply Fan | [5 empty] | Equipment Location
57780 | TAB-ACC-AHU-PBLDG | AHUs/Supply Fans P. Bldg. | TAB-ACC-AHU | Air Handling Unit & Supply Fan | [5 empty] | Equipment Location
57781 | TAB-ACC-AHU-PWPS | AHUs/Supply Fans PWPS | TAB-ACC-AHU | Air Handling Unit & Supply Fan | [5 empty] | Equipment Location
2955 | COL-PBF-FEQ-0001S | Fire Prevention, Extinguisher | COL-PBF-MISC | Miscellaneous Equipment | Fire Prevention,Extinguisher |  | 41312 | FEQ | x | Obsolete Entity
2956 | COL-PBF-FEQ-0001S | Fire Prevention, Extinguisher | COL-W-OBSOLETE | Col West Obsolete Entities | Fire Prevention,Extinguisher |  | 41312 | FEQ | x | Obsolete Entity
70115 | TAB-ACC-AHU-SEAWL | AHUs/Supply Fans Sea Wall Substation | TAB-ACC-AHU | Air Handling Unit & Supply Fan | [5 empty] | Equipment Location
57783 | TAB-ACC-AHU-ZBLDG | AHUs/Supply Fans Z. Bldg. | TAB-ACC-AHU | Air Handling Unit & Supply Fan | [5 empty] | Equipment Location
57782 | TAB-ACC-AHU-TUN | AHUs/Supply Fans, All tunnels | TAB-ACC-AHU | Air Handling Unit & Supply Fan | [5 empty] | Equipment Location
70114 | TAB-ACC-AHU-M&T | AHUs/Supply Fans, Dampers M&T Bldg. | TAB-ACC-AHU | Air Handling Unit & Supply Fan | [5 empty] | Equipment Location
76740 | TAB-PRS-C | Air Compressors & Receiver/ Unloading Station | TAB-PRS2 | Phosphorus Removal System | [5 empty] | Equipment Location
94782 | THR-ACC-WA1 | Air Conditioning, AHU, HVAC,Work Area1 | THR WORK AREA 1 | Solid Handling | [5 empty] | Process
94783 | THR-ACC-WA2 | Air Conditioning, AHU, HVAC,Work Area2 | THR WORK AREA 2 | Liquid Handling | [5 empty] | Process
131275 | THR-ACC-WA4 | Air Conditioning, AHU, HVAC,Work Area4 | THR WORK AREA 4 | Liquid Handling 2 | [5 empty] | Process
131274 | THR-ACC-WA3 | Air Conditioning, Boiler, Fans & AHU | THR WORK AREA 3 | Plant Services | [5 empty] | Process
110775 | WTR-PEL-ACC | Air Conditioning, Handling and Ventilation | WTR-PEL | Ellesmere Pumping Station | [5 empty] | Sub-Process
145359 | WTR-PLW-ACC | Air Conditioning, Heating and Ventilating | WTR-PLW | Lawrence Pumping Station | [5 empty] | Sub-Process
93019 | THR-ACC | Air Conditioning, Heating and Ventilation | THR-ACC-WA4 | Air Conditioning, AHU, HVAC,Work Area4 | [5 empty] | Building Service
143588 | WTR-PEG-ACC | Air Conditioning, Heating and Ventilation | WTR-PEG | Eglinton Pumping Station | [5 empty] | Sub-Process
111362 | WTR-PHL-ACC | Air Conditioning, Heating and Ventilation | WTR-PHL | High Level Pumping Station | [5 empty] | Sub-Process
112041 | WTR-PJS-ACC | Air Conditioning, Heating and Ventilation | WTR-PJS | John Street Pumping Station | [5 empty] | Sub-Process
112618 | WTR-PKL-ACC | Air Conditioning, Heating and Ventilation | WTR-PKL | Keele Pumping Station | [5 empty] | Sub-Process
145271 | WTR-PKN-ACC | Air Conditioning, Heating and Ventilation | WTR-PKN | Kennedy Pumping Station | [5 empty] | Sub-Process
114233 | WTR-PRV-ACC | Air Conditioning, Heating and Ventilation | WTR-PRV | Richview Pumping Station | [5 empty] | Sub-Process
114464 | WTR-PSA-ACC | Air Conditioning, Heating and Ventilation | WTR-PSA | St. Albans Pumping Station | [5 empty] | Sub-Process
2970 | COL-PBF-P-0001 | Pump, Centrifugal | COL-PBF-MISC | Miscellaneous Equipment | Pump |  | 34116 | P | x | Mechanical Equipment
9327 | COL-PBF-P-0001 | Pump, Centrifugal | COL-PBF | Bluffers Park Sewage Pumping Station | Pump |  | 34116 | P | x | Mechanical Equipment
146808 | WTR-PWT-ACC | Air Conditioning, Heating and Ventilation | WTR-PWT | West Toronto Pumping Station | [5 empty] | Sub-Process
115940 | WTR-RWA-ACC | Air Conditioning, Heating and Ventilation | WTR-RWA | Warden Tank | [5 empty] | Sub-Process
93639 | THR-ACC-HVAC | Air Conditioning, Heating, Ventilation & Air Conditioning | THR-ACC-WA3 | Air Conditioning, Boiler, Fans & AHU | [5 empty] | Equipment Location
93361 | THR-ACC-FN | Air Conditoning, Fans, Gallery Ventilation, Supply and Exhaust | THR-ACC-WA4 | Air Conditioning, AHU, HVAC,Work Area4 | [5 empty] | Equipment Location
130229 | THR-ACC-FN | Air Conditoning, Fans, Gallery Ventilation, Supply and Exhaust | THR-ACC-AHU | Air Conditioning, Air Handling Unit, Gallery Ventilation | [5 empty] | Equipment Location
130230 | THR-ACC-FN | Air Conditoning, Fans, Gallery Ventilation, Supply and Exhaust | THR-ACC-WA3 | Air Conditioning, Boiler, Fans & AHU | [5 empty] | Equipment Location
83009 | TAB-AI FLOATATION | Air Equipment, Floatation Building | TAB-AI | Local Compressed Air Equipment | [5 empty] | Equipment Location
83010 | TAB-AI FLOATATION | Air Equipment, Floatation Building | TAB-WORK-AREA-SEO | TAB Work Area SEO | [5 empty] | Equipment Location
57684 | TAB-ACC-AHU | Air Handling Unit & Supply Fan | TAB-WORK-AREA-6 | Work Area 6 | [5 empty] | Process
57685 | TAB-ACC-AHU | Air Handling Unit & Supply Fan | TAB-WORK-AREA-SEO | TAB Work Area SEO | [5 empty] | Process
64753 | TAB-AI-DEW | Air Receiver Tank, Dewateringl Bldg. | TAB-AI | Local Compressed Air Equipment | [5 empty] | Equipment Location
117970 | TAB-SA-T-1010 | Air Receiver Tank, Dewateringl Bldg. | TAB-AI-DEW | Air Receiver Tank, Dewateringl Bldg. | Tank,Reservoir |  |  | T |  | Equipment Location
73618 | TAB-GAS-TANK | Air Receiver Tank, Gas control Bldg. | TAB-AI | Local Compressed Air Equipment | [5 empty] | Equipment Location
39656 | FHO-AIR SCOUR | Air Scour Blower System | FHO-FLT | Filtration | [5 empty] | Sub-Process
146517 | WTR-PSA-YAN-0002 | Alarm, Horn | WTR-PSA-AUX | Auxiliary Equipment (Building Facilities) |  |  |  | YAN |  | Instrumentation Equipment
49922 | MTMH332 | ALBION STS | TRK-HMR | HUMBER DRAINAGE AREA | [5 empty] | Sub-Process
63330 | MTMH188 | ALLEN ROAD STM | TRK-DON | DON DRAINAGE AREA | [5 empty] | Sub-Process
80411 | TAB-WA1-AR-0001 | Alternate Rate, Work Area 1 | TAB-WA1 | Common to WA1 - Safety, Bldg. Services, , etc. |  |  |  | AR | activity | Building Service
35547 | FHA-ALM | Alum | FHA-PLT | Preliminary Treatment | [5 empty] | Sub-Process
3228 | COL-PBR-CH-0001 | Chamber, Valve | COL-PBR-MISC | Miscellaneous Equipment | Chamber |  |  | CH | http://www.toronto.ca/TWONTO#equipment_or_access_chamber | Mechanical Equipment
9548 | COL-PBR-CH-0001 | Chamber, Valve | COL-PBR | Berry Road Sewage Pumping Station | Chamber |  |  | CH | http://www.toronto.ca/TWONTO#equipment_or_access_chamber | Mechanical Equipment
21986 | FHO-ALM-P-0101-KQ | Alum Skid 1 | FHO-ALM | Alum System |  |  |  | P | x | Equipment Location
21987 | FHO-ALM-P-0201-KQ | Alum Skid 2 | FHO-ALM | Alum System |  |  |  | P | x | Equipment Location
3229 | COL-PBR-FEQ-0001S | Fire Prevention, Extinguisher | COL-PBR | Berry Road Sewage Pumping Station | Fire Prevention,Extinguisher |  | 41314 | FEQ | x | Obsolete Entity
3230 | COL-PBR-FEQ-0001S | Fire Prevention, Extinguisher | COL-PBR-MISC | Miscellaneous Equipment | Fire Prevention,Extinguisher |  | 41314 | FEQ | x | Obsolete Entity
3231 | COL-PBR-FEQ-0001S | Fire Prevention, Extinguisher | COL-W-OBSOLETE | Col West Obsolete Entities | Fire Prevention,Extinguisher |  | 41314 | FEQ | x | Obsolete Entity
21988 | FHO-ALM-P-0301-KQ | Alum Skid 3 | FHO-ALM | Alum System |  |  |  | P | x | Equipment Location
39696 | FHO-ALM-P-0401-KQ | Alum Skid 4 | FHO-ALM | Alum System |  |  |  | P | x | Equipment Location
11421 | FCL-ACC-HTR-235-238 | Alum Storge & Powdered Activ. Carbon Area Heater | FCL-ACC | Climate Control (HVAC) |  |  |  | HTR | http://www.toronto.ca/TWONTO#heater | Equipment Location
11422 | FCL-ACC-HTR-235-238 | Alum Storge & Powdered Activ. Carbon Area Heater | FCL-ACC-P-LL | Low Lift Pumping Station HVAC Equipment |  |  |  | HTR | http://www.toronto.ca/TWONTO#heater | Equipment Location
10973 | FCL-ACC-FN-AM | Alum Storge & Tank RM. VENT. Sys. | FCL-ACC-P-LL | Low Lift Pumping Station HVAC Equipment | [5 empty] | Equipment Location
30654 | FCL-ACC-FN-AM | Alum Storge & Tank RM. VENT. Sys. | FCL-ACC | Climate Control (HVAC) | [5 empty] | Equipment Location
39657 | FHO-ALM | Alum System | FHO-PLT | Preliminary Treatment | [5 empty] | Sub-Process
53896 | FIS-ALM | Alum System | FIS-PLT | Preliminary Treatment | [5 empty] | Sub-Process
39704 | FHO-ALM-T-0101-KQ | Alum/Ferric Storage Tank 1 | FHO-ALM | Alum System |  |  |  | T |  | Equipment Location
22009 | FHO-ALM-T-0201-KQ | Alum/Ferric Storage Tank 2 | FHO-ALM | Alum System |  |  |  | T |  | Equipment Location
40639 | FHO-DOZ-AMB-MONITOR | AMBIENT OZONE GAS MONITORING SYSTEM | FHO-DOZ | Ozonation System | [5 empty] | Sub-Process
31338 | FCL-AM-SCRUBBER | Ammonia Scrubber System | FCL-SES | Safety and Environmental Services | [5 empty] | Sub-Process
11724 | FCL-AM | Ammoniation | FCL-DIS | Disinfection and Conditioning | [5 empty] | Sub-Process
16346 | FHA-AM | Ammoniation | FHA-DIS | Disinfection | [5 empty] | Sub-Process
22093 | FHO-AM | Ammoniation | FHO-DIS | Disinfection | [5 empty] | Sub-Process
30479 | FCL-ACC-AM | Amonia Room HVAC Equipment | FCL-ACC | Climate Control (HVAC) | [5 empty] | Equipment Location
8816 | COL-RBB-AIT-0003 | Analysis Indicating Transmitter | COL-RBB | Western Beaches Tunnel (Battery Park)-Storm | Transmitter |  |  | AIT | http://www.toronto.ca/TWONTO#fixed_gas_detector | Instrumentation Equipment
8817 | COL-RBB-AIT-0003 | Analysis Indicating Transmitter | COL-RBB-MISC | Miscellaneous Equipment | Transmitter |  |  | AIT | http://www.toronto.ca/TWONTO#fixed_gas_detector | Instrumentation Equipment
8818 | COL-RBB-AIT-0205 | Analysis Indicating Transmitter | COL-RBB | Western Beaches Tunnel (Battery Park)-Storm | Transmitter |  |  | AIT | http://www.toronto.ca/TWONTO#fixed_gas_detector | Instrumentation Equipment
8819 | COL-RBB-AIT-0205 | Analysis Indicating Transmitter | COL-RBB-MISC | Miscellaneous Equipment | Transmitter |  |  | AIT | http://www.toronto.ca/TWONTO#fixed_gas_detector | Instrumentation Equipment
8820 | COL-RBB-AIT-0206 | Analysis Indicating Transmitter | COL-RBB-MISC | Miscellaneous Equipment | Transmitter |  |  | AIT | http://www.toronto.ca/TWONTO#fixed_gas_detector | Instrumentation Equipment
28084 | COL-RBB-AIT-0206 | Analysis Indicating Transmitter | COL-RBB | Western Beaches Tunnel (Battery Park)-Storm | Transmitter |  |  | AIT | http://www.toronto.ca/TWONTO#fixed_gas_detector | Instrumentation Equipment
28085 | COL-RBB-ANL-0122 | Analysis Indicating Transmitter | COL-RBB | Western Beaches Tunnel (Battery Park)-Storm | Transmitter |  |  | ANL | http://www.toronto.ca/TWONTO#fixed_gas_detector | Instrumentation Equipment
28086 | COL-RBB-ANL-0122 | Analysis Indicating Transmitter | COL-RBB-MISC | Miscellaneous Equipment | Transmitter |  |  | ANL | http://www.toronto.ca/TWONTO#fixed_gas_detector | Instrumentation Equipment
8823 | COL-RBB-ANL-0201 | Analysis Indicating Transmitter | COL-RBB | Western Beaches Tunnel (Battery Park)-Storm | Transmitter |  |  | ANL | http://www.toronto.ca/TWONTO#fixed_gas_detector | Instrumentation Equipment
8824 | COL-RBB-ANL-0201 | Analysis Indicating Transmitter | COL-RBB-MISC | Miscellaneous Equipment | Transmitter |  |  | ANL | http://www.toronto.ca/TWONTO#fixed_gas_detector | Instrumentation Equipment
9174 | COL-SMC-AIT-0001 | Analysis Indicating Transmitter, Gas | COL-SMC-MISC | Miscellaneous Equipment | Transmitter |  |  | AIT | http://www.toronto.ca/TWONTO#fixed_gas_detector | Instrumentation Equipment
28686 | COL-SMC-AIT-0001 | Analysis Indicating Transmitter, Gas | COL-SMC | Maclean Detention Tank-storm | Transmitter |  |  | AIT | http://www.toronto.ca/TWONTO#fixed_gas_detector | Instrumentation Equipment
80047 | TAB-THK-ANL | Analyzer, Rise Rate | TAB-THK-INQ | Floatation - Instrumentation Equipment | [5 empty] | Equipment Location
147722 | WTR-SCT-ANL | Analyzers, Air Monitors & Calibration Equipment - CWA | WTR-SCT | Water Supply Work Area 2 SYSTEM CONTROL | [5 empty] | Equipment Location
3261 | COL-PBR-UPS-0001 | UPS | COL-PBR | Berry Road Sewage Pumping Station | Uninterruptible Power Supply |  |  | UPS | http://www.toronto.ca/TWONTO#UPS | Electrical Equipment
3262 | COL-PBR-UPS-0001 | UPS | COL-PBR-MISC | Miscellaneous Equipment | Uninterruptible Power Supply |  |  | UPS | http://www.toronto.ca/TWONTO#UPS | Electrical Equipment
143407 | WTR-LWA-ANL | Analyzers, Air Monitors & Calibration Equipment - LWA | WTR-SCT | Water Supply Work Area 2 SYSTEM CONTROL | [5 empty] | Equipment Location
147739 | WTR-WEST-ANL | Analyzers, Air Monitors & Calibration Equipment - WWA | WTR-WEST-SES | Safety & Lifting Devices | [5 empty] | Equipment Location
63126 | MTMH134 | ARMOUR HEIGHTS BYPASS STS | TRK-DON | DON DRAINAGE AREA | [5 empty] | Sub-Process
3269 | COL-PBY-CB-0001 | Circuit Breaker, | COL-PBY-MISC | Miscellaneous Equipment | Circuit Breaker |  |  | CB | http://www.toronto.ca/TWONTO#breaker | Electrical Equipment
9584 | COL-PBY-CB-0001 | Circuit Breaker, | COL-PBY | Brick Yard Sewage Pumping Station | Circuit Breaker |  |  | CB | http://www.toronto.ca/TWONTO#breaker | Electrical Equipment
9585 | COL-PBY-CH-0001 | Chamber, Inlet | COL-PBY | Brick Yard Sewage Pumping Station | Chamber |  |  | CH | http://www.toronto.ca/TWONTO#equipment_or_access_chamber | Mechanical Equipment
9586 | COL-PBY-CH-0001 | Chamber, Inlet | COL-PBY-MISC | Miscellaneous Equipment | Chamber |  |  | CH | http://www.toronto.ca/TWONTO#equipment_or_access_chamber | Mechanical Equipment
88833 | THC-INC-LAG-0002 | Ash Lagoon, North | THC-INC | Incineration Process | Lagoon |  |  | LAG | http://www.toronto.ca/TWONTO#ash_lagoon | Mechanical Equipment
126440 | THC-INC-LAG-0001 | Ash Lagoon, South | THC-INC | Incineration Process | Lagoon |  |  | LAG | http://www.toronto.ca/TWONTO#ash_lagoon | Mechanical Equipment
57597 | TAB | Ashbridges Bay Treatment Plant | WWT | Wastewater Treatment | [5 empty] | Facility
55321 | FIS-GRND | Asset Group, Facility Ground | FIS-ELS | System, Electrical Distribution System | [5 empty] | Division
56620 | FIS_FSA | Asset Group, Facility Support | FIS-ELS | System, Electrical Distribution System | [5 empty] | Division
3272 | COL-PBY-FEQ-0001S | Fire Prevention, Extinguisher | COL-PBY | Brick Yard Sewage Pumping Station | Fire Prevention,Extinguisher |  | 42605 | FEQ | x | Obsolete Entity
9590 | COL-PBY-FEQ-0001S | Fire Prevention, Extinguisher | COL-PBR-MISC | Miscellaneous Equipment | Fire Prevention,Extinguisher |  | 42605 | FEQ | x | Obsolete Entity
9591 | COL-PBY-FEQ-0001S | Fire Prevention, Extinguisher | COL-W-OBSOLETE | Col West Obsolete Entities | Fire Prevention,Extinguisher |  | 42605 | FEQ | x | Obsolete Entity
41986 | FIS_FEQ | Asset Group, Fire Prevention, Safety, Evacuation and Suppression | FIS_FSA | Asset Group, Facility Support | [5 empty] | Division
56621 | FIS_HVAC | Asset Group, HVAC | FIS_FSA | Asset Group, Facility Support | [5 empty] | Division
54596 | FIS-ELS-HVAC | Asset Group, HVAC equipment specific to the preservation of ELS equipment condition | FIS-ELS | System, Electrical Distribution System | [5 empty] | Division
41987 | FIS_SS | Asset Group, Physical Security | FIS_FSA | Asset Group, Facility Support | [5 empty] | Division
168 | {FIS-ELS-LP} | Asset Group, Power Distribution Cabinets,208/120V Island WTP | FIS-ELS | System, Electrical Distribution System | [5 empty] | Division
169 | {FIS-ELS-PDP} | Asset Group, Power Distribution Cabinets,600 V,Island WTP | FIS-ELS | System, Electrical Distribution System | [5 empty] | Division
41533 | FIS-SES_SQ | Asset Group, PPE, Electrical Personal Protection | FIS-BLD3_SES | Asset Group, Safety, Admin building | [5 empty] | Division
56622 | FIS_SES | Asset Group, Safety | FIS_FSA | Asset Group, Facility Support | [5 empty] | Division
28575 | FIS-BLD3_SES | Asset Group, Safety, Admin building | FIS_SES | Asset Group, Safety | [5 empty] | Division
167 | {FIS-ELS-CP} | Asset Group,Control Panels, ELS Load Shedding Control | FIS-ELS | System, Electrical Distribution System | [5 empty] | Division
1105 | {FIS-ELS-CAB} | Asset Group,Electrical Distribution Bus Cabinets | FIS-ELS | System, Electrical Distribution System | [5 empty] | Division
1106 | {FIS-ELS-CBL} | Asset Group,ELS Lines,13.8 kV / 4.16 kV | FIS-ELS | System, Electrical Distribution System | [5 empty] | Division
1107 | {FIS-ELS-TR} | Asset Group,Transformers | FIS-ELS | System, Electrical Distribution System | [5 empty] | Division
1109 | {FIS-ELS-TR}.2 | Asset Group,Transformers,Dry-Type | {FIS-ELS-TR} | Asset Group,Transformers | [5 empty] | Division
1108 | {FIS-ELS-TR}.1 | Asset Group,Transformers,Oil-filled | {FIS-ELS-TR} | Asset Group,Transformers | [5 empty] | Division
54829 | FIS-ELS-UPS | Asset Group,UPS Electrical Distribution System Control Power Backup | FIS-ELS | System, Electrical Distribution System | [5 empty] | Division
143762 | WTR-PEL-AMT | Atmosphere Monitoring | WTR-PEL | Ellesmere Pumping Station | [5 empty] | Sub-Process
112902 | WTR-PLW-AMT | Atmosphere Monitoring | WTR-PLW | Lawrence Pumping Station | [5 empty] | Sub-Process
64757 | TAB-AMT-AM | Atmosphere Monitoring Instruments (Weather Station) | TAB-AER-SB | Aeration Odour Control | [5 empty] | Equipment Location
110362 | WTR-PAH-AMT | Atmospheric Monitoring | WTR-PAH | Armour Heights Pumping Station | [5 empty] | Sub-Process
143591 | WTR-PEG-AMT | Atmospheric Monitoring | WTR-PEG | Eglinton Pumping Station | [5 empty] | Sub-Process
111367 | WTR-PHL-AMT | Atmospheric Monitoring | WTR-PHL | High Level Pumping Station | [5 empty] | Sub-Process
3372 | COL-PCP-BFP-0002 | Back Flow Preventer | COL-PCP | Copeland Pumping Station | Valve,Backflow Preventer |  | 33591 | BFP | x | Mechanical Equipment
3373 | COL-PCP-BFP-0002 | Back Flow Preventer | COL-PCP-MISC | Miscellaneous Equipment | Valve,Backflow Preventer |  | 33591 | BFP | x | Mechanical Equipment
3374 | COL-PCP-CB-0001 | Circuit Breaker, Transformer Feed | COL-PCP | Copeland Pumping Station | Circuit Breaker |  |  | CB | http://www.toronto.ca/TWONTO#breaker | Electrical Equipment
9785 | COL-PCP-CB-0001 | Circuit Breaker, Transformer Feed | COL-PCP-MISC | Miscellaneous Equipment | Circuit Breaker |  |  | CB | http://www.toronto.ca/TWONTO#breaker | Electrical Equipment
9786 | COL-PCP-CB-0002 | Circuit Breaker, Generator | COL-PCP | Copeland Pumping Station | Circuit Breaker |  |  | CB | http://www.toronto.ca/TWONTO#breaker | Electrical Equipment
9787 | COL-PCP-CB-0002 | Circuit Breaker, Generator | COL-PCP-MISC | Miscellaneous Equipment | Circuit Breaker |  |  | CB | http://www.toronto.ca/TWONTO#breaker | Electrical Equipment
3375 | COL-PCP-CB-0003 | Circuit Breaker, Main | COL-PCP | Copeland Pumping Station | Circuit Breaker |  |  | CB | http://www.toronto.ca/TWONTO#breaker | Electrical Equipment
3376 | COL-PCP-CB-0003 | Circuit Breaker, Main | COL-PCP-MISC | Miscellaneous Equipment | Circuit Breaker |  |  | CB | http://www.toronto.ca/TWONTO#breaker | Electrical Equipment
3378 | COL-PCP-CH-0002 | Force Main Valve Chamber 2 | COL-PBF-MISC | Miscellaneous Equipment |  |  | 34014 | CH | x | Mechanical Equipment
3379 | COL-PCP-FEQ-0001S | Fire Prevention, Extinguisher | COL-PCP-MISC | Miscellaneous Equipment | Fire Prevention,Extinguisher |  | 41316 | FEQ | x | Obsolete Entity
3380 | COL-PCP-FEQ-0001S | Fire Prevention, Extinguisher | COL-W-OBSOLETE | Col West Obsolete Entities | Fire Prevention,Extinguisher |  | 41316 | FEQ | x | Obsolete Entity
9789 | COL-PCP-FEQ-0001S | Fire Prevention, Extinguisher | COL-PCP | Copeland Pumping Station | Fire Prevention,Extinguisher |  | 41316 | FEQ | x | Obsolete Entity
111945 | WTR-PJO-AMT | Atmospheric Monitoring | WTR-PJO | Wm. H. Johnston Pumping Station | [5 empty] | Sub-Process
144753 | WTR-PJS-AMT | Atmospheric Monitoring | WTR-PJS | John Street Pumping Station | [5 empty] | Sub-Process
145131 | WTR-PKL-AMT | Atmospheric Monitoring | WTR-PKL | Keele Pumping Station | [5 empty] | Sub-Process
112753 | WTR-PKN-AMT | Atmospheric Monitoring | WTR-PKN | Kennedy Pumping Station | [5 empty] | Sub-Process
113257 | WTR-PMI-AMT | Atmospheric Monitoring | WTR-PMI | Milliken Pumping Station | [5 empty] | Sub-Process
113865 | WTR-PPD-AMT | Atmospheric Monitoring | WTR-PPD | Parkdale Pumping Station | [5 empty] | Sub-Process
114024 | WTR-PRH-AMT | Atmospheric Monitoring | WTR-PRH | Rosehill Pumping Station | [5 empty] | Sub-Process
114470 | WTR-PSA-AMT | Atmospheric Monitoring | WTR-PSA | St. Albans Pumping Station | [5 empty] | Sub-Process
146525 | WTR-PSC-AMT | Atmospheric Monitoring | WTR-PSC | Scarborough Pumping Station | [5 empty] | Sub-Process
146741 | WTR-PTH-AMT | Atmospheric Monitoring | WTR-PTH | Thornhill Pumping Station | [5 empty] | Sub-Process
114916 | WTR-PWT-AMT | Atmospheric Monitoring | WTR-PWT | West Toronto Pumping Station | [5 empty] | Sub-Process
115073 | WTR-RBV-AMT | Atmospheric Monitoring | WTR-RBV | Bayview Reservoir | [5 empty] | Sub-Process
146996 | WTR-RDF-AMT | Atmospheric Monitoring | WTR-RDF | Dufferin Reservoir | [5 empty] | Sub-Process
115253 | WTR-REG-AMT | Atmospheric Monitoring | WTR-REG | Eglinton Reservoir | [5 empty] | Sub-Process
115285 | WTR-REL-AMT | Atmospheric Monitoring | WTR-REL | Ellesmere Reservoir | [5 empty] | Sub-Process
147170 | WTR-RKL-AMT | Atmospheric Monitoring | WTR-RKL | Keele Reservoir | [5 empty] | Sub-Process
115350 | WTR-RLL-AMT | Atmospheric Monitoring | WTR-RLL | Leslie Tank | [5 empty] | Sub-Process
115375 | WTR-RLW-AMT | Atmospheric Monitoring | WTR-RLW | Lawrence Reservoir | [5 empty] | Sub-Process
115408 | WTR-RMI-AMT | Atmospheric Monitoring | WTR-RMI | Milliken Reservoir | [5 empty] | Sub-Process
115568 | WTR-RRG-AMT | Atmospheric Monitoring | WTR-RRG | Rouge Tank | [5 empty] | Sub-Process
147451 | WTR-RRH-AMT | Atmospheric Monitoring | WTR-RRH | Rosehill Reservoir | [5 empty] | Sub-Process
147586 | WTR-RRV-AMT | Atmospheric Monitoring | WTR-RRV | Richview Reservoir | [5 empty] | Sub-Process
115893 | WTR-RST-AMT | Atmospheric Monitoring | WTR-RST | St.Clair Reservoir | [5 empty] | Sub-Process
147675 | WTR-RWA-AMT | Atmospheric Monitoring | WTR-RWA | Warden Tank | [5 empty] | Sub-Process
147701 | WTR-RWL-AMT | Atmospheric Monitoring | WTR-RWL | Whitlam Tank | [5 empty] | Sub-Process
80219 | TAB-THK-SP | Auto sampler | TAB-THK-INQ | Floatation - Instrumentation Equipment | [5 empty] | Equipment Location
73400 | TAB-EL3-TS-6014 | Automatic Transfer Switch, Aux. Bldg | TAB-EL3-GEN-6240 | Generator, Standby Power, 600V 500kw - Dig 19-22/Gas Cntl Bldg |  |  |  | TS |  | Electrical Equipment
64763 | TAB-AUX-BLDG | Auxiliary Building | TAB-WORK-AREA-4 | Work Area 4 | [5 empty] | Process
64764 | TAB-AUX-BLDG | Auxiliary Building | TAB-WORK-AREA-6 | Work Area 6 | [5 empty] | Process
64765 | TAB-AUX-BLDG | Auxiliary Building | TAB-WORK-AREA-SEO | TAB Work Area SEO | [5 empty] | Process
64766 | TAB-AUX-C | Auxiliary Building - Compressed Service Air Equipment | TAB-AUX-BLDG | Auxiliary Building | [5 empty] | Equipment Location
64805 | TAB-AUX-STRC | Auxiliary Building - Drains, Electrical Service(110/220V), Lighting, Plumbing | TAB-AUX-BLDG | Auxiliary Building | [5 empty] | Equipment Location
3422 | COL-PCU-AUX | Auxiliary Equipment | COL-PCU | Cumber Pumping Station | [5 empty] | Sub-Process
4698 | COL-PLB-AUX | Auxiliary Equipment | COL-PLB | Long Branch Pumping Station | [5 empty] | Sub-Process
8476 | COL-PWR-AUX | Auxiliary Equipment | COL-PWR | West Rouge Pumping Station | [5 empty] | Sub-Process
110363 | WTR-PAH-AUX | Auxiliary Equipment (Building Facilities) | WTR-PAH | Armour Heights Pumping Station | [5 empty] | Sub-Process
110501 | WTR-PDS-AUX | Auxiliary Equipment (Building Facilities) | WTR-PDSS | Dorset Pumping station (Chamber Replaced with Pod) | [5 empty] | Sub-Process
143512 | WTR-PDS-AUX | Auxiliary Equipment (Building Facilities) | WTR-PDS | Dorset Pumping Station | [5 empty] | Sub-Process
9807 | COL-PCP-UPS-0001 | UPS, Control Panel | COL-PCP | Copeland Pumping Station | Uninterruptible Power Supply |  |  | UPS | http://www.toronto.ca/TWONTO#UPS | Electrical Equipment
9808 | COL-PCP-UPS-0001 | UPS, Control Panel | COL-PCP-MISC | Miscellaneous Equipment | Uninterruptible Power Supply |  |  | UPS | http://www.toronto.ca/TWONTO#UPS | Electrical Equipment
143592 | WTR-PEG-AUX | Auxiliary Equipment (Building Facilities) | WTR-PEG | Eglinton Pumping Station | [5 empty] | Sub-Process
111370 | WTR-PHL-AUX | Auxiliary Equipment (Building Facilities) | WTR-PHL | High Level Pumping Station | [5 empty] | Sub-Process
144657 | WTR-PJO-AUX | Auxiliary Equipment (Building Facilities) | WTR-PJO | Wm. H. Johnston Pumping Station | [5 empty] | Sub-Process
112043 | WTR-PJS-AUX | Auxiliary Equipment (Building Facilities) | WTR-PJS | John Street Pumping Station | [5 empty] | Sub-Process
112622 | WTR-PKL-AUX | Auxiliary Equipment (Building Facilities) | WTR-PKL | Keele Pumping Station | [5 empty] | Sub-Process
112754 | WTR-PKN-AUX | Auxiliary Equipment (Building Facilities) | WTR-PKN | Kennedy Pumping Station | [5 empty] | Sub-Process
145535 | WTR-PMI-AUX | Auxiliary Equipment (Building Facilities) | WTR-PMI | Milliken Pumping Station | [5 empty] | Sub-Process
3439 | COL-PCU-CP-0002 | Control Panel, Operator, PLC, Cumber PS | COL-PCU-MISC | Miscellaneous Equipment | Control Panel |  | 34984 | CP | x | Electrical Equipment
3440 | COL-PCU-CP-0002 | Control Panel, Operator, PLC, Cumber PS | COL-PCU-SUSPENDED | Cumber P.S.suspended entities | Control Panel |  | 34984 | CP | x | Electrical Equipment
9877 | COL-PCU-CP-0002 | Control Panel, Operator, PLC, Cumber PS | COL-PCU | Cumber Pumping Station | Control Panel |  | 34984 | CP | x | Electrical Equipment
3441 | COL-PCU-CP-0003 | Control Panel, Operator, Lighting and Transformer, Cumber PS | COL-PCU | Cumber Pumping Station | Control Panel |  | 34985 | CP | x | Electrical Equipment
3442 | COL-PCU-CP-0003 | Control Panel, Operator, Lighting and Transformer, Cumber PS | COL-PCU-SUSPENDED | Cumber P.S.suspended entities | Control Panel |  | 34985 | CP | x | Electrical Equipment
9878 | COL-PCU-CP-0003 | Control Panel, Operator, Lighting and Transformer, Cumber PS | COL-PCU-MISC | Miscellaneous Equipment | Control Panel |  | 34985 | CP | x | Electrical Equipment
3443 | COL-PCU-CP-0004 | Control Panel, Operator, Alarm Reset, Cumber PS | COL-PCU-SUSPENDED | Cumber P.S.suspended entities | Control Panel |  | 34986 | CP | x | Electrical Equipment
9879 | COL-PCU-CP-0004 | Control Panel, Operator, Alarm Reset, Cumber PS | COL-PCU | Cumber Pumping Station | Control Panel |  | 34986 | CP | x | Electrical Equipment
9880 | COL-PCU-CP-0004 | Control Panel, Operator, Alarm Reset, Cumber PS | COL-PCU-MISC | Miscellaneous Equipment | Control Panel |  | 34986 | CP | x | Electrical Equipment
3444 | COL-PCU-CP-0005 | Control Panel, Operator, Power Indicating, Cumber PS | COL-PCU-MISC | Miscellaneous Equipment | Control Panel |  | 34987 | CP | x | Electrical Equipment
3445 | COL-PCU-CP-0005 | Control Panel, Operator, Power Indicating, Cumber PS | COL-PCU-SUSPENDED | Cumber P.S.suspended entities | Control Panel |  | 34987 | CP | x | Electrical Equipment
9881 | COL-PCU-CP-0005 | Control Panel, Operator, Power Indicating, Cumber PS | COL-PCU | Cumber Pumping Station | Control Panel |  | 34987 | CP | x | Electrical Equipment
3446 | COL-PCU-CP-0006 | Control Panel, Operator, Pumps, Cumber PS | COL-PCU | Cumber Pumping Station | Control Panel |  | 34988 | CP | x | Electrical Equipment
3447 | COL-PCU-CP-0006 | Control Panel, Operator, Pumps, Cumber PS | COL-PCU-MISC | Miscellaneous Equipment | Control Panel |  | 34988 | CP | x | Electrical Equipment
9882 | COL-PCU-CP-0006 | Control Panel, Operator, Pumps, Cumber PS | COL-PCU-SUSPENDED | Cumber P.S.suspended entities | Control Panel |  | 34988 | CP | x | Electrical Equipment
3448 | COL-PCU-CP-0007 | Control Panel, Operator, Battery Charger, Cumber PS115VAC/11AMP/60HZ, 24VDC/30AMP. Cell: 20N1-CA | COL-PCU | Cumber Pumping Station | Control Panel |  | 34989 | CP | x | Electrical Equipment
9883 | COL-PCU-CP-0007 | Control Panel, Operator, Battery Charger, Cumber PS115VAC/11AMP/60HZ, 24VDC/30AMP. Cell: 20N1-CA | COL-PCU-MISC | Miscellaneous Equipment | Control Panel |  | 34989 | CP | x | Electrical Equipment
9884 | COL-PCU-CP-0007 | Control Panel, Operator, Battery Charger, Cumber PS115VAC/11AMP/60HZ, 24VDC/30AMP. Cell: 20N1-CA | COL-PCU-SUSPENDED | Cumber P.S.suspended entities | Control Panel |  | 34989 | CP | x | Electrical Equipment
3455 | COL-PCU-DM-0001 | Damper/Louver, Main Floor | COL-PCU-MISC | Miscellaneous Equipment | Damper/Louver |  | 34990 | DM | x | Mechanical Equipment
3456 | COL-PCU-DM-0001 | Damper/Louver, Main Floor | COL-PCU-SUSPENDED | Cumber P.S.suspended entities | Damper/Louver |  | 34990 | DM | x | Mechanical Equipment
9888 | COL-PCU-DM-0001 | Damper/Louver, Main Floor | COL-PCU | Cumber Pumping Station | Damper/Louver |  | 34990 | DM | x | Mechanical Equipment
3457 | COL-PCU-DM-0002 | Damper/Louver, Diesel Room | COL-PCU-MISC | Miscellaneous Equipment | Damper/Louver |  | 34991 | DM | x | Mechanical Equipment
3458 | COL-PCU-DM-0002 | Damper/Louver, Diesel Room | COL-PCU-SUSPENDED | Cumber P.S.suspended entities | Damper/Louver |  | 34991 | DM | x | Mechanical Equipment
9889 | COL-PCU-DM-0002 | Damper/Louver, Diesel Room | COL-PCU | Cumber Pumping Station | Damper/Louver |  | 34991 | DM | x | Mechanical Equipment
3460 | COL-PCU-DR-5332 | Door Entry System | COL-PCU | Cumber Pumping Station |  |  | 35002 | DR | x | Electrical Equipment
3461 | COL-PCU-DR-5332 | Door Entry System | COL-PCU-SUSPENDED | Cumber P.S.suspended entities |  |  | 35002 | DR | x | Electrical Equipment
9890 | COL-PCU-DR-5332 | Door Entry System | COL-PCU-MISC | Miscellaneous Equipment |  |  | 35002 | DR | x | Electrical Equipment
3465 | COL-PCU-FE-5331 | Flow Element | COL-PCU | Cumber Pumping Station | Switch,Flow |  | 34992 | FE | x | Instrumentation Equipment
3466 | COL-PCU-FE-5331 | Flow Element | COL-PCU-MISC | Miscellaneous Equipment | Switch,Flow |  | 34992 | FE | x | Instrumentation Equipment
3467 | COL-PCU-FE-5331 | Flow Element | COL-PCU-SUSPENDED | Cumber P.S.suspended entities | Switch,Flow |  | 34992 | FE | x | Instrumentation Equipment
3475 | COL-PCU-FEQ-0005 | Fire Prevention, Extinguisher | COL-PCU-MISC | Miscellaneous Equipment | Fire Prevention,Extinguisher |  | 34993 | FEQ | x | Mechanical Equipment
3476 | COL-PCU-FEQ-0005 | Fire Prevention, Extinguisher | COL-PCU-SUSPENDED | Cumber P.S.suspended entities | Fire Prevention,Extinguisher |  | 34993 | FEQ | x | Mechanical Equipment
9907 | COL-PCU-FEQ-0005 | Fire Prevention, Extinguisher | COL-PCU | Cumber Pumping Station | Fire Prevention,Extinguisher |  | 34993 | FEQ | x | Mechanical Equipment
3479 | COL-PCU-FIT-5003 | Transmitter, Flow | COL-PCU-SUSPENDED | Cumber P.S.suspended entities | Transmitter |  | 34938 | FIT | x | Instrumentation Equipment
9908 | COL-PCU-FIT-5003 | Transmitter, Flow | COL-PCU | Cumber Pumping Station | Transmitter |  | 34938 | FIT | x | Instrumentation Equipment
9909 | COL-PCU-FIT-5003 | Transmitter, Flow | COL-PCU-MISC | Miscellaneous Equipment | Transmitter |  | 34938 | FIT | x | Instrumentation Equipment
3480 | COL-PCU-FIT-5118 | Transmitter, Flow | COL-PCU-SUSPENDED | Cumber P.S.suspended entities | Transmitter |  | 34950 | FIT | x | Instrumentation Equipment
9910 | COL-PCU-FIT-5118 | Transmitter, Flow | COL-PCU | Cumber Pumping Station | Transmitter |  | 34950 | FIT | x | Instrumentation Equipment
10238 | COL-PCU-FIT-5118 | Transmitter, Flow | COL-PCU-MISC | Miscellaneous Equipment | Transmitter |  | 34950 | FIT | x | Instrumentation Equipment
3481 | COL-PCU-FIT-5138 | Transmitter, Flow | COL-PCU-SUSPENDED | Cumber P.S.suspended entities | Transmitter |  | 34952 | FIT | x | Instrumentation Equipment
10239 | COL-PCU-FIT-5138 | Transmitter, Flow | COL-PCU | Cumber Pumping Station | Transmitter |  | 34952 | FIT | x | Instrumentation Equipment
10240 | COL-PCU-FIT-5138 | Transmitter, Flow | COL-PCU-MISC | Miscellaneous Equipment | Transmitter |  | 34952 | FIT | x | Instrumentation Equipment
3482 | COL-PCU-FIT-5158 | Transmitter, Flow | COL-PCU-MISC | Miscellaneous Equipment | Transmitter |  | 34953 | FIT | x | Instrumentation Equipment
3483 | COL-PCU-FIT-5158 | Transmitter, Flow | COL-PCU-SUSPENDED | Cumber P.S.suspended entities | Transmitter |  | 34953 | FIT | x | Instrumentation Equipment
10241 | COL-PCU-FIT-5158 | Transmitter, Flow | COL-PCU | Cumber Pumping Station | Transmitter |  | 34953 | FIT | x | Instrumentation Equipment
3490 | COL-PCU-FSL-5113 | Flow switch, Low | COL-PCU | Cumber Pumping Station | Switch,Flow-Low |  | 34961 | FSL | x | Instrumentation Equipment
3491 | COL-PCU-FSL-5113 | Flow switch, Low | COL-PCU-SUSPENDED | Cumber P.S.suspended entities | Switch,Flow-Low |  | 34961 | FSL | x | Instrumentation Equipment
10253 | COL-PCU-FSL-5113 | Flow switch, Low | COL-PCU-MISC | Miscellaneous Equipment | Switch,Flow-Low |  | 34961 | FSL | x | Instrumentation Equipment
3492 | COL-PCU-FSL-5133 | Flow switch, Low | COL-PCU-SUSPENDED | Cumber P.S.suspended entities | Switch,Flow-Low |  | 34962 | FSL | x | Instrumentation Equipment
10254 | COL-PCU-FSL-5133 | Flow switch, Low | COL-PCU | Cumber Pumping Station | Switch,Flow-Low |  | 34962 | FSL | x | Instrumentation Equipment
10255 | COL-PCU-FSL-5133 | Flow switch, Low | COL-PCU-MISC | Miscellaneous Equipment | Switch,Flow-Low |  | 34962 | FSL | x | Instrumentation Equipment
3493 | COL-PCU-FSL-5153 | Flow switch, Low | COL-PCU | Cumber Pumping Station | Switch,Flow-Low |  | 34963 | FSL | x | Instrumentation Equipment
3494 | COL-PCU-FSL-5153 | Flow switch, Low | COL-PCU-MISC | Miscellaneous Equipment | Switch,Flow-Low |  | 34963 | FSL | x | Instrumentation Equipment
3495 | COL-PCU-FSL-5153 | Flow switch, Low | COL-PCU-SUSPENDED | Cumber P.S.suspended entities | Switch,Flow-Low |  | 34963 | FSL | x | Instrumentation Equipment
3501 | COL-PCU-GDR-5100 | Grinder, Comminutor | COL-PCU-MISC | Miscellaneous Equipment | Grinder |  | 34939 | GDR | x | Mechanical Equipment
3502 | COL-PCU-GDR-5100 | Grinder, Comminutor | COL-PCU-SUSPENDED | Cumber P.S.suspended entities | Grinder |  | 34939 | GDR | x | Mechanical Equipment
10261 | COL-PCU-GDR-5100 | Grinder, Comminutor | COL-PCU | Cumber Pumping Station | Grinder |  | 34939 | GDR | x | Mechanical Equipment
3504 | COL-PCU-GEN-5200 | Generator, Electricity | COL-PCU-MISC | Miscellaneous Equipment | Generator |  | 34940 | GEN | x | Electrical Equipment
3505 | COL-PCU-GEN-5200 | Generator, Electricity | COL-PCU-SUSPENDED | Cumber P.S.suspended entities | Generator |  | 34940 | GEN | x | Electrical Equipment
10264 | COL-PCU-GEN-5200 | Generator, Electricity | COL-PCU | Cumber Pumping Station | Generator |  | 34940 | GEN | x | Electrical Equipment
3507 | COL-PCU-HS-5335 | Transfer switch position | COL-PCU-SUSPENDED | Cumber P.S.suspended entities | Switch |  | 34994 | HS | x | Electrical Equipment
10266 | COL-PCU-HS-5335 | Transfer switch position | COL-PCU | Cumber Pumping Station | Switch |  | 34994 | HS | x | Electrical Equipment
10267 | COL-PCU-HS-5335 | Transfer switch position | COL-PCU-MISC | Miscellaneous Equipment | Switch |  | 34994 | HS | x | Electrical Equipment
3511 | COL-PCU-HTR-0003 | Heater, Pump Floor | COL-PCU-MISC | Miscellaneous Equipment | Heater |  | 34995 | HTR | x | Mechanical Equipment
3512 | COL-PCU-HTR-0003 | Heater, Pump Floor | COL-PCU-SUSPENDED | Cumber P.S.suspended entities | Heater |  | 34995 | HTR | x | Mechanical Equipment
10268 | COL-PCU-HTR-0003 | Heater, Pump Floor | COL-PCU | Cumber Pumping Station | Heater |  | 34995 | HTR | x | Mechanical Equipment
3517 | COL-PCU-JSL-5336 | Power failure alarm | COL-PCU | Cumber Pumping Station | Switch |  | 34996 | JSL | x | Electrical Equipment
3518 | COL-PCU-JSL-5336 | Power failure alarm | COL-PCU-MISC | Miscellaneous Equipment | Switch |  | 34996 | JSL | x | Electrical Equipment
10274 | COL-PCU-JSL-5336 | Power failure alarm | COL-PCU-SUSPENDED | Cumber P.S.suspended entities | Switch |  | 34996 | JSL | x | Electrical Equipment
3519 | COL-PCU-JSL-5337 | RPU Power failure alarm | COL-PCU-MISC | Miscellaneous Equipment | Switch |  | 34997 | JSL | x | Electrical Equipment
10275 | COL-PCU-JSL-5337 | RPU Power failure alarm | COL-PCU | Cumber Pumping Station | Switch |  | 34997 | JSL | x | Electrical Equipment
10276 | COL-PCU-JSL-5337 | RPU Power failure alarm | COL-PCU-SUSPENDED | Cumber P.S.suspended entities | Switch |  | 34997 | JSL | x | Electrical Equipment
3522 | COL-PCU-LIT-0101 | Transmitter, Level | COL-PCU | Cumber Pumping Station | Transmitter,Level |  | 34941 | LIT | x | Instrumentation Equipment
10277 | COL-PCU-LIT-0101 | Transmitter, Level | COL-PCU-MISC | Miscellaneous Equipment | Transmitter,Level |  | 34941 | LIT | x | Instrumentation Equipment
10278 | COL-PCU-LIT-0101 | Transmitter, Level | COL-PCU-SUSPENDED | Cumber P.S.suspended entities | Transmitter,Level |  | 34941 | LIT | x | Instrumentation Equipment
3524 | COL-PCU-LIT-0201 | Transmitter, Level | COL-PCU-MISC | Miscellaneous Equipment | Transmitter,Level |  | 34942 | LIT | x | Instrumentation Equipment
3525 | COL-PCU-LIT-0201 | Transmitter, Level | COL-PCU-SUSPENDED | Cumber P.S.suspended entities | Transmitter,Level |  | 34942 | LIT | x | Instrumentation Equipment
10280 | COL-PCU-LIT-0201 | Transmitter, Level | COL-PCU | Cumber Pumping Station | Transmitter,Level |  | 34942 | LIT | x | Instrumentation Equipment
3531 | COL-PCU-LSH-0102 | Switch, Level-High | COL-PCU-SUSPENDED | Cumber P.S.suspended entities | Switch,Level |  | 34968 | LSH | x | Instrumentation Equipment
10329 | COL-PCU-LSH-0102 | Switch, Level-High | COL-PCU | Cumber Pumping Station | Switch,Level |  | 34968 | LSH | x | Instrumentation Equipment
10330 | COL-PCU-LSH-0102 | Switch, Level-High | COL-PCU-MISC | Miscellaneous Equipment | Switch,Level |  | 34968 | LSH | x | Instrumentation Equipment
3534 | COL-PCU-LSH-0202 | Switch, Level-High | COL-PCU | Cumber Pumping Station | Switch,Level |  | 34969 | LSH | x | Instrumentation Equipment
3535 | COL-PCU-LSH-0202 | Switch, Level-High | COL-PCU-MISC | Miscellaneous Equipment | Switch,Level |  | 34969 | LSH | x | Instrumentation Equipment
3536 | COL-PCU-LSH-0202 | Switch, Level-High | COL-PCU-SUSPENDED | Cumber P.S.suspended entities | Switch,Level |  | 34969 | LSH | x | Instrumentation Equipment
10334 | COL-PCU-LSH-5004 | Switch, Level-High | COL-PCU | Cumber Pumping Station | Switch,Level |  | 34970 | LSH | x | Instrumentation Equipment
10335 | COL-PCU-LSH-5004 | Switch, Level-High | COL-PCU-MISC | Miscellaneous Equipment | Switch,Level |  | 34970 | LSH | x | Instrumentation Equipment
10336 | COL-PCU-LSH-5004 | Switch, Level-High | COL-PCU-SUSPENDED | Cumber P.S.suspended entities | Switch,Level |  | 34970 | LSH | x | Instrumentation Equipment
3540 | COL-PCU-LSH-5005 | Switch, Level-High | COL-PCU-MISC | Miscellaneous Equipment | Switch,Level |  | 34971 | LSH | x | Instrumentation Equipment
10337 | COL-PCU-LSH-5005 | Switch, Level-High | COL-PCU | Cumber Pumping Station | Switch,Level |  | 34971 | LSH | x | Instrumentation Equipment
10338 | COL-PCU-LSH-5005 | Switch, Level-High | COL-PCU-SUSPENDED | Cumber P.S.suspended entities | Switch,Level |  | 34971 | LSH | x | Instrumentation Equipment
10339 | COL-PCU-LSH-5006 | Switch, Level-High | COL-PCU | Cumber Pumping Station | Switch,Level |  | 34972 | LSH | x | Instrumentation Equipment
10340 | COL-PCU-LSH-5006 | Switch, Level-High | COL-PCU-MISC | Miscellaneous Equipment | Switch,Level |  | 34972 | LSH | x | Instrumentation Equipment
10341 | COL-PCU-LSH-5006 | Switch, Level-High | COL-PCU-SUSPENDED | Cumber P.S.suspended entities | Switch,Level |  | 34972 | LSH | x | Instrumentation Equipment
3541 | COL-PCU-LSH-5334 | Switch, Level-High | COL-PCU | Cumber Pumping Station | Switch,Level |  | 34973 | LSH | x | Instrumentation Equipment
3542 | COL-PCU-LSH-5334 | Switch, Level-High | COL-PCU-SUSPENDED | Cumber P.S.suspended entities | Switch,Level |  | 34973 | LSH | x | Instrumentation Equipment
10342 | COL-PCU-LSH-5334 | Switch, Level-High | COL-PCU-MISC | Miscellaneous Equipment | Switch,Level |  | 34973 | LSH | x | Instrumentation Equipment
3544 | COL-PCU-LSL-0103 | Switch, Level-Low | COL-PCU | Cumber Pumping Station | Switch |  | 34974 | LSL | x | Instrumentation Equipment
10349 | COL-PCU-LSL-0103 | Switch, Level-Low | COL-PCU-MISC | Miscellaneous Equipment | Switch |  | 34974 | LSL | x | Instrumentation Equipment
10350 | COL-PCU-LSL-0103 | Switch, Level-Low | COL-PCU-SUSPENDED | Cumber P.S.suspended entities | Switch |  | 34974 | LSL | x | Instrumentation Equipment
3546 | COL-PCU-LSL-0203 | Switch, Level-Low | COL-PCU | Cumber Pumping Station | Switch |  | 34975 | LSL | x | Instrumentation Equipment
10352 | COL-PCU-LSL-0203 | Switch, Level-Low | COL-PCU-MISC | Miscellaneous Equipment | Switch |  | 34975 | LSL | x | Instrumentation Equipment
10353 | COL-PCU-LSL-0203 | Switch, Level-Low | COL-PCU-SUSPENDED | Cumber P.S.suspended entities | Switch |  | 34975 | LSL | x | Instrumentation Equipment
3547 | COL-PCU-LSL-5201 | Switch, Level-Low | COL-PCU | Cumber Pumping Station | Switch |  | 34976 | LSL | x | Instrumentation Equipment
10354 | COL-PCU-LSL-5201 | Switch, Level-Low | COL-PCU-MISC | Miscellaneous Equipment | Switch |  | 34976 | LSL | x | Instrumentation Equipment
10355 | COL-PCU-LSL-5201 | Switch, Level-Low | COL-PCU-SUSPENDED | Cumber P.S.suspended entities | Switch |  | 34976 | LSL | x | Instrumentation Equipment
3550 | COL-PCU-LSLL-5201 | Level Switch, Low Low | COL-PCU-SUSPENDED | Cumber P.S.suspended entities | Switch,Level |  | 34967 | LSLL | x | Instrumentation Equipment
10359 | COL-PCU-LSLL-5201 | Level Switch, Low Low | COL-PCU | Cumber Pumping Station | Switch,Level |  | 34967 | LSLL | x | Instrumentation Equipment
10360 | COL-PCU-LSLL-5201 | Level Switch, Low Low | COL-PCU-MISC | Miscellaneous Equipment | Switch,Level |  | 34967 | LSLL | x | Instrumentation Equipment
3563 | COL-PCU-MCC-0001 | Motor Control Centre | COL-PCU | Cumber Pumping Station | Control Panel,MCC |  | 34924 | MCC | x | Electrical Equipment
3564 | COL-PCU-MCC-0001 | Motor Control Centre | COL-PCU-MISC | Miscellaneous Equipment | Control Panel,MCC |  | 34924 | MCC | x | Electrical Equipment
10575 | COL-PCU-MCC-0001 | Motor Control Centre | COL-PCU-SUSPENDED | Cumber P.S.suspended entities | Control Panel,MCC |  | 34924 | MCC | x | Electrical Equipment
3565 | COL-PCU-MCC-0002 | Motor Control Centre | COL-PCU-SUSPENDED | Cumber P.S.suspended entities | Control Panel,MCC |  | 34925 | MCC | x | Electrical Equipment
10576 | COL-PCU-MCC-0002 | Motor Control Centre | COL-PCU | Cumber Pumping Station | Control Panel,MCC |  | 34925 | MCC | x | Electrical Equipment
10577 | COL-PCU-MCC-0002 | Motor Control Centre | COL-PCU-MISC | Miscellaneous Equipment | Control Panel,MCC |  | 34925 | MCC | x | Electrical Equipment
3566 | COL-PCU-MISC | Miscellaneous Equipment | COL-PCU | Cumber Pumping Station |  |  | 35008 |  | x | Obsolete Entity
10580 | COL-PCU-MISC | Miscellaneous Equipment | COL-PCU-SUSPENDED | Cumber P.S.suspended entities |  |  | 35008 |  | x | Obsolete Entity
145915 | WTR-PPD-AUX | Auxiliary Equipment (Building Facilities) | WTR-PPD | Parkdale Pumping Station | [5 empty] | Sub-Process
3574 | COL-PCU-P-5110 | Pump, Centrifugal | COL-PCU | Cumber Pumping Station | Pump |  | 35904 | P | x | Mechanical Equipment
10583 | COL-PCU-P-5110 | Pump, Centrifugal | COL-PCU-SUSPENDED | Cumber P.S.suspended entities | Pump |  | 35904 | P | x | Mechanical Equipment
3575 | COL-PCU-P-5130 | Pump, Centrifugal | COL-PCU-SUSPENDED | Cumber P.S.suspended entities | Pump |  | 34933 | P | x | Mechanical Equipment
10584 | COL-PCU-P-5130 | Pump, Centrifugal | COL-PCU | Cumber Pumping Station | Pump |  | 34933 | P | x | Mechanical Equipment
3581 | COL-PCU-PSL-5183 | Switch, Pressure-Low, Drain Pump 5170, Cumber PS | COL-PCU | Cumber Pumping Station | Switch |  | 34999 | PSL | x | Instrumentation Equipment
3582 | COL-PCU-PSL-5183 | Switch, Pressure-Low, Drain Pump 5170, Cumber PS | COL-PCU-SUSPENDED | Cumber P.S.suspended entities | Switch |  | 34999 | PSL | x | Instrumentation Equipment
10590 | COL-PCU-PSL-5183 | Switch, Pressure-Low, Drain Pump 5170, Cumber PS | COL-PCU-MISC | Miscellaneous Equipment | Switch |  | 34999 | PSL | x | Instrumentation Equipment
114025 | WTR-PRH-AUX | Auxiliary Equipment (Building Facilities) | WTR-PRH | Rosehill Pumping Station | [5 empty] | Sub-Process
3655 | COL-PCU-RPU-0102 | Remote Processor Unit, Diesel Room | COL-PCU-MISC | Miscellaneous Equipment | RPU |  | 34998 | RPU | x | Electrical Equipment
3656 | COL-PCU-RPU-0102 | Remote Processor Unit, Diesel Room | COL-PCU-SUSPENDED | Cumber P.S.suspended entities | RPU |  | 34998 | RPU | x | Electrical Equipment
10592 | COL-PCU-RPU-0102 | Remote Processor Unit, Diesel Room | COL-PCU | Cumber Pumping Station | RPU |  | 34998 | RPU | x | Electrical Equipment
3657 | COL-PCU-SS-5300 | Security System | COL-PCU-SUSPENDED | Cumber P.S.suspended entities | Security System |  | 35001 | SS | x | Electrical Equipment
10595 | COL-PCU-SS-5300 | Security System | COL-PCU | Cumber Pumping Station | Security System |  | 35001 | SS | x | Electrical Equipment
10596 | COL-PCU-SS-5300 | Security System | COL-PCU-MISC | Miscellaneous Equipment | Security System |  | 35001 | SS | x | Electrical Equipment
3658 | COL-PCU-SS-5332 | Door entry system | COL-PCU | Cumber Pumping Station | Security System |  | 35003 | SS | x | Electrical Equipment
3659 | COL-PCU-SS-5332 | Door entry system | COL-PCU-MISC | Miscellaneous Equipment | Security System |  | 35003 | SS | x | Electrical Equipment
3660 | COL-PCU-SS-5332 | Door entry system | COL-PCU-SUSPENDED | Cumber P.S.suspended entities | Security System |  | 35003 | SS | x | Electrical Equipment
3661 | COL-PCU-SS-5333 | Door open acknowledge | COL-PCU | Cumber Pumping Station | Security System |  | 35004 | SS | x | Electrical Equipment
3662 | COL-PCU-SS-5333 | Door open acknowledge | COL-PCU-MISC | Miscellaneous Equipment | Security System |  | 35004 | SS | x | Electrical Equipment
10597 | COL-PCU-SS-5333 | Door open acknowledge | COL-PCU-SUSPENDED | Cumber P.S.suspended entities | Security System |  | 35004 | SS | x | Electrical Equipment
146270 | WTR-PRV-AUX | Auxiliary Equipment (Building Facilities) | WTR-PRV | Richview Pumping Station | [5 empty] | Sub-Process
10602 | COL-PCU-TR-001 | Transformer, Power | COL-PCU | Cumber Pumping Station |  |  | 35007 | TR | x | Electrical Equipment
10603 | COL-PCU-TR-001 | Transformer, Power | COL-PCU-MISC | Miscellaneous Equipment |  |  | 35007 | TR | x | Electrical Equipment
10604 | COL-PCU-TR-001 | Transformer, Power | COL-PCU-SUSPENDED | Cumber P.S.suspended entities |  |  | 35007 | TR | x | Electrical Equipment
3676 | COL-PCU-TSH-5110 | Temperature switch, High | COL-PCU | Cumber Pumping Station | Switch,Temperature-High |  | 34964 | TSH | x | Electrical Equipment
3677 | COL-PCU-TSH-5110 | Temperature switch, High | COL-PCU-SUSPENDED | Cumber P.S.suspended entities | Switch,Temperature-High |  | 34964 | TSH | x | Electrical Equipment
10608 | COL-PCU-TSH-5110 | Temperature switch, High | COL-PCU-MISC | Miscellaneous Equipment | Switch,Temperature-High |  | 34964 | TSH | x | Electrical Equipment
10609 | COL-PCU-TSH-5130 | Temperature switch, High | COL-PCU | Cumber Pumping Station | Switch,Temperature-High |  | 34965 | TSH | x | Electrical Equipment
10610 | COL-PCU-TSH-5130 | Temperature switch, High | COL-PCU-MISC | Miscellaneous Equipment | Switch,Temperature-High |  | 34965 | TSH | x | Electrical Equipment
10611 | COL-PCU-TSH-5130 | Temperature switch, High | COL-PCU-SUSPENDED | Cumber P.S.suspended entities | Switch,Temperature-High |  | 34965 | TSH | x | Electrical Equipment
3678 | COL-PCU-TSH-5150 | Temperature switch, High | COL-PCU | Cumber Pumping Station | Switch,Temperature-High |  | 34966 | TSH | x | Electrical Equipment
3679 | COL-PCU-TSH-5150 | Temperature switch, High | COL-PCU-MISC | Miscellaneous Equipment | Switch,Temperature-High |  | 34966 | TSH | x | Electrical Equipment
3680 | COL-PCU-TSH-5150 | Temperature switch, High | COL-PCU-SUSPENDED | Cumber P.S.suspended entities | Switch,Temperature-High |  | 34966 | TSH | x | Electrical Equipment
3681 | COL-PCU-TSH-5301 | Switch, Temperature-High, Building, Cumber PS | COL-PCU-MISC | Miscellaneous Equipment | Switch |  | 35005 | TSH | x | Instrumentation Equipment
10612 | COL-PCU-TSH-5301 | Switch, Temperature-High, Building, Cumber PS | COL-PCU | Cumber Pumping Station | Switch |  | 35005 | TSH | x | Instrumentation Equipment
10613 | COL-PCU-TSH-5301 | Switch, Temperature-High, Building, Cumber PS | COL-PCU-SUSPENDED | Cumber P.S.suspended entities | Switch |  | 35005 | TSH | x | Instrumentation Equipment
3682 | COL-PCU-TSL-5302 | Switch, Temperature-Low, Building, Cumber PS | COL-PCU-SUSPENDED | Cumber P.S.suspended entities | Switch |  | 35006 | TSL | x | Instrumentation Equipment
10614 | COL-PCU-TSL-5302 | Switch, Temperature-Low, Building, Cumber PS | COL-PCU | Cumber Pumping Station | Switch |  | 35006 | TSL | x | Instrumentation Equipment
10615 | COL-PCU-TSL-5302 | Switch, Temperature-Low, Building, Cumber PS | COL-PCU-MISC | Miscellaneous Equipment | Switch |  | 35006 | TSL | x | Instrumentation Equipment
3714 | COL-PDA-FEQ-0001S | Fire Prevention, Extinguisher | COL-W-OBSOLETE | Col West Obsolete Entities | Fire Prevention,Extinguisher |  | 42682 | FEQ | x | Obsolete Entity
11089 | COL-PDA-FEQ-0001S | Fire Prevention, Extinguisher | COL-PDA | Dacotah Sewage Pumping Station (Algonquin Island PS #2) | Fire Prevention,Extinguisher |  | 42682 | FEQ | x | Obsolete Entity
114471 | WTR-PSA-AUX | Auxiliary Equipment (Building Facilities) | WTR-PSA | St. Albans Pumping Station | [5 empty] | Sub-Process
114596 | WTR-PSC-AUX | Auxiliary Equipment (Building Facilities) | WTR-PSC | Scarborough Pumping Station | [5 empty] | Sub-Process
114799 | WTR-PTH-AUX | Auxiliary Equipment (Building Facilities) | WTR-PTH | Thornhill Pumping Station | [5 empty] | Sub-Process
146810 | WTR-PWT-AUX | Auxiliary Equipment (Building Facilities) | WTR-PWT | West Toronto Pumping Station | [5 empty] | Sub-Process
146950 | WTR-RBV-AUX | Auxiliary Equipment (Building Facilities) | WTR-RBV | Bayview Reservoir | [5 empty] | Sub-Process
11216 | COL-PDG-CB-0001 | Circuit Breaker, Main | COL-PDG | Douglas Drive Syphon | Circuit Breaker |  |  | CB | http://www.toronto.ca/TWONTO#breaker | Electrical Equipment
11217 | COL-PDG-CB-0001 | Circuit Breaker, Main | COL-PDG-MISC | Miscellaneous Equipment | Circuit Breaker |  |  | CB | http://www.toronto.ca/TWONTO#breaker | Electrical Equipment
3727 | COL-PDG-CB-0002 | Circuit Breaker, Load | COL-PDG | Douglas Drive Syphon | Circuit Breaker |  |  | CB | http://www.toronto.ca/TWONTO#breaker | Electrical Equipment
11218 | COL-PDG-CB-0002 | Circuit Breaker, Load | COL-PDG-MISC | Miscellaneous Equipment | Circuit Breaker |  |  | CB | http://www.toronto.ca/TWONTO#breaker | Electrical Equipment
115119 | WTR-RDF-AUX | Auxiliary Equipment (Building Facilities) | WTR-RDF | Dufferin Reservoir | [5 empty] | Sub-Process
115254 | WTR-REG-AUX | Auxiliary Equipment (Building Facilities) | WTR-REG | Eglinton Reservoir | [5 empty] | Sub-Process
147145 | WTR-REL-AUX | Auxiliary Equipment (Building Facilities) | WTR-REL | Ellesmere Reservoir | [5 empty] | Sub-Process
115305 | WTR-RKL-AUX | Auxiliary Equipment (Building Facilities) | WTR-RKL | Keele Reservoir | [5 empty] | Sub-Process
115351 | WTR-RLL-AUX | Auxiliary Equipment (Building Facilities) | WTR-RLL | Leslie Tank | [5 empty] | Sub-Process
147253 | WTR-RLW-AUX | Auxiliary Equipment (Building Facilities) | WTR-RLW | Lawrence Reservoir | [5 empty] | Sub-Process
147296 | WTR-RMI-AUX | Auxiliary Equipment (Building Facilities) | WTR-RMI | Milliken Reservoir | [5 empty] | Sub-Process
147418 | WTR-RRG-AUX | Auxiliary Equipment (Building Facilities) | WTR-RRG | Rouge Tank | [5 empty] | Sub-Process
115602 | WTR-RRH-AUX | Auxiliary Equipment (Building Facilities) | WTR-RRH | Rosehill Reservoir | [5 empty] | Sub-Process
3733 | COL-PDG-UPS-0001 | UPS, Douglas Drive Syphon | COL-PDG | Douglas Drive Syphon | Uninterruptible Power Supply |  |  | UPS | http://www.toronto.ca/TWONTO#UPS | Electrical Equipment
11223 | COL-PDG-UPS-0001 | UPS, Douglas Drive Syphon | COL-PDG-MISC | Miscellaneous Equipment | Uninterruptible Power Supply |  |  | UPS | http://www.toronto.ca/TWONTO#UPS | Electrical Equipment
3737 | COL-PEV-ALR-0001 | Control Panel, Operator | COL-PEV | Ellis Sewage Pumping Station | Control Panel |  |  | ALR | http://www.toronto.ca/TWONTO#annunciator_panel | Electrical Equipment
11228 | COL-PEV-ALR-0001 | Control Panel, Operator | COL-PEV-MISC | Miscellaneous Equipment | Control Panel |  |  | ALR | http://www.toronto.ca/TWONTO#annunciator_panel | Electrical Equipment
3738 | COL-PEV-BAT-0001 | Battery, Rechargeable | COL-PEV | Ellis Sewage Pumping Station | Battery |  |  | BAT | http://www.toronto.ca/TWONTO#battery | Electrical Equipment
3739 | COL-PEV-BAT-0001 | Battery, Rechargeable | COL-PEV-MISC | Miscellaneous Equipment | Battery |  |  | BAT | http://www.toronto.ca/TWONTO#battery | Electrical Equipment
147587 | WTR-RRV-AUX | Auxiliary Equipment (Building Facilities) | WTR-RRV | Richview Reservoir | [5 empty] | Sub-Process
147627 | WTR-RST-AUX | Auxiliary Equipment (Building Facilities) | WTR-RST | St.Clair Reservoir | [5 empty] | Sub-Process
147676 | WTR-RWA-AUX | Auxiliary Equipment (Building Facilities) | WTR-RWA | Warden Tank | [5 empty] | Sub-Process
115958 | WTR-RWL-AUX | Auxiliary Equipment (Building Facilities) | WTR-RWL | Whitlam Tank | [5 empty] | Sub-Process
16453 | FHA-AUX | Auxiliary Systems | FHA WORK AREA 1 | Process | [5 empty] | Process
122636 | THC-AUX | Auxiliary Systems | [7 empty] | Process
122638 | THC-AUX-LIQUIDS | Auxiliary Systems, Plant Liquids side | THC | Highland Creek Treatment Plant | [5 empty] | Process
122639 | THC-AUX-LIQUIDS | Auxiliary Systems, Plant Liquids side | THCLIQOPS | THC Liquids Operations | [5 empty] | Process
42147 | IU2026 | Auxilliary Building Air Equipment | TAB-AI | Local Compressed Air Equipment | [5 empty] | Equipment Location
143763 | WTR-PEL-AUX | Auxilliary Equipment (Building Facilities) | WTR-PEL | Ellesmere Pumping Station | [5 empty] | Sub-Process
11242 | COL-PEV-FEQ-0001S | Fire Prevention, Extinguisher | COL-PEV | Ellis Sewage Pumping Station | Fire Prevention,Extinguisher |  | 42683 | FEQ | x | Obsolete Entity
11243 | COL-PEV-FEQ-0001S | Fire Prevention, Extinguisher | COL-PEV-MISC | Miscellaneous Equipment | Fire Prevention,Extinguisher |  | 42683 | FEQ | x | Obsolete Entity
11244 | COL-PEV-FEQ-0001S | Fire Prevention, Extinguisher | COL-W-OBSOLETE | Col West Obsolete Entities | Fire Prevention,Extinguisher |  | 42683 | FEQ | x | Obsolete Entity
112904 | WTR-PLW-AUX | Auxilliary Equipment (Building Facilities) | WTR-PLW | Lawrence Pumping Station | [5 empty] | Sub-Process
50306 | MTMH463 | AVENUE MANOR CTS | TRK-DON | DON DRAINAGE AREA | [5 empty] | Sub-Process
66695 | MTMH463 | AVENUE MANOR CTS | TRK-NTO | NORTH TORONTO DRAINAGE AREA | [5 empty] | Sub-Process
91355 | THC-PWA-BFP | Backflow Preventers | THC-PWA-POTAB METER | Potable Water Flow Meters | Valve,Backflow Preventer,Reduced Pressure |  |  |  |  | Equipment Location
91356 | THC-PWA-BFP | Backflow Preventers | THC-PWA-POTABLE | Potable Water | Valve,Backflow Preventer,Reduced Pressure |  |  |  |  | Equipment Location
140448 | TNT-BFP | Backflow Preventers | TNT-CW | City Water | [5 empty] | Equipment Location
40800 | FIS-PWA | Backflow Prevention | FIS WORK AREA 2 | Services | [5 empty] | Equipment Location
40801 | FIS-PWA | Backflow Prevention | FIS-MCS | Mechanical Services | [5 empty] | Equipment Location
3816 | COL-PEV-GC-0001 | Grit Chamber | COL-PEV-MISC | Miscellaneous Equipment |  |  | 34396 | GC | x | Sub-sub-process
3817 | COL-PEV-GC-0001 | Grit Chamber | COL-PSK-MISC | Miscellaneous Equipment |  |  | 34396 | GC | x | Sub-sub-process
11248 | COL-PEV-GC-0001 | Grit Chamber | COL-PEV | Ellis Sewage Pumping Station |  |  | 34396 | GC | x | Sub-sub-process
21992 | FHO-ALM-P-0501-KQ | Back-Up Skid 5 for Alum Trains | FHO-ALM | Alum System |  |  |  | P | x | Equipment Location
39945 | FHO-BW-P-1301-KQ | Backwash Pump 13 | FHO-BW | Backwash System |  |  |  | P | x | Equipment Location
39948 | FHO-BW-P-1401-KQ | Backwash Pump 14 | FHO-BW | Backwash System |  |  |  | P | x | Equipment Location
39950 | FHO-BW-P-1501-KQ | Backwash Pump 15 | FHO-BW | Backwash System |  |  |  | P | x | Equipment Location
39952 | FHO-BW-P-1601-KQ | Backwash Pump 16 | FHO-BW | Backwash System |  |  |  | P | x | Equipment Location
31168 | FCL-AIR-SCOUR | Backwash System | FCL-FLT | Filtration | [5 empty] | Sub-Process
11826 | FCL-BW | Backwash System | FCL-FLT | Filtration | [5 empty] | Sub-Process
16575 | FHA-BW | Backwash System | FHA-FILT | Filtration | [5 empty] | Sub-Process
16576 | FHA-BW | Backwash System | FHA-FLT | Filtration | [5 empty] | Sub-Process
39912 | FHO-BW | Backwash System | FHO-FLT | Filtration | [5 empty] | Sub-Process
28577 | FIS-BW | Backwash System | FIS-FLT | Filtration | [5 empty] | Sub-Process
50288 | MTMH462 | BALLIOL CTS | TRK-NTO | NORTH TORONTO DRAINAGE AREA | [5 empty] | Sub-Process
127317 | THC-PLT-BAR SCREENS | Bar Screening | THC-PLT | Preliminary Treatment (Grit and Screenings) | [5 empty] | Sub-Process
235 | BEFORE SO2 | Before S02 Sampling | FHA-SAMP | Sampling Systems | [5 empty] | Sub-Process
31393 | FCL-BEFORE SO2 | Before S02 Sampling | FCL-SAMP | Sampling Systems | [5 empty] | Sub-Process
22842 | FHO-DCL-P-0401A-KQ | Before SO2 Sampling | FHO BEFORE SO2 | Sampling |  |  |  | P | x | Equipment Location
40442 | FHO-DCL-P-0401B-KQ | Before SO2 Sampling | FHO BEFORE SO2 | Sampling |  |  |  | P | x | Equipment Location
48222 | MTMH127 | BERMONDSEY STS | TRK-DON | DON DRAINAGE AREA | [5 empty] | Sub-Process
49967 | MTMH333 | BERRY CREEK STS | TRK-DON | DON DRAINAGE AREA | [5 empty] | Sub-Process
49968 | MTMH333 | BERRY CREEK STS | TRK-HMR | HUMBER DRAINAGE AREA | [5 empty] | Sub-Process
64874 | TAB-CAP-PRJ-0004 | Bio- Solids Upgrades | TAB-DEW SLUDGE CAKE | Sludge Cake Pumping |  |  |  | PRJ | x | Obsolete Entity
64875 | TAB-CAP-PRJ-0004 | Bio- Solids Upgrades | TAB-WORK-AREA-3 | Work Area 3 |  |  |  | PRJ | x | Obsolete Entity
126 | 53304 | Bio-Filter PM's | TAB-SLO-BIO | Odour Control Facility-WA4 | Filter |  |  |  |  | Mechanical Equipment
90042 | THC-PLT-BIOFILTER | Biofilter system | THC-PLT | Preliminary Treatment (Grit and Screenings) | [5 empty] | Sub-Process
127782 | THC-PRM-BIOFILTER | Biofilter system | THC-PRM | Primary Treatment | [5 empty] | Sub-Process
118649 | TAB-SLO-TLF | Biosolid Truck Loadout | TAB-SLO-LOADING | Sludge Loading - Bio-Solids | [5 empty] | Sub-Process
49684 | MTMH327 | BLACK CREEK STS | TRK-HMR | HUMBER DRAINAGE AREA | [5 empty] | Sub-Process
131763 | THR-BG | Blended Gas | THR-CG | Co-Generation | [5 empty] | Sub-Process
131764 | THR-BG | Blended Gas | THR-DIG | Digester | [5 empty] | Sub-Process
95387 | THR-BG-DRY | Blended Gas, Dryer | THR-BG | Blended Gas | [5 empty] | Equipment Location
95353 | THR-BG-C | Blended Gas, Gas Compressors | THR-BG | Blended Gas | [5 empty] | Equipment Location
131769 | THR-BG-C | Blended Gas, Gas Compressors | THR-CG | Co-Generation | [5 empty] | Equipment Location
131820 | THR-BG-PIP | Blended Gas, Piping | THR-BG | Blended Gas | [5 empty] | Equipment Location
131807 | THR-BG-P | Blended Gas, Pumping | THR-BG | Blended Gas | [5 empty] | Equipment Location
28807 | COL-SWQTF-BLOW | Blower | COL-SWQTF | Storm Water Quality Treatment Facility | [5 empty] | Sub Area
28809 | COL-WEST-BLOW | Blower | COL-WEST | West | [5 empty] | Sub Area
79676 | TAB-STR-STRC | Blower Bldg Services - Drains, Electrical Service(110/220V), Lighting, Plumbing | TAB-AER-BL | Blower Building | [5 empty] | Equipment Location
64709 | TAB-AER-BL | Blower Building | TAB-WORK-AREA-LIQ | TAB Work Area Liq | [5 empty] | Process
82893 | TAB-AER-BL | Blower Building | TAB-WORK-AREA-2 | Work Area 2 | [5 empty] | Process
79338 | TAB-STR-ELQ | Blower Building - Power Distribution & Electrical Equipment | TAB-AER-BL | Blower Building | [5 empty] | Equipment Location
119262 | TAB-STR-SUMP | Blower Building - Sump Pumps | TAB-AER-BL | Blower Building | [5 empty] | Equipment Location
79224 | TAB-STR-BL-LUBE | Blower Lube Oil Transfer Pumps, Blowers 1-5 & 7-9 | TAB-STR-BL | Process Air Blowers & Lube Oil Pumps | [5 empty] | Equipment Location
106273 | TNT-AER-BLOW | Blowers, Aeration | TNT-AER | Aeration Treatment | [5 empty] | Equipment Location
74506 | TAB-PLT-BL | Blowers, Grit Tank Air, D Building | TAB-PLT-D | D Building - Preliminary Treatment | [5 empty] | Mechanical Equipment
74515 | TAB-PLT-BL-P | Blowers, Grit Tank Air, P Building | TAB-PLT-P | P Building - Preliminary Treatment | [5 empty] | Mechanical Equipment
57822 | TAB-ACC-BO 1 | Boiler # 1, Hot Water Heating, Volcano B-1 | TAB-ACC-BO | Hot Water Boilers | [5 empty] | Sub-Process
70158 | TAB-ACC-BO 2 | Boiler # 2, Hot Water Heating, Volcano B-2 | TAB-ACC-BO | Hot Water Boilers | [5 empty] | Sub-Process
70159 | TAB-ACC-BO 3 | Boiler # 3, Hot Water Heating, Volcano B-3 | TAB-ACC-BO | Hot Water Boilers | [5 empty] | Sub-Process
57823 | TAB-ACC-BO 4 | Boiler # 4, Hot Water Heating, Volcano B-4 | TAB-ACC-BO | Hot Water Boilers | [5 empty] | Sub-Process
70160 | TAB-ACC-BO 6 | Boiler # 6, Hot Water Heating | TAB-ACC-BO | Hot Water Boilers | [5 empty] | Sub-Process
139991 | TNT-ACC-BLR | Boilers, Burners, Oil & gas Systems | TNT-ACC | HVAC, Boilers | [5 empty] | Sub-Process
140049 | TNT-ACC-OIL | Boilers, Burners, Oil & gas Systems | TNT-ACC | HVAC, Boilers | [5 empty] | Sub-Process
12839 | FCL-ELS-SWG-0TR2 | Breaker, 1200A, RMF Transformers TR-02CL & 02CF Feed, 4160V Low Lift Switchgear | FCL-ELS-TR-02CL | Transformer,Power,Dry,Clarification - Electrical Room,4160-600V,400KVA |  |  |  | SWG |  | Electrical Equipment
33096 | FCL-ELS-SWG-0TR1 | Breaker, RMF Transformers TR-01CL & 01CF Feed, 4160V Low Lift Switchgear | FCL-ELS-TR-01CL | Transformer,Power,Dry,Clarification - Electrical Room,4160-600V,400KVA |  |  |  | SWG |  | Electrical Equipment
38082 | FHA-SES-SCBA-CYLINDER | Breathing Air Tanks (SCBA cylinders) | FHA-SES | Safety & Environmental Services | [5 empty] | Equipment Location
18540 | FHA-GRK | Building & Grounds | FHA WORK AREA 2 | Services | [5 empty] | Process
88630 | THC-GRK-ELS-H | Building H | THC-GRK-ELS | Electrical Services, Maintenance- virtual entity | [5 empty] | Electrical Equipment
88631 | THC-GRK-ELS-H | Building H | THC-GRK-MAINT | Building Maintenance | [5 empty] | Electrical Equipment
88637 | THC-GRK-ELS-L | Building L | THC-GRK-ELS | Electrical Services, Maintenance- virtual entity | [5 empty] | Electrical Equipment
88638 | THC-GRK-ELS-L | Building L | THC-GRK-MAINT | Building Maintenance | [5 empty] | Electrical Equipment
10284 | DIS YFW | Building Location | DIS-SPC | Process Control Systems | [5 empty] | Process
10285 | DIS YKP | Building Location | DIS-SPC | Process Control Systems | [5 empty] | Process
29958 | DIS-DECOM | Building Location | DIS-EUS | Production & End User Support | [5 empty] | Process
10288 | DIS-PHA | Building Location | DIS-EUS | Production & End User Support | [5 empty] | Process
10290 | DIS-YDR | Building Location | DIS-EUS | Production & End User Support | [5 empty] | Process
10291 | DIS-YEM | Building Location | DIS-EUS | Production & End User Support | [5 empty] | Process
10292 | DIS-YFW | Building Location | DIS-EUS | Production & End User Support | [5 empty] | Process
10293 | DIS-YKP | Building Location | DIS-EUS | Production & End User Support | [5 empty] | Process
29959 | DIS-YME | Building Location | DIS-EUS | Production & End User Support | [5 empty] | Process
29960 | DIS-YNL | Building Location | DIS-EUS | Production & End User Support | [5 empty] | Process
10675 | ECC-ADMIN-BLDG | Building Location | ECC-EUS | Production & End User Support | [5 empty] | Process
30321 | ECC-DECOM | Building Location | ECC-EUS | Production & End User Support | [5 empty] | Process
11565 | FCL-ADM BLDG | Building Location | FCL-SPC2 | Process Control Systems - Equipment | [5 empty] | Process
31134 | FCL-ADM BLDG | Building Location | FCL-SPC | Process Control Systems - Services Area | [5 empty] | Process
31135 | FCL-ADM-BLDG | Building Location | FCL-EUS | Production & End User Support | [5 empty] | Process
11976 | FCL-CENTRIFUGE BLDG | Building Location | FCL-SPC | Process Control Systems - Services Area | [5 empty] | Process
31568 | FCL-CENTRIFUGE BLDG | Building Location | FCL-SPC2 | Process Control Systems - Equipment | [5 empty] | Process
31569 | FCL-CENTRIFUGE-BLDG | Building Location | FCL-EUS | Production & End User Support | [5 empty] | Process
3950 | COL-PFB-UPS-0001 | UPS | COL-PFB-MISC | Miscellaneous Equipment | Uninterruptible Power Supply |  |  | UPS | http://www.toronto.ca/TWONTO#UPS | Electrical Equipment
13850 | COL-PFB-UPS-0001 | UPS | COL-PFB | Fallingbrook Pumping Station | Uninterruptible Power Supply |  |  | UPS | http://www.toronto.ca/TWONTO#UPS | Electrical Equipment
31572 | FCL-CHEM BLDG | Building Location | FCL-SPC | Process Control Systems - Services Area | [5 empty] | Process
31573 | FCL-CHEM BLDG | Building Location | FCL-SPC2 | Process Control Systems - Equipment | [5 empty] | Process
31574 | FCL-CHEM-BLDG | Building Location | FCL-EUS | Production & End User Support | [5 empty] | Process
12117 | FCL-CLARIFICATE-BLDG | Building Location | FCL-EUS | Production & End User Support | [5 empty] | Process
32048 | FCL-DECOM | Building Location | FCL-EUS | Production & End User Support | [5 empty] | Process
33303 | FCL-FILTER-BLDG | Building Location | FCL-EUS | Production & End User Support | [5 empty] | Process
13145 | FCL-FLOCCULATION-BLD | Building Location | FCL-EUS | Production & End User Support | [5 empty] | Process
33788 | FCL-LOW-LIFT-BLDG | Building Location | FCL-EUS | Production & End User Support | [5 empty] | Process
13825 | FCL-RAW WATER BLDG | Building Location | FCL-SPC | Process Control Systems - Services Area | [5 empty] | Process
33980 | FCL-RAW WATER BLDG | Building Location | FCL-SPC2 | Process Control Systems - Equipment | [5 empty] | Process
33981 | FCL-RAW-WATER-BLDG | Building Location | FCL-EUS | Production & End User Support | [5 empty] | Process
34359 | FCL-SEDIMENT-BLDG | Building Location | FCL-EUS | Production & End User Support | [5 empty] | Process
34913 | FCL-SURGE-TANKS-BLDG | Building Location | FCL-EUS | Production & End User Support | [5 empty] | Process
16300 | FHA-ADMIN-BLDG | Building Location | FHA-EUS | Production & End User Support | [5 empty] | Process
36232 | FHA-DECOM | Building Location | FHA-EUS | Production & End User Support | [5 empty] | Process
17858 | FHA-FILTER BLDG | Building Location | FHA-SPC | Process Control Systems - Services Area | [5 empty] | Process
17859 | FHA-FILTER BLDG | Building Location | FHA-SPC2 | Process Control Systems - Equipment | [5 empty] | Process
17860 | FHA-FILTER-BLDG | Building Location | FHA-EUS | Production & End User Support | [5 empty] | Process
37245 | FHA-PUMP BLDG | Building Location | FHA-SPC | Process Control Systems - Services Area | [5 empty] | Process
37246 | FHA-PUMP BLDG | Building Location | FHA-SPC2 | Process Control Systems - Equipment | [5 empty] | Process
37247 | FHA-PUMP-BLDG | Building Location | FHA-EUS | Production & End User Support | [5 empty] | Process
18727 | FHA-RMF BLDG | Building Location | FHA-SPC | Process Control Systems - Services Area | [5 empty] | Process
18728 | FHA-RMF BLDG | Building Location | FHA-SPC2 | Process Control Systems - Equipment | [5 empty] | Process
19325 | FHA-SERVICE BLDG | Building Location | FHA-SPC | Process Control Systems - Services Area | [5 empty] | Process
37776 | FHA-SERVICE BLDG | Building Location | FHA-SPC2 | Process Control Systems - Equipment | [5 empty] | Process
19326 | FHA-SERVICE-BLDG | Building Location | FHA-EUS | Production & End User Support | [5 empty] | Process
20942 | FHO MAIN BLDG | Building Location | FHO-SPC2 | Process Control Systems - Equipment | [5 empty] | Process
39000 | FHO MAIN BLDG | Building Location | FHO-SPC | Process Control Systems - Services Area | [5 empty] | Process
20951 | FHO STANDBY POWER BL | Building Location | FHO-SPC | Process Control Systems - Services Area | [5 empty] | Process
20952 | FHO STANDBY POWER BL | Building Location | FHO-SPC2 | Process Control Systems - Equipment | [5 empty] | Process
20953 | FHO SURGE BLDG | Building Location | FHO-SPC | Process Control Systems - Services Area | [5 empty] | Process
39009 | FHO SURGE BLDG | Building Location | FHO-SPC2 | Process Control Systems - Equipment | [5 empty] | Process
20954 | FHO WASTE WATER BLDG | Building Location | FHO-SPC | Process Control Systems - Services Area | [5 empty] | Process
39014 | FHO WASTE WATER BLDG | Building Location | FHO-SPC2 | Process Control Systems - Equipment | [5 empty] | Process
21901 | FHO-ADMIN-BLDG | Building Location | FHO-EUS | Production & End User Support | [5 empty] | Process
40096 | FHO-CHEMICAL-BLDG | Building Location | FHO-EUS | Production & End User Support | [5 empty] | Process
22508 | FHO-CLARIFIER-BLDG | Building Location | FHO-EUS | Production & End User Support | [5 empty] | Process
13957 | COL-PGA-UPS-0001 | UPS | COL-PGA | Greyabbey Sewage Pumping Station | Uninterruptible Power Supply |  |  | UPS | http://www.toronto.ca/TWONTO#UPS | Electrical Equipment
13958 | COL-PGA-UPS-0001 | UPS | COL-PGA-MISC | Miscellaneous Equipment | Uninterruptible Power Supply |  |  | UPS | http://www.toronto.ca/TWONTO#UPS | Electrical Equipment
40537 | FHO-DECOM | Building Location | FHO-EUS | Production & End User Support | [5 empty] | Process
44645 | FHO-FILTER-BLDG | Building Location | FHO-EUS | Production & End User Support | [5 empty] | Process
24945 | FHO-FLOCCULATE-BLDG | Building Location | FHO-EUS | Production & End User Support | [5 empty] | Process
45627 | FHO-OZONE-BLDG | Building Location | FHO-EUS | Production & End User Support | [5 empty] | Process
13967 | COL-PGB-FEQ-0001S | Fire Prevention, Extinguisher | COL-PGB | Governors Bridge Sewage Pumping Station | Fire Prevention,Extinguisher |  | 40170 | FEQ | x | Obsolete Entity
13968 | COL-PGB-FEQ-0001S | Fire Prevention, Extinguisher | COL-PGB-MISC | Miscellaneous Equipment | Fire Prevention,Extinguisher |  | 40170 | FEQ | x | Obsolete Entity
13969 | COL-PGB-FEQ-0001S | Fire Prevention, Extinguisher | COL-W-OBSOLETE | Col West Obsolete Entities | Fire Prevention,Extinguisher |  | 40170 | FEQ | x | Obsolete Entity
27210 | FHO-SURGE-BLDG | Building Location | FHO-EUS | Production & End User Support | [5 empty] | Process
28236 | FIS-ADM BLDG | Building Location | FIS-SPC | Process Control Systems - Services Area | [5 empty] | Process
28237 | FIS-ADM BLDG | Building Location | FIS-SPC2 | Process Control Systems - Equipment | [5 empty] | Process
28238 | FIS-ADM-BLDG | Building Location | FIS-EUS | Production & End User Support | [5 empty] | Process
54007 | FIS-AMMONIA STORAGE | Building Location | FIS-SPC | Process Control Systems - Services Area | [5 empty] | Process
54008 | FIS-AMMONIA STORAGE | Building Location | FIS-SPC2 | Process Control Systems - Equipment | [5 empty] | Process
28494 | FIS-AMMONIA-STORAGE | Building Location | FIS-EUS | Production & End User Support | [5 empty] | Process
28743 | FIS-CHEMICAL BLDG | Building Location | FIS-SPC | Process Control Systems - Services Area | [5 empty] | Process
28744 | FIS-CHEMICAL BLDG | Building Location | FIS-SPC2 | Process Control Systems - Equipment | [5 empty] | Process
54139 | FIS-CHLORINE-BLDG | Building Location | FIS-EUS | Production & End User Support | [5 empty] | Process
29371 | FIS-DECOM | Building Location | FIS-EUS | Production & End User Support | [5 empty] | Process
32647 | FIS-FILTER BLDG | Building Location | FIS-EUS | Production & End User Support | [5 empty] | Process
32648 | FIS-FILTER BLDG | Building Location | FIS-SPC2 | Process Control Systems - Equipment | [5 empty] | Process
55019 | FIS-FILTER BLDG | Building Location | FIS-SPC | Process Control Systems - Services Area | [5 empty] | Process
32649 | FIS-FILTER-BLDG | Building Location | FIS-EUS | Production & End User Support | [5 empty] | Process
32995 | FIS-METERING BLDG | Building Location | FIS-SPC2 | Process Control Systems - Equipment | [5 empty] | Process
55373 | FIS-METERING BLDG | Building Location | FIS-SPC | Process Control Systems - Services Area | [5 empty] | Process
32996 | FIS-METERING-BLDG | Building Location | FIS-EUS | Production & End User Support | [5 empty] | Process
55374 | FIS-MIXING-BLDG | Building Location | FIS-EUS | Production & End User Support | [5 empty] | Process
40873 | FIS-RAW WATER BLDG | Building Location | FIS-SPC | Process Control Systems - Services Area | [5 empty] | Process
55585 | FIS-RAW WATER BLDG | Building Location | FIS-SPC2 | Process Control Systems - Equipment | [5 empty] | Process
55586 | FIS-RAW-WATER-BLDG | Building Location | FIS-EUS | Production & End User Support | [5 empty] | Process
53110 | NYCC-ADMIN-BLDG | Building Location | YMH-EUS | Production & End User Support | [5 empty] | Process
53309 | SCC-ADMIN-BLDG | Building Location | YMH-EUS | Production & End User Support | [5 empty] | Process
64707 | TAB-ADMIN BLDG | Building Location | TAB-SPC | Process Control Systems - Services Area | [5 empty] | Process
82889 | TAB-ADMIN BLDG | Building Location | TAB-SPC2 | Process Control Systems - Equipment | [5 empty] | Process
82890 | TAB-ADMIN-BLDG | Building Location | TAB-EUS | Production & End User Support | [5 empty] | Process
64746 | TAB-AERATION BLDG | Building Location | TAB-EUS | Production & End User Support | [5 empty] | Process
64747 | TAB-AERATION BLDG | Building Location | TAB-SPC | Process Control Systems - Services Area | [5 empty] | Process
64748 | TAB-AERATION BLDG | Building Location | TAB-SPC2 | Process Control Systems - Equipment | [5 empty] | Process
64749 | TAB-AERATION-BLDG | Building Location | TAB-EUS | Production & End User Support | [5 empty] | Process
64762 | TAB-AUX BLDG | Building Location | TAB-SPC2 | Process Control Systems - Equipment | [5 empty] | Process
4215 | COL-PGR-BFP-0001 | Back Flow Preventer | COL-PGR-MISC | Miscellaneous Equipment | Valve,Backflow Preventer |  |  | BFP | http://www.toronto.ca/TWONTO#backflow_preventer | Mechanical Equipment
83013 | TAB-AUX BLDG | Building Location | TAB-SPC | Process Control Systems - Services Area | [5 empty] | Process
83363 | TAB-AUXILIARY-BLDG | Building Location | TAB-EUS | Production & End User Support | [5 empty] | Process
64821 | TAB-BIOSOLIDS BLDG | Building Location | TAB-SPC | Process Control Systems - Services Area | [5 empty] | Process
83366 | TAB-BIOSOLIDS BLDG | Building Location | TAB-SPC2 | Process Control Systems - Equipment | [5 empty] | Process
64867 | TAB-BLOWER BLDG | Building Location | TAB-SPC2 | Process Control Systems - Equipment | [5 empty] | Process
4217 | COL-PGR-FEQ-0001S | Fire Prevention, Extinguisher | COL-PGR-MISC | Miscellaneous Equipment | Fire Prevention,Extinguisher |  | 42684 | FEQ | x | Obsolete Entity
4218 | COL-PGR-FEQ-0001S | Fire Prevention, Extinguisher | COL-W-OBSOLETE | Col West Obsolete Entities | Fire Prevention,Extinguisher |  | 42684 | FEQ | x | Obsolete Entity
83449 | TAB-BLOWER BLDG | Building Location | TAB-SPC | Process Control Systems - Services Area | [5 empty] | Process
83527 | TAB-BLOWER-BLDG | Building Location | TAB-EUS | Production & End User Support | [5 empty] | Process
64902 | TAB-CHLORINATION BLD | Building Location | TAB-SPC2 | Process Control Systems - Equipment | [5 empty] | Process
83546 | TAB-CHLORINATION BLD | Building Location | TAB-SPC | Process Control Systems - Services Area | [5 empty] | Process
64903 | TAB-CHLORINATION-BLD | Building Location | TAB-EUS | Production & End User Support | [5 empty] | Process
84539 | TAB-D BLDG | Building Location | TAB-SPC2 | Process Control Systems - Equipment | [5 empty] | Process
65720 | TAB-DECOM | Building Location | TAB-EUS | Production & End User Support | [5 empty] | Process
68542 | TAB-DEWATER BLDG | Building Location | TAB-SPC | Process Control Systems - Services Area | [5 empty] | Process
89137 | TAB-DEWATER BLDG | Building Location | TAB-SPC2 | Process Control Systems - Equipment | [5 empty] | Process
89138 | TAB-DEWATER-BLDG | Building Location | TAB-EUS | Production & End User Support | [5 empty] | Process
98661 | TAB-DIGESTER GAS BLD | Building Location | TAB-SPC | Process Control Systems - Services Area | [5 empty] | Process
98662 | TAB-DIGESTER GAS BLD | Building Location | TAB-SPC2 | Process Control Systems - Equipment | [5 empty] | Process
70831 | TAB-DIGESTER-GAS-BLD | Building Location | TAB-EUS | Production & End User Support | [5 empty] | Process
73839 | TAB-INCINERATOR BLDG | Building Location | TAB-SPC2 | Process Control Systems - Equipment | [5 empty] | Process
105695 | TAB-INCINERATOR BLDG | Building Location | TAB-SPC | Process Control Systems - Services Area | [5 empty] | Process
105696 | TAB-INCINERATOR-BLDG | Building Location | TAB-EUS | Production & End User Support | [5 empty] | Process
73852 | TAB-M BLDG | Building Location | TAB-SPC2 | Process Control Systems - Equipment | [5 empty] | Process
105757 | TAB-M BLDG | Building Location | TAB-SPC | Process Control Systems - Services Area | [5 empty] | Process
105830 | TAB-M-BLDG | Building Location | TAB-EUS | Production & End User Support | [5 empty] | Process
105963 | TAB-NEW-BIO-BLDG | Building Location | TAB-EUS | Production & End User Support | [5 empty] | Process
73921 | TAB-NEW-GAS-BLDG | Building Location | TAB-EUS | Production & End User Support | [5 empty] | Process
74292 | TAB-OPS BLDG | Building Location | TAB-SPC | Process Control Systems - Services Area | [5 empty] | Process
107799 | TAB-OPS BLDG | Building Location | TAB-SPC2 | Process Control Systems - Equipment | [5 empty] | Process
74304 | TAB-P BLDG | Building Location | TAB-SPC2 | Process Control Systems - Equipment | [5 empty] | Process
107809 | TAB-P BLDG | Building Location | TAB-SPC | Process Control Systems - Services Area | [5 empty] | Process
74421 | TAB-PELLETIZER-BLDG | Building Location | TAB-EUS | Production & End User Support | [5 empty] | Process
75751 | TAB-POLYMER-BLDG | Building Location | TAB-EUS | Production & End User Support | [5 empty] | Process
118462 | TAB-SILO-BLDG | Building Location | TAB-EUS | Production & End User Support | [5 empty] | Process
80042 | TAB-T BLDG | Building Location | TAB-SPC2 | Process Control Systems - Equipment | [5 empty] | Process
4241 | COL-PHA-AHU-0001 | Air Handling Unit | COL-PHA-MISC | Miscellaneous Equipment |  |  |  | AHU | http://www.toronto.ca/TWONTO#air_handler_unit | Mechanical Equipment
119598 | TAB-T BLDG | Building Location | TAB-SPC | Process Control Systems - Services Area | [5 empty] | Process
119599 | TAB-T-BLDG | Building Location | TAB-EUS | Production & End User Support | [5 empty] | Process
120494 | TAB-WASTE-GAS-BLDG | Building Location | TAB-EUS | Production & End User Support | [5 empty] | Process
81139 | TAB-WGB BLDG | Building Location | TAB-SPC | Process Control Systems - Services Area | [5 empty] | Process
120495 | TAB-WGB BLDG | Building Location | TAB-SPC2 | Process Control Systems - Equipment | [5 empty] | Process
81146 | TAB-Z BLDG | Building Location | TAB-SPC | Process Control Systems - Services Area | [5 empty] | Process
120502 | TAB-Z BLDG | Building Location | TAB-SPC2 | Process Control Systems - Equipment | [5 empty] | Process
120503 | TAB-Z-BLDG | Building Location | TAB-EUS | Production & End User Support | [5 empty] | Process
83217 | THC-ADMIN BLDG | Building Location | THC-SPC | Process Control Systems - Services Area | [5 empty] | Process
122248 | THC-ADMIN BLDG | Building Location | THC-SPC2 | Process Control Systems - Equipment | [5 empty] | Process
83218 | THC-ADMIN-BLDG | Building Location | THC-EUS | Production & End User Support | [5 empty] | Process
83219 | THC-ADMIN-BLDG | Building Location | THC-ITM | Integrated Technology Management | [5 empty] | Process
122566 | THC-AERATION-BLDG | Building Location | THC-EUS | Production & End User Support | [5 empty] | Process
122629 | THC-AIR-TREAT-BLDG | Building Location | THC-EUS | Production & End User Support | [5 empty] | Process
83815 | THC-BLOWER-BLDG | Building Location | THC-EUS | Production & End User Support | [5 empty] | Process
83816 | THC-BOILER-BLDG | Building Location | THC-EUS | Production & End User Support | [5 empty] | Process
83828 | THC-CHLORINE-BLDG | Building Location | THC-EUS | Production & End User Support | [5 empty] | Process
122650 | THC-COMPRESSOR-BLDG | Building Location | THC-EUS | Production & End User Support | [5 empty] | Process
84433 | THC-DECHLORINE BLDG | Building Location | THC-SPC | Process Control Systems - Services Area | [5 empty] | Process
123001 | THC-DECHLORINE BLDG | Building Location | THC-SPC2 | Process Control Systems - Equipment | [5 empty] | Process
123002 | THC-DECOM | Building Location | THC-EUS | Production & End User Support | [5 empty] | Process
124777 | THC-DIGESTER-BLDG | Building Location | THC-EUS | Production & End User Support | [5 empty] | Process
125969 | THC-FLOTATION-BLDG | Building Location | THC-EUS | Production & End User Support | [5 empty] | Process
88714 | THC-HYGIENE-BLDG | Building Location | THC-EUS | Production & End User Support | [5 empty] | Process
89120 | THC-INCINERATOR BLDG | Building Location | THC-SPC | Process Control Systems - Services Area | [5 empty] | Process
89121 | THC-INCINERATOR BLDG | Building Location | THC-SPC2 | Process Control Systems - Equipment | [5 empty] | Process
89393 | THC-NEW BLOWER BLDG | Building Location | THC-SPC2 | Process Control Systems - Equipment | [5 empty] | Process
126826 | THC-NEW BLOWER BLDG | Building Location | THC-SPC | Process Control Systems - Services Area | [5 empty] | Process
89394 | THC-NEW-BLOWER-BLDG | Building Location | THC-EUS | Production & End User Support | [5 empty] | Process
90005 | THC-OLD BLOWER BLDG | Building Location | THC-SPC | Process Control Systems - Services Area | [5 empty] | Process
90006 | THC-OLD BLOWER BLDG | Building Location | THC-SPC2 | Process Control Systems - Equipment | [5 empty] | Process
127291 | THC-OLD-PLANT-BLDG | Building Location | THC-EUS | Production & End User Support | [5 empty] | Process
90007 | THC-OLD-SECTION-BLDG | Building Location | THC-EUS | Production & End User Support | [5 empty] | Process
91513 | THC-SDB-BLDG | Building Location | THC-EUS | Production & End User Support | [5 empty] | Process
92213 | THC-STORE | Building Location | THC-EUS | Production & End User Support | [5 empty] | Process
95725 | THR-BLOWER-BLDG | Building Location | THR-ITM | Integrated Technology Management | [5 empty] | Process
131998 | THR-BLOWER-BLDG | Building Location | THR-EUS | Production & End User Support | [5 empty] | Process
14317 | COL-PHF-CB-0001 | Circuit Breaker | COL-PHF | Highfield Sewage Pumping Station | Circuit Breaker |  |  | CB | http://www.toronto.ca/TWONTO#breaker | Electrical Equipment
14318 | COL-PHF-CB-0001 | Circuit Breaker | COL-PHF-MISC | Miscellaneous Equipment | Circuit Breaker |  |  | CB | http://www.toronto.ca/TWONTO#breaker | Electrical Equipment
4305 | COL-PHF-CH-0001 | Chamber | COL-PHF-MISC | Miscellaneous Equipment | Chamber |  |  | CH | http://www.toronto.ca/TWONTO#equipment_or_access_chamber | Mechanical Equipment
14319 | COL-PHF-CH-0001 | Chamber | COL-PHF | Highfield Sewage Pumping Station | Chamber |  |  | CH | http://www.toronto.ca/TWONTO#equipment_or_access_chamber | Mechanical Equipment
132211 | THR-CHLORINE-BLDG | Building Location | THR-EUS | Production & End User Support | [5 empty] | Process
96190 | THR-COMPRESSOR-BLDG | Building Location | THR-EUS | Production & End User Support | [5 empty] | Process
4308 | COL-PHF-FEQ-0001S | Fire Prevention, Extinguisher | COL-PHF | Highfield Sewage Pumping Station | Fire Prevention,Extinguisher |  | 42685 | FEQ | x | Obsolete Entity
14320 | COL-PHF-FEQ-0001S | Fire Prevention, Extinguisher | COL-PHF-MISC | Miscellaneous Equipment | Fire Prevention,Extinguisher |  | 42685 | FEQ | x | Obsolete Entity
14321 | COL-PHF-FEQ-0001S | Fire Prevention, Extinguisher | COL-W-OBSOLETE | Col West Obsolete Entities | Fire Prevention,Extinguisher |  | 42685 | FEQ | x | Obsolete Entity
132728 | THR-DECOM | Building Location | THR-EUS | Production & End User Support | [5 empty] | Process
98467 | THR-DIGESTER-BLDG | Building Location | THR-EUS | Production & End User Support | [5 empty] | Process
101831 | THR-GRIT-BLDG | Building Location | THR-EUS | Production & End User Support | [5 empty] | Process
137172 | THR-MIXING-BLDG | Building Location | THR-EUS | Production & End User Support | [5 empty] | Process
102579 | THR-ODOUR-CTL-BLDG | Building Location | THR-EUS | Production & End User Support | [5 empty] | Process
106247 | TNT-ADMIN-BLDG | Building Location | TNT-EUS | Production & End User Support | [5 empty] | Process
140585 | TNT-DECOM | Building Location | TNT-EUS | Production & End User Support | [5 empty] | Process
143400 | WTR-DECOM | Building Location | WTR-EUS | Production & End User Support | [5 empty] | Process
115994 | WTR-WORK AREA 1 | Building Location | WTR-EUS | Production & End User Support | [5 empty] | Process
147743 | WTR-WORK AREA 3 | Building Location | WTR-EUS | Production & End User Support | [5 empty] | Process
116099 | YCH-ADMIN-BLDG | Building Location | YMH-EUS | Production & End User Support | [5 empty] | Process
4459 | COL-PHP-ALR-0001 | Control Panel, Gas Alarm | COL-PHP | High Park Sewage Pumping Station | Control Panel |  |  | ALR | http://www.toronto.ca/TWONTO#annunciator_panel | Electrical Equipment
14341 | COL-PHP-ALR-0001 | Control Panel, Gas Alarm | COL-PHP-MISC | Miscellaneous Equipment | Control Panel |  |  | ALR | http://www.toronto.ca/TWONTO#annunciator_panel | Electrical Equipment
4460 | COL-PHP-ALR-0002 | Control Panel, Operator | COL-PHP | High Park Sewage Pumping Station | Control Panel |  |  | ALR | http://www.toronto.ca/TWONTO#annunciator_panel | Electrical Equipment
14342 | COL-PHP-ALR-0002 | Control Panel, Operator | COL-PHP-MISC | Miscellaneous Equipment | Control Panel |  |  | ALR | http://www.toronto.ca/TWONTO#annunciator_panel | Electrical Equipment
14345 | COL-PHP-CB-0001 | Circuit Breaker, Main | COL-PHP | High Park Sewage Pumping Station | Circuit Breaker |  |  | CB | http://www.toronto.ca/TWONTO#breaker | Electrical Equipment
14346 | COL-PHP-CB-0001 | Circuit Breaker, Main | COL-PHP-MISC | Miscellaneous Equipment | Circuit Breaker |  |  | CB | http://www.toronto.ca/TWONTO#breaker | Electrical Equipment
4466 | COL-PHP-CB-0002 | Circuit Breaker, Transformer 0001 | COL-PHP | High Park Sewage Pumping Station | Circuit Breaker |  |  | CB | http://www.toronto.ca/TWONTO#breaker | Electrical Equipment
14347 | COL-PHP-CB-0002 | Circuit Breaker, Transformer 0001 | COL-PHP-MISC | Miscellaneous Equipment | Circuit Breaker |  |  | CB | http://www.toronto.ca/TWONTO#breaker | Electrical Equipment
116206 | YCS-ADMIN BLDG | Building Location | YCS-SPC | Process Control Systems | [5 empty] | Process
116207 | YCS-ADMIN-BLDG | Building Location | YCS-EUS | Production & End User Support | [5 empty] | Process
116209 | YCS-DECOM | Building Location | YCS-EUS | Production & End User Support | [5 empty] | Process
147877 | YDA-ADMIN-BLDG | Building Location | YDA-EUS | Production & End User Support | [5 empty] | Process
116214 | YDA-DECOM | Building Location | YDA-EUS | Production & End User Support | [5 empty] | Process
116232 | YMH-ADMIN-BLDG | Building Location | YMH-EUS | Production & End User Support | [5 empty] | Process
4474 | COL-PHP-FEQ-0001S | Fire Prevention, Extinguisher | COL-PHP | High Park Sewage Pumping Station | Fire Prevention,Extinguisher |  | 42686 | FEQ | x | Mechanical Equipment
4475 | COL-PHP-FEQ-0001S | Fire Prevention, Extinguisher | COL-PHP-MISC | Miscellaneous Equipment | Fire Prevention,Extinguisher |  | 42686 | FEQ | x | Mechanical Equipment
14352 | COL-PHP-FEQ-0001S | Fire Prevention, Extinguisher | COL-W-OBSOLETE | Col West Obsolete Entities | Fire Prevention,Extinguisher |  | 42686 | FEQ | x | Mechanical Equipment
116233 | YMH-DECOM | Building Location | YMH-EUS | Production & End User Support | [5 empty] | Process
147896 | YQQ-ADMIN-BLDG | Building Location | YMH-EUS | Production & End User Support | [5 empty] | Process
147902 | YTF DECOM | Building Location | YTF SPC | Process Control Systems - Services Area | [5 empty] | Process
147903 | YTF DECOM | Building Location | YTF-SPC2 | Process Control Systems - Equipment | [5 empty] | Process
116250 | YTF-A BLDG | Building Location | YTF SPC | Process Control Systems - Services Area | [5 empty] | Process
116251 | YTF-A BLDG | Building Location | YTF-SPC2 | Process Control Systems - Equipment | [5 empty] | Process
147906 | YTF-A-BLDG | Building Location | YTF EUS | Production & End User Support | [5 empty] | Process
116431 | YTF-B-BLDG | Building Location | YTF EUS | Production & End User Support | [5 empty] | Process
147997 | YTF-C-BLDG | Building Location | YTF EUS | Production & End User Support | [5 empty] | Process
148023 | YTF-DECOM | Building Location | YTF EUS | Production & End User Support | [5 empty] | Process
74291 | TAB-OLD ADMIN BLDG | Building Location New Project Management Building | TAB-SPC2 | Process Control Systems - Equipment | [5 empty] | Process
107798 | TAB-OLD ADMIN BLDG | Building Location New Project Management Building | TAB-SPC | Process Control Systems - Services Area | [5 empty] | Process
25525 | FHO-GRK-PRTY-0001 | Building Maintenance | FHO-GRK | Buildings & Grounds |  |  |  | PRTY | http://www.toronto.ca/TWONTO#defined_collection_of_assets | Sub-Process
126262 | THC-GRK-MAINT | Building Maintenance | THC-GRK | Buildings & Grounds | [5 empty] | Sub-Process
148075 | YTF-GRK-PRTY-1000 | Building Maintenance | YTF-GRK | Buildings and Grounds |  |  |  | PRTY | http://www.toronto.ca/TWONTO#defined_collection_of_assets | Sub-Process
140933 | TNT-GRK-PRTY-1000 | Building Services | TNT-GRK | Groundskeeping, Building services, Safety Equipment |  |  |  | PRTY | http://www.toronto.ca/TWONTO#defined_collection_of_assets | Equipment Location
64742 | TAB-AER-STRC | Building Services, Safety, Drains & Plumbing - Air Emission Houses | TAB-AER-SB | Aeration Odour Control | [5 empty] | Equipment Location
25332 | FHO-GRK | Buildings & Grounds | FHO WORK AREA 2 | Services | [5 empty] | Process
126202 | THC-GRK | Buildings & Grounds | THCLIQOPS | THC Liquids Operations | [5 empty] | Process
13601 | FCL-GRK | Buildings and Grounds | FCL WORK AREA 2 | Plant Services | [5 empty] | Process
148072 | YTF-GRK | Buildings and Grounds | YTF-BLDG | Bullding Services | [5 empty] | Process
18555 | FHA-GRK-PRTY-0001 | Buildings Maintenance | FHA-GRK | Building & Grounds |  |  |  | PRTY | http://www.toronto.ca/TWONTO#defined_collection_of_assets | Sub-Process
138053 | THR-PRM-BH | Bulk Head, Channel Gate Stop/Block, Primary | THR-PRM | Primary Treatment | [5 empty] | Equipment Location
138054 | THR-PRM-BH-0001 | Bulk Head, Channel Gate Stop/Block, Primary | THR-PRM-BH | Bulk Head, Channel Gate Stop/Block, Primary |  |  |  | BH |  | Mechanical Equipment
103232 | THR-PRM-BH-0002 | Bulk Head, Channel Gate Stop/Block, Primary | THR-PRM-BH | Bulk Head, Channel Gate Stop/Block, Primary |  |  |  | BH |  | Mechanical Equipment
103233 | THR-PRM-BH-0003 | Bulk Head, Channel Gate Stop/Block, Primary | THR-PRM-BH | Bulk Head, Channel Gate Stop/Block, Primary |  |  |  | BH |  | Mechanical Equipment
103234 | THR-PRM-BH-0004 | Bulk Head, Channel Gate Stop/Block, Primary | THR-PRM-BH | Bulk Head, Channel Gate Stop/Block, Primary |  |  |  | BH |  | Mechanical Equipment
103235 | THR-PRM-BH-0005 | Bulk Head, Channel Gate Stop/Block, Primary | THR-PRM-BH | Bulk Head, Channel Gate Stop/Block, Primary |  |  |  | BH |  | Mechanical Equipment
138055 | THR-PRM-BH-0006 | Bulk Head, Channel Gate Stop/Block, Primary | THR-PRM-BH | Bulk Head, Channel Gate Stop/Block, Primary |  |  |  | BH |  | Mechanical Equipment
138056 | THR-PRM-BH-0007 | Bulk Head, Channel Gate Stop/Block, Primary | THR-PRM-BH | Bulk Head, Channel Gate Stop/Block, Primary |  |  |  | BH |  | Mechanical Equipment
138057 | THR-PRM-BH-0008 | Bulk Head, Channel Gate Stop/Block, Primary | THR-PRM-BH | Bulk Head, Channel Gate Stop/Block, Primary |  |  |  | BH |  | Mechanical Equipment
4503 | COL-PHP-P-0002 | Pump, Centrifugal | COL-PHP | High Park Sewage Pumping Station | Pump |  | 34122 | P | x | Mechanical Equipment
14534 | COL-PHP-P-0002 | Pump, Centrifugal | COL-PHP-MISC | Miscellaneous Equipment | Pump |  | 34122 | P | x | Mechanical Equipment
138058 | THR-PRM-BH-0009 | Bulk Head, Channel Gate Stop/Block, Primary | THR-PRM-BH | Bulk Head, Channel Gate Stop/Block, Primary |  |  |  | BH |  | Mechanical Equipment
103236 | THR-PRM-BH-0010 | Bulk Head, Channel Gate Stop/Block, Primary | THR-PRM-BH | Bulk Head, Channel Gate Stop/Block, Primary |  |  |  | BH |  | Mechanical Equipment
103237 | THR-PRM-BH-0011 | Bulk Head, Channel Gate Stop/Block, Primary | THR-PRM-BH | Bulk Head, Channel Gate Stop/Block, Primary |  |  |  | BH |  | Mechanical Equipment
103238 | THR-PRM-BH-0012 | Bulk Head, Channel Gate Stop/Block, Primary | THR-PRM-BH | Bulk Head, Channel Gate Stop/Block, Primary |  |  |  | BH |  | Mechanical Equipment
138059 | THR-PRM-BH-0013 | Bulk Head, Channel Gate Stop/Block, Primary | THR-PRM-BH | Bulk Head, Channel Gate Stop/Block, Primary |  |  |  | BH |  | Mechanical Equipment
116432 | YTF-BLDG | Bullding Services | YTF | Tiffield Data Center | [5 empty] | Work Area
1937 | BOM ADMIN | Business Operation Management | BOM | Business Operations Management | [5 empty] | Facility
236 | BOM | Business Operations Management | TW | Toronto Water | [5 empty] | Section
14553 | COL-PIR-BFP-0001 | Back Flow Preventer | COL-PIR-MISC | Miscellaneous Equipment | Valve,Backflow Preventer |  |  | BFP | http://www.toronto.ca/TWONTO#backflow_preventer | Mechanical Equipment
248 | BUS | Business Unit Support | TW | Toronto Water | [5 empty] | Section
63163 | MTMH160 | CADORNA CTS | TRK-DON | DON DRAINAGE AREA | [5 empty] | Sub-Process
4519 | COL-PIR-FEQ-0001S | Fire Prevention, Extinguisher | COL-PIR-MISC | Miscellaneous Equipment | Fire Prevention,Extinguisher |  | 42687 | FEQ | x | Obsolete Entity
14555 | COL-PIR-FEQ-0001S | Fire Prevention, Extinguisher | COL-W-OBSOLETE | Col West Obsolete Entities | Fire Prevention,Extinguisher |  | 42687 | FEQ | x | Obsolete Entity
86276 | TAB-DEW-PRJ-0001 | Cake Dryness Optimization Project | TAB-DEW CENTRIFUGES | Centrifuge Systems |  |  |  | PRJ | http://www.toronto.ca/TWONTO#project | Mechanical Equipment
40019 | FHO-CAPITAL | Capital Project | FHO-MCS | Mechanical Services | [5 empty] | Mechanical Equipment
77388 | TAB-PWA-PRJ-0001 | Capital Project for Disinfection | TAB-PWA | Plant Water |  |  |  | PRJ | http://www.toronto.ca/TWONTO#project | Mechanical Equipment
77389 | TAB-PWA-PRJ-0001 | Capital Project for Disinfection | TAB-STR-BL | Process Air Blowers & Lube Oil Pumps |  |  |  | PRJ | http://www.toronto.ca/TWONTO#project | Mechanical Equipment
66725 | MTMH464 | CASTLEWOOD CTS | TRK-NTO | NORTH TORONTO DRAINAGE AREA | [5 empty] | Sub-Process
8106 | COL-CENTRAL-PS | Central Pumping Stations | COL-CENTRAL | Central | [5 empty] | Sub Area
1951 | CENTRATE | Centrate Collection | TAB-DEW CENTRATE | Centrate Systems | [5 empty] | Sub-Process
84463 | THC-DEW-CENTRATE | Centrate System Dewatering | THC-DEW | Dewatering Process | [5 empty] | Sub-Process
65721 | TAB-DEW CENTRATE | Centrate Systems | TAB-WORK-AREA-3 | Work Area 3 | [5 empty] | Process
65722 | TAB-DEW CENTRATE | Centrate Systems | TAB-WORK-AREA-SOL | TAB Work Area Sol | [5 empty] | Process
105153 | THR-THK-P-CENT | Centrate Transfer Pumps & Tanks | THR-THK | Sludge Thickening | [5 empty] | Equipment Location
89133 | TAB-DEW-WEL | Centrate Wet Wells | TAB-DEW CENTRATE | Centrate Systems | [5 empty] | Sub-Process
89048 | TAB-DEW-V-C01 | Centrifuge 1 Centrate Line | CENTRATE | Centrate Collection | [5 empty] | Equipment Location
68527 | TAB-DEW-V-C02 | Centrifuge 2 Centrate Line | TAB-WORK-AREA-SOL | TAB Work Area Sol | [5 empty] | Equipment Location
89049 | TAB-DEW-V-C02 | Centrifuge 2 Centrate Line | CENTRATE | Centrate Collection | [5 empty] | Equipment Location
89050 | TAB-DEW-V-C03 | Centrifuge 3 Centrate Line | CENTRATE | Centrate Collection | [5 empty] | Equipment Location
89051 | TAB-DEW-V-C03 | Centrifuge 3 Centrate Line | TAB-WORK-AREA-SOL | TAB Work Area Sol | [5 empty] | Equipment Location
68528 | TAB-DEW-V-C04 | Centrifuge 4 Centrate Line | CENTRATE | Centrate Collection | [5 empty] | Equipment Location
89052 | TAB-DEW-V-C04 | Centrifuge 4 Centrate Line | TAB-WORK-AREA-SOL | TAB Work Area Sol | [5 empty] | Equipment Location
68529 | TAB-DEW-V-C05 | Centrifuge 5 Centrate Line | CENTRATE | Centrate Collection | [5 empty] | Equipment Location
89053 | TAB-DEW-V-C05 | Centrifuge 5 Centrate Line | TAB-WORK-AREA-SOL | TAB Work Area Sol | [5 empty] | Equipment Location
68530 | TAB-DEW-V-C06 | Centrifuge 6 Centrate Line | TAB-WORK-AREA-SOL | TAB Work Area Sol | [5 empty] | Equipment Location
89054 | TAB-DEW-V-C06 | Centrifuge 6 Centrate Line | CENTRATE | Centrate Collection | [5 empty] | Equipment Location
68531 | TAB-DEW-V-C07 | Centrifuge 7 Centrate Line | CENTRATE | Centrate Collection | [5 empty] | Equipment Location
89055 | TAB-DEW-V-C07 | Centrifuge 7 Centrate Line | TAB-WORK-AREA-SOL | TAB Work Area Sol | [5 empty] | Equipment Location
68532 | TAB-DEW-V-C08 | Centrifuge 8 Centrate Line | CENTRATE | Centrate Collection | [5 empty] | Equipment Location
68533 | TAB-DEW-V-C08 | Centrifuge 8 Centrate Line | TAB-WORK-AREA-SOL | TAB Work Area Sol | [5 empty] | Equipment Location
139471 | THR-THK-P-CF | Centrifuge Feed Pumps | THR-THK | Sludge Thickening | [5 empty] | Equipment Location
65723 | TAB-DEW CENTRIFUGES | Centrifuge Systems | TAB-WORK-AREA-3 | Work Area 3 | [5 empty] | Process
65724 | TAB-DEW CENTRIFUGES | Centrifuge Systems | TAB-WORK-AREA-SOL | TAB Work Area Sol | [5 empty] | Process
20114 | FHA-WWW-CENTRIF | Centrifuges | FHA-WWW | Residue Management / Waste Water System | [5 empty] | Sub-Process
49854 | MTMH331 | CHAPMAN STS | TRK-HMR | HUMBER DRAINAGE AREA | [5 empty] | Sub-Process
116468 | TAB-PRS-P-TRANSFER | Chemical Transfer Pumps | TAB-PRS2 | Phosphorus Removal System | [5 empty] | Equipment Location
57833 | TAB-ACC-CI | Chiller and Air Coolers | TAB-WORK-AREA-6 | Work Area 6 | [5 empty] | Process
57834 | TAB-ACC-CI | Chiller and Air Coolers | TAB-WORK-AREA-SEO | TAB Work Area SEO | [5 empty] | Process
95787 | THR-CG-Cl-0150 | Chiller, Glycol, Gas Coolant System, High Press Gas Cond Sys Train 1, Gas Compressor Building | THR-BG-CU-0103 | Condensor, Fuel Gas, High Press Gas Conditioning System Train 1, Gas Comp Bldg |  |  |  | CI | http://www.toronto.ca/TWONTO#chiller | Mechanical Equipment
62876 | MTMH128 | CHIPPING ROAD STS | TRK-DON | DON DRAINAGE AREA | [5 empty] | Sub-Process
30652 | FCL-ACC-FN-704,5 | Chlor.&Sulph. Dio.Mah. Rm.Stor.Vent.Sys.FN-0704(FN-4) & FN-0705(FN-5) | FCL-ACC | Climate Control (HVAC) |  |  |  | FN | http://www.toronto.ca/TWONTO#blower_or_fan_with_drive | Equipment Location
30653 | FCL-ACC-FN-704,5 | Chlor.&Sulph. Dio.Mah. Rm.Stor.Vent.Sys.FN-0704(FN-4) & FN-0705(FN-5) | FCL-ACC-CL | Gaseous Chemical Building HVAC Equipment |  |  |  | FN | http://www.toronto.ca/TWONTO#blower_or_fan_with_drive | Equipment Location
70872 | TAB-DIS-CHL-ROUTE | Chlorination & Filtered Effluent Routeing | TAB-DIS-CHL | Chlorination Process | [5 empty] | Equipment Location
70857 | TAB-DIS-CHL | Chlorination Process | TAB-DIS | Disinfection | [5 empty] | Sub-Process
70873 | TAB-DIS-CHL1 | Chlorination Process | TAB-DIS-CHL | Chlorination Process | [5 empty] | Equipment Location
70904 | TAB-DIS-MEQ | Chlorine - Building Mechanical, Sump Pumps | TAB-DIS | Disinfection | [5 empty] | Equipment Location
70878 | TAB-DIS-ELS | Chlorine Building Electrical | TAB-DIS | Disinfection | [5 empty] | Equipment Location
4544 | COL-PIR-UPS-0001 | UPS | COL-PIR | Island Road Sewage Pumping Station | Uninterruptible Power Supply |  |  | UPS | http://www.toronto.ca/TWONTO#UPS | Electrical Equipment
4545 | COL-PIR-UPS-0001 | UPS | COL-PIR-MISC | Miscellaneous Equipment | Uninterruptible Power Supply |  |  | UPS | http://www.toronto.ca/TWONTO#UPS | Electrical Equipment
99117 | TAB-DIS-SS-25 | Chlorine Process - Pumps, Chlorine Residual, Circulating, Spray, Return | TAB-DIS-CHL | Chlorination Process |  |  |  | SS |  | Equipment Location
99118 | TAB-DIS-SS-35 | Chlorine Process - Scrubber System | TAB-DIS-CHL | Chlorination Process |  |  |  | SS |  | Equipment Location
4551 | COL-PKG-ALR-0001 | Control Panel, Electrical | COL-PKG | Kingston Rd Pumping Station | Control Panel |  |  | ALR | http://www.toronto.ca/TWONTO#annunciator_panel | Electrical Equipment
4552 | COL-PKG-ALR-0001 | Control Panel, Electrical | COL-PKG-MISC | Miscellaneous Equipment | Control Panel |  |  | ALR | http://www.toronto.ca/TWONTO#annunciator_panel | Electrical Equipment
14843 | COL-PKG-CB-0001 | Circuit Breaker, Main | COL-PKG | Kingston Rd Pumping Station | Circuit Breaker |  |  | CB | http://www.toronto.ca/TWONTO#breaker | Electrical Equipment
14844 | COL-PKG-CB-0001 | Circuit Breaker, Main | COL-PKG-MISC | Miscellaneous Equipment | Circuit Breaker |  |  | CB | http://www.toronto.ca/TWONTO#breaker | Electrical Equipment
96191 | THR-CW | City Water | THR WORK AREA 3 | Plant Services | [5 empty] | Process
106596 | TNT-CW | City Water | TNT WORK AREA 9 | North Toronto Treatment Plant | [5 empty] | Process
147998 | YTF-CW | City Water | YTF-BLDG | Bullding Services | [5 empty] | Process
96266 | THR-CW-CH | City Water & Fire Water Chambers | THR-CW | City Water | [5 empty] | Equipment Location
132298 | THR-CW-CH | City Water & Fire Water Chambers | THR-SES-WA2 | Safety & Environmental Services, WA2 | [5 empty] | Equipment Location
77375 | TAB-PWA-PBLDG | City Water & Plant Water System- P Bldg | TAB-WORK-AREA-1 | Work Area 1 | [5 empty] | Process
117073 | TAB-PWA-PBLDG | City Water & Plant Water System- P Bldg | TAB-WORK-AREA-LIQ | TAB Work Area Liq | [5 empty] | Process
143421 | WTR-PAH-CW | City Water System | WTR-PAH | Armour Heights Pumping Station | [5 empty] | Sub-Process
143610 | WTR-PEG-CW | City Water System | WTR-PEG | Eglinton Pumping Station | [5 empty] | Sub-Process
110814 | WTR-PEL-CW | City Water System | WTR-PEL | Ellesmere Pumping Station | [5 empty] | Sub-Process
4566 | COL-PKG-FEQ-0001S | Fire Prevention, Extinguisher | COL-W-OBSOLETE | Col West Obsolete Entities | Fire Prevention,Extinguisher |  | 42688 | FEQ | x | Obsolete Entity
14849 | COL-PKG-FEQ-0001S | Fire Prevention, Extinguisher | COL-PKG | Kingston Rd Pumping Station | Fire Prevention,Extinguisher |  | 42688 | FEQ | x | Obsolete Entity
14850 | COL-PKG-FEQ-0001S | Fire Prevention, Extinguisher | COL-PKG-MISC | Miscellaneous Equipment | Fire Prevention,Extinguisher |  | 42688 | FEQ | x | Obsolete Entity
14851 | COL-PKG-FEQ-0002S | Fire Prevention, Extinguisher | COL-PKG | Kingston Rd Pumping Station | Fire Prevention,Extinguisher |  | 42689 | FEQ | x | Obsolete Entity
14852 | COL-PKG-FEQ-0002S | Fire Prevention, Extinguisher | COL-PKG-MISC | Miscellaneous Equipment | Fire Prevention,Extinguisher |  | 42689 | FEQ | x | Obsolete Entity
14853 | COL-PKG-FEQ-0002S | Fire Prevention, Extinguisher | COL-W-OBSOLETE | Col West Obsolete Entities | Fire Prevention,Extinguisher |  | 42689 | FEQ | x | Obsolete Entity
144288 | WTR-PHL-CW | City Water System | WTR-PHL | High Level Pumping Station | [5 empty] | Sub-Process
111962 | WTR-PJO-CW | City Water System | WTR-PJO | Wm. H. Johnston Pumping Station | [5 empty] | Sub-Process
144780 | WTR-PJS-CW | City Water System | WTR-PJS | John Street Pumping Station | [5 empty] | Sub-Process
112637 | WTR-PKL-CW | City Water System | WTR-PKL | Keele Pumping Station | [5 empty] | Sub-Process
145287 | WTR-PKN-CW | City Water System | WTR-PKN | Kennedy Pumping Station | [5 empty] | Sub-Process
112932 | WTR-PLW-CW | City Water System | WTR-PLW | Lawrence Pumping Station | [5 empty] | Sub-Process
113282 | WTR-PMI-CW | City Water System | WTR-PMI | Milliken Pumping Station | [5 empty] | Sub-Process
113885 | WTR-PPD-CW | City Water System | WTR-PPD | Parkdale Pumping Station | [5 empty] | Sub-Process
146101 | WTR-PRH-CW | City Water System | WTR-PRH | Rosehill Pumping Station | [5 empty] | Sub-Process
146285 | WTR-PRV-CW | City Water System | WTR-PRV | Richview Pumping Station | [5 empty] | Sub-Process
146404 | WTR-PSA-CW | City Water System | WTR-PSA | St. Albans Pumping Station | [5 empty] | Sub-Process
146554 | WTR-PSC-CW | City Water System | WTR-PSC | Scarborough Pumping Station | [5 empty] | Sub-Process
146745 | WTR-PTH-CW | City Water System | WTR-PTH | Thornhill Pumping Station | [5 empty] | Sub-Process
114928 | WTR-PWT-CW | City Water System | WTR-PWT | West Toronto Pumping Station | [5 empty] | Sub-Process
146955 | WTR-RBV-CW | City Water System | WTR-RBV | Bayview Reservoir | [5 empty] | Sub-Process
115127 | WTR-RDF-CW | City Water System | WTR-RDF | Dufferin Reservoir | [5 empty] | Sub-Process
115259 | WTR-REG-CW | City Water System | WTR-REG | Eglinton Reservoir | [5 empty] | Sub-Process
147148 | WTR-REL-CW | City Water System | WTR-REL | Ellesmere Reservoir | [5 empty] | Sub-Process
147176 | WTR-RKL-CW | City Water System | WTR-RKL | Keele Reservoir | [5 empty] | Sub-Process
147257 | WTR-RLW-CW | City Water System | WTR-RLW | Lawrence Reservoir | [5 empty] | Sub-Process
147310 | WTR-RMI-CW | City Water System | WTR-RMI | Milliken Reservoir | [5 empty] | Sub-Process
115569 | WTR-RRG-CW | City Water System | WTR-RRG | Rouge Tank | [5 empty] | Sub-Process
147456 | WTR-RRH-CW | City Water System | WTR-RRH | Rosehill Reservoir | [5 empty] | Sub-Process
147591 | WTR-RRV-CW | City Water System | WTR-RRV | Richview Reservoir | [5 empty] | Sub-Process
147630 | WTR-RST-CW | City Water System | WTR-RST | St.Clair Reservoir | [5 empty] | Sub-Process
147677 | WTR-RWA-CW | City Water System | WTR-RWA | Warden Tank | [5 empty] | Sub-Process
147703 | WTR-RWL-CW | City Water System | WTR-RWL | Whitlam Tank | [5 empty] | Sub-Process
132293 | THR-CW-BFP-WA1 | City Water, Back Flow Preventer, Work Area 1 | THR-CW | City Water | [5 empty] | Equipment Location
132294 | THR-CW-BFP-WA1 | City Water, Back Flow Preventer, Work Area 1 | THR-GRK-WA1 | Building & Grounds Work Area 1 | [5 empty] | Equipment Location
96264 | THR-CW-BFP-WA2 | City Water, Back Flow Preventer, Work Area 2 | THR-GRK-WA2 | Building & Grounds Work Area 2 | [5 empty] | Equipment Location
132295 | THR-CW-BFP-WA2 | City Water, Back Flow Preventer, Work Area 2 | THR-CW | City Water | [5 empty] | Equipment Location
96265 | THR-CW-BFP-WA3 | City Water, Back Flow Preventer, Work Area 3 | THR-CW | City Water | [5 empty] | Equipment Location
132296 | THR-CW-BFP-WA4 | City Water, Back Flow Preventer, Work Area 4 | THR-CW | City Water | [5 empty] | Equipment Location
132297 | THR-CW-BFP-WA4 | City Water, Back Flow Preventer, Work Area 4 | THR-GRK-WA4 | Building & Grounds Work Area 4 | [5 empty] | Equipment Location
40097 | FHO-CL | Cl & SO2 Gas Monitoring Systems | FHO-DIS | Disinfection | [5 empty] | Sub-Process
31596 | FCL-CL-SCRUBBER | CL & SO2 Scrubber System | FCL-SES | Safety and Environmental Services | [5 empty] | Sub-Process
52619 | FHO-WWW-T-0102-KQ | Clarifier 1 | FHO-WWW | Residue Management / Waste Water System |  |  |  | T |  | Equipment Location
52626 | FHO-WWW-T-0202-KQ | Clarifier 2 | FHO-WWW | Residue Management / Waste Water System |  |  |  | T |  | Equipment Location
15422 | FCL-TRW-1 | Clearwell | FCL-TRW | Treated Water |  |  |  | TRW |  | Sub-Process
27254 | FHO-TRW-CLEAR-WELL | Clear-well | FHO-TRW | Treated Water System | [5 empty] | Sub-Process
40243 | FHO-CLB-P-0301-KQ | Clearwell Sampling Pump 3 | FHO CLEARWELL | Sampling | Pump,Positive Displacement,Rotary Vane |  |  | P | x | Equipment Location
40248 | FHO-CLB-P-0401-KQ | Clearwell Sampling Pump 4 | FHO CLEARWELL | Sampling | Pump,Positive Displacement,Rotary Vane |  |  | P | x | Equipment Location
32929 | FIS-HVAC | Climate Control | FIS-MCS | Mechanical Services | [5 empty] | Sub-Process
10794 | FCL-ACC | Climate Control (HVAC) | FCL-MCS | Mechanical Services | [5 empty] | Sub-Process
23018 | FHO-DOZ-CL-CW | CLOSED LOOP COOLING WATER SYSTEM | FHO-DOZ | Ozonation System | [5 empty] | Sub-Process
18557 | FHA-GRK-PRTY-1000 | CMS Work Orders | FHA-GRK | Building & Grounds |  |  |  | PRTY | http://www.toronto.ca/TWONTO#defined_collection_of_assets | Equipment Location
83547 | TAB-CMS | CMS Work Orders | TAB-WORK-AREA-7 | Work Area 7 | [5 empty] | Process
83548 | TAB-CMS | CMS Work Orders | TAB-WORK-AREA-WWPW | TAB Work Area WWPW | [5 empty] | Process
31169 | FCL-ALM | Coagulation | FCL-PLT | Preliminary Treatment | [5 empty] | Sub-Process
132000 | THR-CG | Co-Generation | THR WORK AREA 3 | Plant Services | [5 empty] | Process
95890 | THR-CG-SB | Co-Generation Scubber, Digester Gas | THR-BG | Blended Gas | [5 empty] | Sub-Process
95891 | THR-CG-SB | Co-Generation Scubber, Digester Gas | THR-CG | Co-Generation | [5 empty] | Sub-Process
132080 | THR-CG-SB | Co-Generation Scubber, Digester Gas | THR-DIG | Digester | [5 empty] | Sub-Process
132081 | THR-CG-SB | Co-Generation Scubber, Digester Gas | THR-DIG-SB | Scrubbers, Digester Tanks 1-10 | [5 empty] | Sub-Process
132019 | THR-CG-ENG | Co-Generation, Engines | THR-CG | Co-Generation | [5 empty] | Equipment Location
2485 | COL COMMUNICATIONS | COL Communications | COL-SPC1 | Process Control Systems - Administrative | [5 empty] | Process
7528 | COL OIT | COL OIT | COL-SPC1 | Process Control Systems - Administrative | [5 empty] | Process
7530 | COL PLC | COL PLC | COL-SPC1 | Process Control Systems - Administrative | [5 empty] | Process
2487 | COL SCADA CLIENTS | COL SCADA Clients | COL-SPC1 | Process Control Systems - Administrative | [5 empty] | Process
2488 | COL SCADA SERVERS | COL SCADA Servers | COL-SPC1 | Process Control Systems - Administrative | [5 empty] | Process
2489 | COL SCADA SUPPORT | COL SCADA Support | COL-SPC1 | Process Control Systems - Administrative | [5 empty] | Process
9274 | COL-W-OBSOLETE | Col West Obsolete Entities | COL | Complex Systems | [5 empty] | Obsolete Entity
35715 | FHA-AUX-ANL-0010 | Colorimeter, Pocket CL2 | [5 empty] | ANL | http://www.toronto.ca/TWONTO#single_parameter_instrumentation | Division
35716 | FHA-AUX-ANL-0011 | Colorimeter, Pocket CL2 | [5 empty] | ANL | http://www.toronto.ca/TWONTO#single_parameter_instrumentation | Division
140449 | TNT-CSO | Combined Sewer Overflow and storage system | TNT-OF | Outfall, Weirs, CSO and Detention Tanks | [5 empty] | Sub-Process
107607 | TRK-COM-DON | COMBINED SEWERS - DON DRAINAGE AREA | TRK-COM | COMBINED SEWERS (ALTERNATE GL) | [5 empty] | Sub-Process
141258 | TRK-COM-HMR | COMBINED SEWERS - HUMBER DRAINAGE AREA | TRK-COM | COMBINED SEWERS (ALTERNATE GL) | [5 empty] | Sub-Process
141259 | TRK-COM-NTO | COMBINED SEWERS - NORTH TORONTO DRAINAGE AREA | TRK-COM | COMBINED SEWERS (ALTERNATE GL) | [5 empty] | Sub-Process
15307 | COL-PLB-P-0121B | Indicator, Pressure | COL-PLB-P-0121 | Pump, Centrifugal, Discharge Pump #2, Pump Floor | Meter |  | 34533 | P | x | Instrumentation Equipment
15308 | COL-PLB-P-0121B | Indicator, Pressure | COL-PLB-SUSPENDED | Longbranch P.S.suspended entities | Meter |  | 34533 | P | x | Instrumentation Equipment
141257 | TRK-COM | COMBINED SEWERS (ALTERNATE GL) | TRK-AGL | TRK (ALTERNATE GL) | [5 empty] | Process
147873 | YCS | Commissioners Street | WT&S | Water Treatment & Supply | [5 empty] | Facility
4898 | COL-PLV-CB-0001 | Circuit Breaker, | COL-PLV | Livingston Road Pumping Station | Circuit Breaker |  |  | CB | http://www.toronto.ca/TWONTO#breaker | Electrical Equipment
15670 | COL-PLV-CB-0001 | Circuit Breaker, | COL-PLV-MISC | Miscellaneous Equipment | Circuit Breaker |  |  | CB | http://www.toronto.ca/TWONTO#breaker | Electrical Equipment
28810 | COL-YCM | Commissioners yard | COL-EAST | East | [5 empty] | Process
80995 | TAB-WA6 | Common to Projects, Bldg. Services, Z Building | TAB-WORK-AREA-6 | Work Area 6 | [5 empty] | Process
80996 | TAB-WA6 | Common to Projects, Bldg. Services, Z Building | TAB-WORK-AREA-SEO | TAB Work Area SEO | [5 empty] | Process
119930 | TAB-WA1 | Common to WA1 - Safety, Bldg. Services, , etc. | TAB-WORK-AREA-1 | Work Area 1 | [5 empty] | Process
119931 | TAB-WA1 | Common to WA1 - Safety, Bldg. Services, , etc. | TAB-WORK-AREA-5 | Work Area 5 | [5 empty] | Process
119932 | TAB-WA1 | Common to WA1 - Safety, Bldg. Services, , etc. | TAB-WORK-AREA-LIQ | TAB Work Area Liq | [5 empty] | Process
87257 | THC-ELS-COM-0001 | Communication Equipment/Telephone | THC-ELS-NETWORK | Network, Plant Wide |  |  |  | COM | telephone_system | Electrical Equipment
125141 | THC-ELS-COM-0001 | Communication Equipment/Telephone | THC-GRK-MAINT | Building Maintenance |  |  |  | COM | telephone_system | Electrical Equipment
30418 | FCL EUS SERVER ROOM | Communication Switch | FCL-ADM-BLDG | Building Location | [5 empty] | Equipment Location
10791 | FCL SERVER ROOM | Communication Switch | FCL-SPC | Process Control Systems - Services Area | [5 empty] | Equipment Location
30423 | FCL SERVER ROOM | Communication Switch | FCL-ADM BLDG | Building Location | [5 empty] | Equipment Location
16067 | FHA EUS SERVER ROOM | Communication Switch | FHA-EUS | Production & End User Support | [5 empty] | Equipment Location
4901 | COL-PLV-FEQ-0001S | Fire Prevention, Extinguisher | COL-PLV | Livingston Road Pumping Station | Fire Prevention,Extinguisher |  | 42696 | FEQ | x | Obsolete Entity
4902 | COL-PLV-FEQ-0001S | Fire Prevention, Extinguisher | COL-PLV-MISC | Miscellaneous Equipment | Fire Prevention,Extinguisher |  | 42696 | FEQ | x | Obsolete Entity
4903 | COL-PLV-FEQ-0001S | Fire Prevention, Extinguisher | COL-W-OBSOLETE | Col West Obsolete Entities | Fire Prevention,Extinguisher |  | 42696 | FEQ | x | Obsolete Entity
35437 | FHA EUS SERVER ROOM | Communication Switch | FHA-SERVICE-BLDG | Building Location | [5 empty] | Equipment Location
16075 | FHA SERVER ROOM | Communication Switch | FHA-SERVICE BLDG | Building Location | [5 empty] | Equipment Location
35440 | FHA SERVER ROOM | Communication Switch | FHA-FILTER BLDG | Building Location | [5 empty] | Equipment Location
35441 | FHA SERVER ROOM | Communication Switch | FHA-SPC | Process Control Systems - Services Area | [5 empty] | Equipment Location
20938 | FHO EUS SERVER ROOM | Communication Switch | FHO-ADMIN-BLDG | Building Location | [5 empty] | Equipment Location
20939 | FHO EUS SERVER ROOM | Communication Switch | FHO-EUS | Production & End User Support | [5 empty] | Equipment Location
20948 | FHO SERVER ROOM | Communication Switch | FHO-SPC | Process Control Systems - Services Area | [5 empty] | Equipment Location
39008 | FHO SERVER ROOM | Communication Switch | FHO MAIN BLDG | Building Location | [5 empty] | Equipment Location
27928 | FIS EUS SERVER ROOM | Communication Switch | FIS-ADM-BLDG | Building Location | [5 empty] | Equipment Location
68261 | TAB EUS SERVER ROOM | Communication Switch | TAB-ADMIN-BLDG | Building Location | [5 empty] | Equipment Location
120627 | THC EUS SERVER ROOM | Communication Switch | THC-ADMIN-BLDG | Building Location | [5 empty] | Equipment Location
93010 | THR EUS SERVER ROOM | Communication Switch | THR-ADMIN-BLDG | Building Location | [5 empty] | Equipment Location
107863 | WTR EUS SERVER ROOM | Communication Switch | WTR-WORK AREA 1 | Building Location | [5 empty] | Equipment Location
116205 | YCS EUS SERVER ROOM | Communication Switch | YCS-ADMIN-BLDG | Building Location | [5 empty] | Equipment Location
116213 | YDA EUS SERVER ROOM | Communication Switch | YDA-ADMIN-BLDG | Building Location | [5 empty] | Equipment Location
116244 | YTF EUS SERVER ROOM | Communication Switch | YTF-A-BLDG | Building Location | [5 empty] | Equipment Location
116249 | YTF SPC SERVER ROOM | Communication Switch | YTF-A BLDG | Building Location | [5 empty] | Equipment Location
15083 | FCL-SPC-COM-0200 | Communication, Backup Core Closet Rack, Admin Building, Server Room | FCL-ADM BLDG | Building Location |  |  |  | COM | termination_panel | Electrical Equipment
34767 | FCL-SPC-COM-1222 | Communication, Ethernet to RS485 Gateway, High Lift B1, Switchgear Room, RPU-1222/1223 Panel | FCL-SPC | Process Control Systems - Services Area |  |  |  | COM | termination_panel | Electrical Equipment
15095 | FCL-SPC-COM-1221 | Communication, Ethernet to RS485 Gateway, High Lift Electrical Room RPU-1221 Panel | FCL-SPC | Process Control Systems - Services Area |  |  |  | COM | termination_panel | Electrical Equipment
34768 | FCL-SPC-COM-1224 | Communication, Ethernet to RS485 Gateway, High Lift Electrical Room, RPU-1224 Panel | FCL-SPC | Process Control Systems - Services Area |  |  |  | COM | termination_panel | Electrical Equipment
15156 | FCL-SPC-COM-1823 | Communication, Ethernet to RS485 Gateway, Low Lift Pump Room, RPU-1823 Panel | FCL-RAW WATER BLDG | Building Location |  |  |  | COM | termination_panel | Electrical Equipment
34783 | FCL-SPC-COM-1825 | Communication, Ethernet to RS485 Gateway, Low Lift Switchgear Room, RPU-1825 Panel | FCL-RAW WATER BLDG | Building Location |  |  |  | COM | termination_panel | Electrical Equipment
34784 | FCL-SPC-COM-1911 | Communication, Multinet, RMF Centrifuge Building, Control Room, RPU-1921 Panel | FCL-CENTRIFUGE BLDG | Building Location |  |  |  | COM | termination_panel | Electrical Equipment
34789 | FCL-SPC-COM-2111 | Communication, Multinet, RMF Clarification Facility, Electrical Room, RPU-2121 Panel | FCL-SPC | Process Control Systems - Services Area |  |  |  | COM | termination_panel | Electrical Equipment
34764 | FCL-SPC-COM-0100 | Communication, Primary Core Closet Rack, Admin Building, Server Room | FCL-ADM BLDG | Building Location |  |  |  | COM | http://www.toronto.ca/TWONTO#network_panel | Electrical Equipment
34763 | FCL-SPC-COM-0001 | Communication, Router, Admin Building, Server Room | FCL-ADM BLDG | Building Location |  |  |  | COM | http://www.toronto.ca/TWONTO#network_panel | Electrical Equipment
15084 | FCL-SPC-COM-0300 | Communication, Server Closet, Admin Building Server Room | FCL-ADM BLDG | Building Location |  |  |  | COM | http://www.toronto.ca/TWONTO#network_panel | Electrical Equipment
15085 | FCL-SPC-COM-0400 | Communication, Server Closet, Admin Building Server Room | FCL-ADM BLDG | Building Location |  |  |  | COM | http://www.toronto.ca/TWONTO#network_panel | Electrical Equipment
15086 | FCL-SPC-COM-0500 | Communication, Server Closet, Admin Building, Server Room | FCL-ADM BLDG | Building Location |  |  |  | COM | http://www.toronto.ca/TWONTO#network_panel | Electrical Equipment
15087 | FCL-SPC-COM-0600 | Communication, Server Closet, Admin Building, Server Room | FCL-ADM BLDG | Building Location |  |  |  | COM | http://www.toronto.ca/TWONTO#network_panel | Electrical Equipment
79133 | TAB-SPC-COM | Communications Equipment Location | TAB-THK-INQ | Floatation - Instrumentation Equipment | [5 empty] | Equipment Location
7526 | COL | Complex Systems | OS | Operational Support | [5 empty] | Facility
20941 | FHO FILTERED WATER | Composite Sampling | FHO-SAMP | Sampling Systems | [5 empty] | Sub-Process
25064 | FHO-FLT-P-2101A-KQ | Composite Water Supply Sampling Pumping | FHO FILTERED WATER | Composite Sampling |  |  |  | P | x | Equipment Location
44994 | FHO-FLT-P-2101B-KQ | Composite Water Supply Sampling Pumping | FHO FILTERED WATER | Composite Sampling |  |  |  | P | x | Equipment Location
79010 | TAB-SLO-V | Compressed Air Equipment, Truck Loading | TAB-SLO-TLF | Biosolid Truck Loadout | [5 empty] | Equipment Location
117899 | TAB-SA-FN | Compressor Supply Air | TAB-AUX-C | Auxiliary Building - Compressed Service Air Equipment | [5 empty] | Mechanical Equipment
131727 | THR-AI-C-WA4 | Compressor, Instrument Air | THR-FT | Final Tank | [5 empty] | Equipment Location
137274 | THR-OCS-C | Compressor, Ozone Generator, Odour Control | THR-OCS | Odour Control System | [5 empty] | Equipment Location
137275 | THR-OCS-C | Compressor, Ozone Generator, Odour Control | THR-OCS-OZ | Odour Control System, Ozonator | [5 empty] | Equipment Location
10678 | ECC-OFFICE | Computer Location | ECC-ADMIN-BLDG | Building Location | [5 empty] | Equipment Location
33204 | FCL-EUS-CONTROL-ROOM | Computer Location | FCL-ADM-BLDG | Building Location | [5 empty] | Equipment Location
12951 | FCL-EUS-SERVER-ROOM | Computer Location | FCL-ADM-BLDG | Building Location | [5 empty] | Equipment Location
15740 | COL-PLV-P-0001 | Pump, Centrifugal, Sump | COL-PLV | Livingston Road Pumping Station | Pump |  | 34126 | P | x | Mechanical Equipment
15741 | COL-PLV-P-0001 | Pump, Centrifugal, Sump | COL-PLV-MISC | Miscellaneous Equipment | Pump |  | 34126 | P | x | Mechanical Equipment
12952 | FCL-EUS-TRAIN-ROOM | Computer Location | FCL-ADM-BLDG | Building Location | [5 empty] | Equipment Location
13673 | FCL-OFFICE | Computer Location | FCL-ADM-BLDG | Building Location | [5 empty] | Equipment Location
16061 | FHA ALUM ROOM | Computer Location | FHA-SERVICE BLDG | Building Location | [5 empty] | Equipment Location
16062 | FHA CENTRIFUGE CTL | Computer Location | FHA-RMF BLDG | Building Location | [5 empty] | Equipment Location
16064 | FHA CONTROL ROOM | Computer Location | FHA-FILTER BLDG | Building Location | [5 empty] | Equipment Location
16065 | FHA CORRIDOR | Computer Location | FHA-RMF BLDG | Building Location | [5 empty] | Equipment Location
35438 | FHA FILTER GALLERY | Computer Location | FHA-FILTER BLDG | Building Location | [5 empty] | Equipment Location
16069 | FHA OPERATORS LAB | Computer Location | FHA-FILTER BLDG | Building Location | [5 empty] | Equipment Location
16070 | FHA PCS OFFICE | Computer Location | FHA-PUMP BLDG | Building Location | [5 empty] | Equipment Location
16071 | FHA RMF VESTIBULE | Computer Location | FHA-SERVICE BLDG | Building Location | [5 empty] | Equipment Location
35442 | FHA SWITCHGEAR ROOM | Computer Location | FHA-PUMP BLDG | Building Location | [5 empty] | Equipment Location
16345 | FHA-ALUM-TOWER | Computer Location | FHA-EUS | Production & End User Support | [5 empty] | Equipment Location
18716 | FHA-OFFICE | Computer Location | FHA-SERVICE-BLDG | Building Location | [5 empty] | Equipment Location
4953 | COL-PMD-CB-0001 | Breaker, Main Electrical | COL-PMD-MISC | Miscellaneous Equipment | Circuit Breaker |  |  | CB | http://www.toronto.ca/TWONTO#breaker | Electrical Equipment
15762 | COL-PMD-CB-0001 | Breaker, Main Electrical | COL-PMD | Midland Pumping Station | Circuit Breaker |  |  | CB | http://www.toronto.ca/TWONTO#breaker | Electrical Equipment
15763 | COL-PMD-CH-0001 | Chamber, Inlet | COL-PMD | Midland Pumping Station | Chamber |  |  | CH | http://www.toronto.ca/TWONTO#equipment_or_access_chamber | Mechanical Equipment
15764 | COL-PMD-CH-0001 | Chamber, Inlet | COL-PMD-MISC | Miscellaneous Equipment | Chamber |  |  | CH | http://www.toronto.ca/TWONTO#equipment_or_access_chamber | Mechanical Equipment
4954 | COL-PMD-CH-0002 | Chamber, Overflow | COL-PMD | Midland Pumping Station | Chamber |  |  | CH | http://www.toronto.ca/TWONTO#equipment_or_access_chamber | Mechanical Equipment
4955 | COL-PMD-CH-0002 | Chamber, Overflow | COL-PMD-MISC | Miscellaneous Equipment | Chamber |  |  | CH | http://www.toronto.ca/TWONTO#equipment_or_access_chamber | Mechanical Equipment
20930 | FHO CHEMICAL ALLEY | Computer Location | FHO-SPC | Process Control Systems - Services Area | [5 empty] | Equipment Location
38984 | FHO CHEMICAL ALLEY | Computer Location | FHO MAIN BLDG | Building Location | [5 empty] | Equipment Location
20931 | FHO CHLORINE FEEDER | Computer Location | FHO MAIN BLDG | Building Location | [5 empty] | Equipment Location
38985 | FHO CHLORINE FEEDER | Computer Location | FHO-SPC | Process Control Systems - Services Area | [5 empty] | Equipment Location
38986 | FHO CLARIFIER CORRID | Computer Location | FHO WASTE WATER BLDG | Building Location | [5 empty] | Equipment Location
38987 | FHO CLARIFIER CORRID | Computer Location | FHO-SPC | Process Control Systems - Services Area | [5 empty] | Equipment Location
20932 | FHO CONTROL ROOM | Computer Location | FHO-SPC | Process Control Systems - Services Area | [5 empty] | Equipment Location
38990 | FHO CONTROL ROOM | Computer Location | FHO MAIN BLDG | Building Location | [5 empty] | Equipment Location
20933 | FHO ELECTRICAL ROOM | Computer Location | FHO-SPC | Process Control Systems - Services Area | [5 empty] | Equipment Location
38991 | FHO ELECTRICAL ROOM | Computer Location | FHO SURGE BLDG | Building Location | [5 empty] | Equipment Location
38992 | FHO EUS CONTROL ROOM | Computer Location | FHO-ADMIN-BLDG | Building Location | [5 empty] | Equipment Location
38993 | FHO EUS CONTROL ROOM | Computer Location | FHO-EUS | Production & End User Support | [5 empty] | Equipment Location
20935 | FHO EUS MACH ELEC | Computer Location | FHO-ADMIN-BLDG | Building Location | [5 empty] | Equipment Location
20936 | FHO EUS MACH ELEC | Computer Location | FHO-EUS | Production & End User Support | [5 empty] | Equipment Location
20937 | FHO EUS MACH SHOP | Computer Location | FHO-EUS | Production & End User Support | [5 empty] | Equipment Location
38994 | FHO EUS MACH SHOP | Computer Location | FHO-ADMIN-BLDG | Building Location | [5 empty] | Equipment Location
20940 | FHO EUS TRAIN ROOM | Computer Location | FHO-EUS | Production & End User Support | [5 empty] | Equipment Location
38997 | FHO EUS TRAIN ROOM | Computer Location | FHO-ADMIN-BLDG | Building Location | [5 empty] | Equipment Location
38998 | FHO FILTER GALLERY | Computer Location | FHO MAIN BLDG | Building Location | [5 empty] | Equipment Location
38999 | FHO FILTER GALLERY | Computer Location | FHO-SPC | Process Control Systems - Services Area | [5 empty] | Equipment Location
39001 | FHO OFFICE | Computer Location | FHO MAIN BLDG | Building Location | [5 empty] | Equipment Location
39002 | FHO OFFICE | Computer Location | FHO-SPC | Process Control Systems - Services Area | [5 empty] | Equipment Location
20945 | FHO RAW WATER | Computer Location | FHO MAIN BLDG | Building Location | [5 empty] | Equipment Location
20946 | FHO RAW WATER | Computer Location | FHO-SPC | Process Control Systems - Services Area | [5 empty] | Equipment Location
39010 | FHO SWITCHGEAR ROOM | Computer Location | FHO MAIN BLDG | Building Location | [5 empty] | Equipment Location
39011 | FHO SWITCHGEAR ROOM | Computer Location | FHO-SPC | Process Control Systems - Services Area | [5 empty] | Equipment Location
45626 | FHO-OFFICE | Computer Location | FHO-ADMIN-BLDG | Building Location | [5 empty] | Equipment Location
32997 | FIS-OFFICE | Computer Location | FIS-ADM-BLDG | Building Location | [5 empty] | Equipment Location
53111 | NYCC-OFFICE | Computer Location | YMH-ADMIN-BLDG | Building Location | [5 empty] | Equipment Location
67260 | NYCC-OFFICE | Computer Location | NYCC-ADMIN-BLDG | Building Location | [5 empty] | Equipment Location
67467 | SCC-OFFICE | Computer Location | SCC-ADMIN-BLDG | Building Location | [5 empty] | Equipment Location
74290 | TAB-OFFICE | Computer Location | TAB-ADMIN-BLDG | Building Location | [5 empty] | Equipment Location
87156 | THC-ELEC-SHOP | Computer Location | THC-OLD-SECTION-BLDG | Building Location | [5 empty] | Equipment Location
90004 | THC-OFFICE | Computer Location | THC-ADMIN-BLDG | Building Location | [5 empty] | Equipment Location
137472 | THR-OFFICE | Computer Location | THR-ADMIN-BLDG | Building Location | [5 empty] | Equipment Location
140999 | TNT-OFFICE | Computer Location | TNT-ADMIN-BLDG | Building Location | [5 empty] | Equipment Location
110357 | WTR-OWR-OFFICE | Computer Location | WTR-WORK AREA 1 | Building Location | [5 empty] | Equipment Location
111358 | WTR-PHL OFFICE | Computer Location | WTR-WA3 | District West Location | [5 empty] | Equipment Location
111690 | WTR-PHL-OFFICE | Computer Location | WTR-WORK AREA 1 | Building Location | [5 empty] | Equipment Location
144533 | WTR-PHL-OFFICE | Computer Location | WTR-WORK AREA 3 | Building Location | [5 empty] | Equipment Location
144746 | WTR-PJS OFFICE | Computer Location | WTR-WA1 | District East Location | [5 empty] | Equipment Location
112325 | WTR-PJS-OFFICE | Computer Location | WTR-WORK AREA 1 | Building Location | [5 empty] | Equipment Location
112682 | WTR-PKL-OFFICE | Computer Location | WTR-WORK AREA 3 | Building Location | [5 empty] | Equipment Location
113099 | WTR-PLW-OFFICE | Computer Location | WTR-WORK AREA 1 | Building Location | [5 empty] | Equipment Location
113100 | WTR-PLW-OFFICE | Computer Location | WTR-WORK AREA 3 | Building Location | [5 empty] | Equipment Location
115973 | WTR-SCA-OFFICE | Computer Location | WTR-WORK AREA 1 | Building Location | [5 empty] | Equipment Location
147808 | YCH-OFFICE | Computer Location | YCH-ADMIN-BLDG | Building Location | [5 empty] | Equipment Location
116208 | YCS-CHEM-LAB | Computer Location | YCS-ADMIN-BLDG | Building Location | [5 empty] | Equipment Location
116210 | YCS-OFFICE | Computer Location | YCS-ADMIN-BLDG | Building Location | [5 empty] | Equipment Location
116215 | YDA-IWC-OFFICE | Computer Location | YDA-ADMIN-BLDG | Building Location | [5 empty] | Equipment Location
147880 | YDA-LAB-OFFICE | Computer Location | YDA-ADMIN-BLDG | Building Location | [5 empty] | Equipment Location
116230 | YMH-18TH-OFFICE | Computer Location | YMH-ADMIN-BLDG | Building Location | [5 empty] | Equipment Location
116231 | YMH-19TH-OFFICE | Computer Location | YMH-ADMIN-BLDG | Building Location | [5 empty] | Equipment Location
147891 | YMH-21ST-OFFICE | Computer Location | YMH-ADMIN-BLDG | Building Location | [5 empty] | Equipment Location
116237 | YQQ-OFFICE | Computer Location | YQQ-ADMIN-BLDG | Building Location | [5 empty] | Equipment Location
147897 | YTF BLDG-A OFFICE | Computer Location | YTF-A-BLDG | Building Location | [5 empty] | Equipment Location
116240 | YTF BLDG-B EOC | Computer Location | YTF-B-BLDG | Building Location | [5 empty] | Equipment Location
147898 | YTF BLDG-B OFFICE | Computer Location | YTF-B-BLDG | Building Location | [5 empty] | Equipment Location
147899 | YTF BLDG-C OFFICE | Computer Location | YTF-A-BLDG | Building Location | [5 empty] | Equipment Location
147900 | YTF BLDG-C OFFICE | Computer Location | YTF-C-BLDG | Building Location | [5 empty] | Equipment Location
5682 | COL-PMP-FEQ-0001S | Fire Prevention, Extinguisher | COL-PMP | Mount Pleasant Sewage Pumping Station | Fire Prevention,Extinguisher |  | 40171 | FEQ | x | Obsolete Entity
5683 | COL-PMP-FEQ-0001S | Fire Prevention, Extinguisher | COL-W-OBSOLETE | Col West Obsolete Entities | Fire Prevention,Extinguisher |  | 40171 | FEQ | x | Obsolete Entity
10679 | ECC-STORE | Computer Storage Location | ECC-EUS | Production & End User Support | [5 empty] | Equipment Location
34911 | FCL-STORE | Computer Storage Location | FCL-EUS | Production & End User Support | [5 empty] | Equipment Location
38252 | FHA-STORE | Computer Storage Location | FHA-EUS | Production & End User Support | [5 empty] | Equipment Location
38995 | FHO EUS STORE | Computer Storage Location | FHO-ADMIN-BLDG | Building Location | [5 empty] | Equipment Location
38996 | FHO EUS STORE | Computer Storage Location | FHO-EUS | Production & End User Support | [5 empty] | Equipment Location
5688 | COL-PMT-BFP-0001 | Back Flow Preventer | COL-PMT-MISC | Miscellaneous Equipment | Valve,Backflow Preventer |  |  | BFP | http://www.toronto.ca/TWONTO#backflow_preventer | Mechanical Equipment
27209 | FHO-STORE | Computer Storage Location | FHO-ITM | Integrated Technology Management | [5 empty] | Equipment Location
52098 | FHO-STORE | Computer Storage Location | FHO-EUS | Production & End User Support | [5 empty] | Equipment Location
41643 | FIS-STORE | Computer Storage Location | FIS-EUS | Production & End User Support | [5 empty] | Equipment Location
79148 | TAB-STORE | Computer Storage Location | TAB-EUS | Production & End User Support | [5 empty] | Equipment Location
104960 | THR-STORE | Computer Storage Location | THR-EUS | Production & End User Support | [5 empty] | Equipment Location
107490 | TNT-STORE | Computer Storage Location | TNT-EUS | Production & End User Support | [5 empty] | Equipment Location
115978 | WTR-STORE | Computer Storage Location | WTR-EUS | Production & End User Support | [5 empty] | Equipment Location
147876 | YCS-STORE | Computer Storage Location | YCS-EUS | Production & End User Support | [5 empty] | Equipment Location
116216 | YDA-STORE | Computer Storage Location | YDA-EUS | Production & End User Support | [5 empty] | Equipment Location
147893 | YMH-STORE | Computer Storage Location | YMH-EUS | Production & End User Support | [5 empty] | Equipment Location
148114 | YTF-STORE | Computer Storage Location | YTF EUS | Production & End User Support | [5 empty] | Equipment Location
116726 | YTF-VSTORE | Computer Storage Location | YTF EUS | Production & End User Support | [5 empty] | Equipment Location
34792 | FCL-SPC-CPU-0601 | Computer, File Server (FCLPFH01), Admin Building, Server Room, Server Cabinet COM-0600 | FCL-SPC | Process Control Systems - Services Area |  |  |  | CPU | http://www.toronto.ca/TWONTO#server_appliance | Electrical Equipment
30511 | FCL-ACC-CU-0901 | Condenser, RMF Clarification Facility, HVAC Room North | FCL-ACC-RMF | Residue Management HVAC Equipment |  |  |  | CU | http://www.toronto.ca/TWONTO#AC_condenser_unit | Electrical Equipment
10846 | FCL-ACC-CU-0301 | Condensing Unit, Admin Building AC-0301, High Lift/Admin Building Roof Above Computer Room | FCL-ACC-ADMIN | Administration Building HVAC Equipment |  |  |  | CU | http://www.toronto.ca/TWONTO#AC_condenser_unit | Electrical Equipment
10847 | FCL-ACC-CU-0303 | Condensing Unit, Admin Building AHU-0303, Admin Building Roof North/East | FCL-ACC-AHU-0303 | Air Handling Unit, Roof Top, Admin Building Top of N/E Stairwell |  |  |  | CU | http://www.toronto.ca/TWONTO#AC_condenser_unit | Mechanical Equipment
64892 | TAB-CBM | Condition Based Monitoring | TAB | Ashbridges Bay Treatment Plant | [5 empty] | Work Area
34363 | FCL-SES-6 | Confined Space Entry and Industrial Hygene | FCL-SES | Safety and Environmental Services |  |  |  | SES |  | Sub-Process
62062 | MCP | CONTRACT ADMINISTRATION | DOS | DIVISIONAL OPERATIONS SERVICES | [5 empty] | Work Area
2950 | COL-PBF-CP-0200 | Control Panel | COL-PBF-MISC | Miscellaneous Equipment | Control Panel |  |  | CP | http://www.toronto.ca/TWONTO#process_control_panel | Electrical Equipment
9316 | COL-PBF-CP-0300 | Control Panel | COL-PBF-MISC | Miscellaneous Equipment | Control Panel |  |  | CP | http://www.toronto.ca/TWONTO#process_control_panel | Electrical Equipment
15671 | COL-PLV-COM-0001 | Control Panel | COL-PLV | Livingston Road Pumping Station | Control Panel |  |  | COM | http://www.toronto.ca/TWONTO#process_control_panel | Electrical Equipment
15672 | COL-PLV-COM-0001 | Control Panel | COL-PLV-MISC | Miscellaneous Equipment | Control Panel |  |  | COM | http://www.toronto.ca/TWONTO#process_control_panel | Electrical Equipment
4899 | COL-PLV-CP-0001 | Control Panel | COL-PLV-MISC | Miscellaneous Equipment | Control Panel |  |  | CP | http://www.toronto.ca/TWONTO#process_control_panel | Electrical Equipment
15673 | COL-PLV-CP-0001 | Control Panel | COL-PLV | Livingston Road Pumping Station | Control Panel |  |  | CP | http://www.toronto.ca/TWONTO#process_control_panel | Electrical Equipment
15674 | COL-PLV-CP-0002 | Control Panel | COL-PLV | Livingston Road Pumping Station | Control Panel |  |  | CP | http://www.toronto.ca/TWONTO#process_control_panel | Electrical Equipment
15675 | COL-PLV-CP-0002 | Control Panel | COL-PLV-MISC | Miscellaneous Equipment | Control Panel |  |  | CP | http://www.toronto.ca/TWONTO#process_control_panel | Electrical Equipment
4930 | COL-PLV-RPU-0001 | Control Panel | COL-PLV-MISC | Miscellaneous Equipment | Control Panel |  |  | RPU |  | Electrical Equipment
15743 | COL-PLV-RPU-0001 | Control Panel | COL-PLV | Livingston Road Pumping Station | Control Panel |  |  | RPU |  | Electrical Equipment
31739 | FCL-CLB-CP-0001 | Control Panel, After Post Sampling Pumps 0001A&B, Dewatering Pumps Area Second Level | FCL-CLB-P-0001A | Pump, Centrifugal, After Post, Sampling Pumps, Dewatering Pumps Area Second Level |  |  |  | CP | http://www.toronto.ca/TWONTO#process_control_panel | Electrical Equipment
12238 | FCL-DCL-CP-0002 | Control Panel, After SO2 Sample Pumps 0002A-B, Dewatering Pump Area Ground Level | FCL-DCL-P-0002A | Pump, Centrifugal, Sampling After SO2, Decant Liquor, Sampling Pumps |  |  |  | CP | http://www.toronto.ca/TWONTO#process_control_panel | Electrical Equipment
4306 | COL-PHF-CP-0001 | Control Panel, Alarm | COL-PHF | Highfield Sewage Pumping Station | Control Panel |  |  | CP | http://www.toronto.ca/TWONTO#annunciator_panel | Electrical Equipment
5784 | COL-PMY-AHU-0001 | Air Handling Unit | COL-PMY | Maryport Sewage Pumping Station | Air Handling Unit |  |  | AHU | http://www.toronto.ca/TWONTO#air_handler_unit | Electrical Equipment
5785 | COL-PMY-AHU-0001 | Air Handling Unit | COL-PMY-MISC | Miscellaneous Equipment | Air Handling Unit |  |  | AHU | http://www.toronto.ca/TWONTO#air_handler_unit | Electrical Equipment
4307 | COL-PHF-CP-0001 | Control Panel, Alarm | COL-PHF-MISC | Miscellaneous Equipment | Control Panel |  |  | CP | http://www.toronto.ca/TWONTO#annunciator_panel | Electrical Equipment
11984 | FCL-CL-CP-0001 | Control Panel, Area, Mimic, Chlorination System, Control Room, Gaseous Chemical Building | FCL-CLA | Pre-Chlorination |  |  |  | CP | http://www.toronto.ca/TWONTO#process_control_panel | Electrical Equipment
31880 | FCL-DCL-CP-0003 | Control Panel, Area, Mimic, Sulphur Dioxide System, Control Room, Gaseous Chemical Building | FCL-DCL | Sulphur Dioxide System |  |  |  | CP | http://www.toronto.ca/TWONTO#process_control_panel | Electrical Equipment
13682 | FCL-PAC-CP-0301 | Control Panel, Area, PAC System Control Panel, Dry Chemical Building | FCL-PAC-T-0301 | Tank, Storage, Powder Activated Carbon, ry Chemical Building PAC Tanks |  |  |  | CP | http://www.toronto.ca/TWONTO#process_control_panel | Electrical Equipment
5789 | COL-PMY-C-0001 | Compressor, Air | COL-PMY | Maryport Sewage Pumping Station | Compressor |  |  | C | http://www.toronto.ca/TWONTO#compressor | Mechanical Equipment
16977 | COL-PMY-C-0001 | Compressor, Air | COL-PMY-MISC | Miscellaneous Equipment | Compressor |  |  | C | http://www.toronto.ca/TWONTO#compressor | Mechanical Equipment
16978 | COL-PMY-CAP-0001 | Capacitor, MCC-0001 | COL-PMY | Maryport Sewage Pumping Station | Capacitor |  |  | CAP | http://www.toronto.ca/TWONTO#capacitor | Electrical Equipment
16979 | COL-PMY-CAP-0001 | Capacitor, MCC-0001 | COL-PMY-MISC | Miscellaneous Equipment | Capacitor |  |  | CAP | http://www.toronto.ca/TWONTO#capacitor | Electrical Equipment
16980 | COL-PMY-CAP-0002 | Capacitor, MCC-0001 | COL-PMY | Maryport Sewage Pumping Station | Capacitor |  |  | CAP | http://www.toronto.ca/TWONTO#capacitor | Electrical Equipment
16981 | COL-PMY-CAP-0002 | Capacitor, MCC-0001 | COL-PMY-MISC | Miscellaneous Equipment | Capacitor |  |  | CAP | http://www.toronto.ca/TWONTO#capacitor | Electrical Equipment
5790 | COL-PMY-CAP-0003 | Capacitor, MCC-0002 | COL-PMY | Maryport Sewage Pumping Station | Capacitor |  |  | CAP | http://www.toronto.ca/TWONTO#capacitor | Electrical Equipment
5791 | COL-PMY-CAP-0003 | Capacitor, MCC-0002 | COL-PMY-MISC | Miscellaneous Equipment | Capacitor |  |  | CAP | http://www.toronto.ca/TWONTO#capacitor | Electrical Equipment
5792 | COL-PMY-CAP-0004 | Capacitor, MCC-0002 | COL-PMY | Maryport Sewage Pumping Station | Capacitor |  |  | CAP | http://www.toronto.ca/TWONTO#capacitor | Electrical Equipment
5793 | COL-PMY-CAP-0004 | Capacitor, MCC-0002 | COL-PMY-MISC | Miscellaneous Equipment | Capacitor |  |  | CAP | http://www.toronto.ca/TWONTO#capacitor | Electrical Equipment
5794 | COL-PMY-CAP-0005 | Capacitor, MCC-0002 | COL-PMY | Maryport Sewage Pumping Station | Capacitor |  |  | CAP | http://www.toronto.ca/TWONTO#capacitor | Electrical Equipment
5795 | COL-PMY-CAP-0005 | Capacitor, MCC-0002 | COL-PMY-MISC | Miscellaneous Equipment | Capacitor |  |  | CAP | http://www.toronto.ca/TWONTO#capacitor | Electrical Equipment
16982 | COL-PMY-CB-0001 | Breaker, Main Incoming Power | COL-PMY | Maryport Sewage Pumping Station | Circuit Breaker |  |  | CB | http://www.toronto.ca/TWONTO#breaker | Electrical Equipment
16983 | COL-PMY-CB-0001 | Breaker, Main Incoming Power | COL-PMY-MISC | Miscellaneous Equipment | Circuit Breaker |  |  | CB | http://www.toronto.ca/TWONTO#breaker | Electrical Equipment
5796 | COL-PMY-CB-0002 | Breaker, Emergency Power Supply | COL-PMY | Maryport Sewage Pumping Station | Circuit Breaker |  |  | CB | http://www.toronto.ca/TWONTO#breaker | Electrical Equipment
16984 | COL-PMY-CB-0002 | Breaker, Emergency Power Supply | COL-PMY-MISC | Miscellaneous Equipment | Circuit Breaker |  |  | CB | http://www.toronto.ca/TWONTO#breaker | Electrical Equipment
5797 | COL-PMY-CB-0003 | Breaker, Power Supply | COL-PMY-MISC | Miscellaneous Equipment | Circuit Breaker |  |  | CB | http://www.toronto.ca/TWONTO#breaker | Electrical Equipment
16985 | COL-PMY-CB-0003 | Breaker, Power Supply | COL-PMY | Maryport Sewage Pumping Station | Circuit Breaker |  |  | CB | http://www.toronto.ca/TWONTO#breaker | Electrical Equipment
33837 | FCL-PAC-CP-0201 | Control Panel, Auxiliary, PAC System, Dry Chemical Building | FCL-PAC-T-0201 | Tank, Storage, Powder Activated Carbon, Dry Chemical Building PAC Tanks |  |  |  | CP | http://www.toronto.ca/TWONTO#process_control_panel | Electrical Equipment
3271 | COL-PBY-CP-0003 | Control Panel, Backup float relay | COL-PBY-MISC | Miscellaneous Equipment | Control Panel |  |  | CP | http://www.toronto.ca/TWONTO#process_control_panel | Electrical Equipment
31879 | FCL-DCL-CP-0001 | Control Panel, Before SO2 Sample Pumps 0001A-B, Dewatering Pump Area Ground Level | FCL-DCL-P-0001A | Pump, Centrifugal, Sampling Before SO2, Decant Liquor, Sampling Pumps |  |  |  | CP | http://www.toronto.ca/TWONTO#process_control_panel | Electrical Equipment
11909 | FCL-CCS-CP-0102 | Control Panel, CCS Sample Pump, Low Lift PS Building | FCL-CCS | Corrosion Control System |  |  |  | CP | http://www.toronto.ca/TWONTO#process_control_panel | Electrical Equipment
35247 | FCL-WWW-CP-5501 | Control Panel, Centrifuge CF-5501, RMF Centrifuge Facility, Centrifuge Room | FCL-WWW-CF-5501 | Centrifuge Dewatering, West |  |  |  | CP | http://www.toronto.ca/TWONTO#process_control_panel | Electrical Equipment
35251 | FCL-WWW-CP-5601 | Control Panel, Centrifuge CF-5601, RMF Centrifuge Facility, Centrifuge Room | FCL-WWW-CF-5601 | Centrifuge Dewatering, East |  |  |  | CP | http://www.toronto.ca/TWONTO#process_control_panel | Electrical Equipment
15871 | FCL-WWW-CP-1100 | Control Panel, Clarifier T-1100 Sludge Collectors, RMF Clarification Facility Service Platform | FCL-WWW-T-1100 | Tank, Clarifier, North, RMF Clarification Facility |  |  |  | CP | http://www.toronto.ca/TWONTO#process_control_panel | Electrical Equipment
35245 | FCL-WWW-CP-1200 | Control Panel, Clarifier T-1200 Sludge Collectors, RMF Clarification Facility Service Platform | FCL-WWW-T-1200 | Tank, Clarifier, South, RMF Clarification Facility |  |  |  | CP | http://www.toronto.ca/TWONTO#process_control_panel | Electrical Equipment
15475 | FCL-TRW-CP-0001A | Control Panel, Clearwell Inlet Gates, Filter Gallery above Clearwell Vestibule | FCL-TRW-G-0001A | Gate, Sluice, Actuated, Inlet, Clearwell WEL-0101 South, Clearwell Vestibule |  |  |  | CP | http://www.toronto.ca/TWONTO#process_control_panel | Electrical Equipment
5803 | COL-PMY-CP-0005 | Control Panel, Combination Starter | COL-PMY-MISC | Miscellaneous Equipment | Control Panel |  |  | CP | http://www.toronto.ca/TWONTO#process_control_panel | Electrical Equipment
16989 | COL-PMY-CP-0005 | Control Panel, Combination Starter | COL-PMY | Maryport Sewage Pumping Station | Control Panel |  |  | CP | http://www.toronto.ca/TWONTO#process_control_panel | Electrical Equipment
53756 | SWM-PWD-CP-0003 | Control Panel, Diesel Engine Alarm Control Panel | SWM-PWD-MISC | Miscellaneous Equipment | Control Panel |  |  | CP | http://www.toronto.ca/TWONTO#annunciator_panel | Electrical Equipment
67964 | SWM-PWD-CP-0003 | Control Panel, Diesel Engine Alarm Control Panel | SWM-PWD | Warden Storm | Control Panel |  |  | CP | http://www.toronto.ca/TWONTO#annunciator_panel | Electrical Equipment
53760 | SWM-PWD-CP-0006 | Control Panel, Diesel Engine Duty Control Panel | SWM-PWD | Warden Storm | Control Panel |  |  | CP | http://www.toronto.ca/TWONTO#process_control_panel | Electrical Equipment
53761 | SWM-PWD-CP-0006 | Control Panel, Diesel Engine Duty Control Panel | SWM-PWD-MISC | Miscellaneous Equipment | Control Panel |  |  | CP | http://www.toronto.ca/TWONTO#process_control_panel | Electrical Equipment
3242 | COL-PBR-LP-0001 | Control Panel, Electrical | COL-PBR-MISC | Miscellaneous Equipment | Control Panel |  |  | LP | http://www.toronto.ca/TWONTO#LV_electrical_panel | Electrical Equipment
9556 | COL-PBR-LP-0001 | Control Panel, Electrical | COL-PBR | Berry Road Sewage Pumping Station | Control Panel |  |  | LP | http://www.toronto.ca/TWONTO#LV_electrical_panel | Electrical Equipment
3406 | COL-PCP-TR-0001 | Control Panel, Electrical | COL-PCP-MISC | Miscellaneous Equipment | Transformer |  |  | TR |  | Electrical Equipment
9805 | COL-PCP-TR-0001 | Control Panel, Electrical | COL-PCP | Copeland Pumping Station | Transformer |  |  | TR |  | Electrical Equipment
3744 | COL-PEV-CP-0002 | Control Panel, Electrical | COL-PEV | Ellis Sewage Pumping Station | Control Panel |  |  | CP | http://www.toronto.ca/TWONTO#process_control_panel | Electrical Equipment
3745 | COL-PEV-CP-0002 | Control Panel, Electrical | COL-PEV-MISC | Miscellaneous Equipment | Control Panel |  |  | CP | http://www.toronto.ca/TWONTO#process_control_panel | Electrical Equipment
3940 | COL-PFB-LP-0001 | Control Panel, Electrical | COL-PFB | Fallingbrook Pumping Station | Control Panel |  |  | LP | http://www.toronto.ca/TWONTO#LV_electrical_panel | Electrical Equipment
13400 | COL-PFB-LP-0001 | Control Panel, Electrical | COL-PFB-MISC | Miscellaneous Equipment | Control Panel |  |  | LP | http://www.toronto.ca/TWONTO#LV_electrical_panel | Electrical Equipment
4230 | COL-PGR-RPU-0001 | Control Panel, Electrical | COL-PGR | Grand River Sewage Pumping Station | Control Panel |  |  | RPU |  | Electrical Equipment
14120 | COL-PGR-RPU-0001 | Control Panel, Electrical | COL-PGR-MISC | Miscellaneous Equipment | Control Panel |  |  | RPU |  | Electrical Equipment
4535 | COL-PIR-RPU-0001 | Control Panel, Electrical | COL-PIR-MISC | Miscellaneous Equipment | Control Panel |  |  | RPU |  | Electrical Equipment
14571 | COL-PIR-RPU-0001 | Control Panel, Electrical | COL-PIR | Island Road Sewage Pumping Station | Control Panel |  |  | RPU |  | Electrical Equipment
16944 | COL-PMT-CP-0002 | Control Panel, Electrical | COL-PMT | Military Trail Sewage Pumping Station | Control Panel |  |  | CP | http://www.toronto.ca/TWONTO#process_control_panel | Electrical Equipment
16945 | COL-PMT-CP-0002 | Control Panel, Electrical | COL-PMT-MISC | Miscellaneous Equipment | Control Panel |  |  | CP | http://www.toronto.ca/TWONTO#process_control_panel | Electrical Equipment
5802 | COL-PMY-CP-0004 | Control Panel, Electrical | COL-PMY | Maryport Sewage Pumping Station | Control Panel |  |  | CP | http://www.toronto.ca/TWONTO#process_control_panel | Electrical Equipment
16988 | COL-PMY-CP-0004 | Control Panel, Electrical | COL-PMY-MISC | Miscellaneous Equipment | Control Panel |  |  | CP | http://www.toronto.ca/TWONTO#process_control_panel | Electrical Equipment
6330 | COL-PPU-LTG-0001 | Control Panel, Electrical | COL-PPU | Port Union Road Sewage Pumping Station | Control Panel |  |  | LTG | http://www.toronto.ca/TWONTO#LV_electrical_panel | Electrical Equipment
6331 | COL-PPU-LTG-0001 | Control Panel, Electrical | COL-PPU-MISC | Miscellaneous Equipment | Control Panel |  |  | LTG | http://www.toronto.ca/TWONTO#LV_electrical_panel | Electrical Equipment
6525 | COL-PRD-CP-0001 | Control Panel, Electrical | COL-PRD | Redland Pumping Station | Control Panel |  |  | CP | http://www.toronto.ca/TWONTO#process_control_panel | Electrical Equipment
6526 | COL-PRD-CP-0001 | Control Panel, Electrical | COL-PRD-MISC | Miscellaneous Equipment | Control Panel |  |  | CP | http://www.toronto.ca/TWONTO#process_control_panel | Electrical Equipment
6527 | COL-PRD-CP-0002 | Control Panel, Electrical | COL-PRD | Redland Pumping Station | Control Panel |  |  | CP | http://www.toronto.ca/TWONTO#process_control_panel | Electrical Equipment
6528 | COL-PRD-CP-0002 | Control Panel, Electrical | COL-PRD-MISC | Miscellaneous Equipment | Control Panel |  |  | CP | http://www.toronto.ca/TWONTO#process_control_panel | Electrical Equipment
19147 | COL-PRX-LTG-0001 | Control Panel, Electrical | COL-PRX | Roxborough Sewage Pumping Station | Control Panel |  |  | LTG | http://www.toronto.ca/TWONTO#LV_electrical_panel | Electrical Equipment
19148 | COL-PRX-LTG-0001 | Control Panel, Electrical | COL-PRX-MISC | Miscellaneous Equipment | Control Panel |  |  | LTG | http://www.toronto.ca/TWONTO#LV_electrical_panel | Electrical Equipment
7348 | COL-PSL-LTG-0001 | Control Panel, Electrical | COL-PSL-MISC | Miscellaneous Equipment | Control Panel |  |  | LTG | http://www.toronto.ca/TWONTO#LV_electrical_panel | Electrical Equipment
20572 | COL-PSL-LTG-0001 | Control Panel, Electrical | COL-PSL | Sewells Road Sewage Pumping Station | Control Panel |  |  | LTG | http://www.toronto.ca/TWONTO#LV_electrical_panel | Electrical Equipment
20577 | COL-PSL-RPU-0001 | Control Panel, Electrical | COL-PSL | Sewells Road Sewage Pumping Station | Control Panel |  |  | RPU |  | Electrical Equipment
20578 | COL-PSL-RPU-0001 | Control Panel, Electrical | COL-PSL-MISC | Miscellaneous Equipment | Control Panel |  |  | RPU |  | Electrical Equipment
20758 | COL-PSP-LP-0001 | Control Panel, Electrical | COL-PSP | Southport Sewage Pumping Station | Control Panel |  |  | LP | http://www.toronto.ca/TWONTO#LV_electrical_panel | Electrical Equipment
20759 | COL-PSP-LP-0001 | Control Panel, Electrical | COL-PSP-MISC | Miscellaneous Equipment | Control Panel |  |  | LP | http://www.toronto.ca/TWONTO#LV_electrical_panel | Electrical Equipment
7771 | COL-PSS-LTG-0002 | Control Panel, Electrical | COL-PSS-MISC | Miscellaneous Equipment | Control Panel |  |  | LTG | http://www.toronto.ca/TWONTO#LV_electrical_panel | Electrical Equipment
20878 | COL-PSS-LTG-0002 | Control Panel, Electrical | COL-PSS | Scott Sewage Pumping Station | Control Panel |  |  | LTG | http://www.toronto.ca/TWONTO#LV_electrical_panel | Electrical Equipment
7772 | COL-PSS-LTG-0003 | Control Panel, Electrical | COL-PSS-MISC | Miscellaneous Equipment | Control Panel |  |  | LTG | http://www.toronto.ca/TWONTO#LV_electrical_panel | Electrical Equipment
20879 | COL-PSS-LTG-0003 | Control Panel, Electrical | COL-PSS | Scott Sewage Pumping Station | Control Panel |  |  | LTG | http://www.toronto.ca/TWONTO#LV_electrical_panel | Electrical Equipment
7943 | COL-PSU-LTG-0002 | Control Panel, Electrical | COL-PSU-MISC | Miscellaneous Equipment | Control Panel |  |  | LTG | http://www.toronto.ca/TWONTO#LV_electrical_panel | Electrical Equipment
21168 | COL-PSU-LTG-0002 | Control Panel, Electrical | COL-PSU | Sunnyside Pumping Station | Control Panel |  |  | LTG | http://www.toronto.ca/TWONTO#LV_electrical_panel | Electrical Equipment
7944 | COL-PSU-LTG-0003 | Control Panel, Electrical | COL-PSU-MISC | Miscellaneous Equipment | Control Panel |  |  | LTG | http://www.toronto.ca/TWONTO#LV_electrical_panel | Electrical Equipment
5827 | COL-PMY-FA-0001S | Fire Alarm System, above EL 171.50m | COL-W-OBSOLETE | Col West Obsolete Entities | Building Service,Fire Alarm |  | 42919 | FA | x | Obsolete Entity
17009 | COL-PMY-FA-0001S | Fire Alarm System, above EL 171.50m | COL-PMY | Maryport Sewage Pumping Station | Building Service,Fire Alarm |  | 42919 | FA | x | Obsolete Entity
17010 | COL-PMY-FA-0001S | Fire Alarm System, above EL 171.50m | COL-PMY-MISC | Miscellaneous Equipment | Building Service,Fire Alarm |  | 42919 | FA | x | Obsolete Entity
5828 | COL-PMY-FA-0002S | Fire Alarm System, Electrical Room | COL-W-OBSOLETE | Col West Obsolete Entities | Building Service,Fire Alarm |  | 42920 | FA | x | Obsolete Entity
17011 | COL-PMY-FA-0002S | Fire Alarm System, Electrical Room | COL-PMY | Maryport Sewage Pumping Station | Building Service,Fire Alarm |  | 42920 | FA | x | Obsolete Entity
17012 | COL-PMY-FA-0002S | Fire Alarm System, Electrical Room | COL-PMY-MISC | Miscellaneous Equipment | Building Service,Fire Alarm |  | 42920 | FA | x | Obsolete Entity
5829 | COL-PMY-FA-0003S | Fire Alarm System, Fan Room | COL-PMY | Maryport Sewage Pumping Station | Building Service,Fire Alarm |  | 42921 | FA | x | Obsolete Entity
17013 | COL-PMY-FA-0003S | Fire Alarm System, Fan Room | COL-PMY-MISC | Miscellaneous Equipment | Building Service,Fire Alarm |  | 42921 | FA | x | Obsolete Entity
17014 | COL-PMY-FA-0003S | Fire Alarm System, Fan Room | COL-W-OBSOLETE | Col West Obsolete Entities | Building Service,Fire Alarm |  | 42921 | FA | x | Obsolete Entity
5830 | COL-PMY-FA-0004S | Fire Alarm System, RPU-0001 | COL-PMY | Maryport Sewage Pumping Station | Building Service,Fire Alarm |  | 42922 | FA | x | Obsolete Entity
5831 | COL-PMY-FA-0004S | Fire Alarm System, RPU-0001 | COL-PMY-MISC | Miscellaneous Equipment | Building Service,Fire Alarm |  | 42922 | FA | x | Obsolete Entity
17045 | COL-PMY-FA-0004S | Fire Alarm System, RPU-0001 | COL-W-OBSOLETE | Col West Obsolete Entities | Building Service,Fire Alarm |  | 42922 | FA | x | Obsolete Entity
5832 | COL-PMY-FA-0005S | Fire Alarm System, Shaft 8B | COL-PMY-MISC | Miscellaneous Equipment | Building Service,Fire Alarm |  | 42923 | FA | x | Obsolete Entity
5833 | COL-PMY-FA-0005S | Fire Alarm System, Shaft 8B | COL-W-OBSOLETE | Col West Obsolete Entities | Building Service,Fire Alarm |  | 42923 | FA | x | Obsolete Entity
17046 | COL-PMY-FA-0005S | Fire Alarm System, Shaft 8B | COL-PMY | Maryport Sewage Pumping Station | Building Service,Fire Alarm |  | 42923 | FA | x | Obsolete Entity
5834 | COL-PMY-FEQ-0001S | Fire Prevention, Extinguisher | COL-PMY-MISC | Miscellaneous Equipment | Fire Prevention,Extinguisher |  | 40919 | FEQ | x | Obsolete Entity
5835 | COL-PMY-FEQ-0001S | Fire Prevention, Extinguisher | COL-W-OBSOLETE | Col West Obsolete Entities | Fire Prevention,Extinguisher |  | 40919 | FEQ | x | Obsolete Entity
17047 | COL-PMY-FEQ-0001S | Fire Prevention, Extinguisher | COL-PMY | Maryport Sewage Pumping Station | Fire Prevention,Extinguisher |  | 40919 | FEQ | x | Obsolete Entity
5836 | COL-PMY-FEQ-0002S | Fire Prevention, Extinguisher | COL-PMY-MISC | Miscellaneous Equipment | Fire Prevention,Extinguisher |  | 40921 | FEQ | x | Obsolete Entity
5837 | COL-PMY-FEQ-0002S | Fire Prevention, Extinguisher | COL-W-OBSOLETE | Col West Obsolete Entities | Fire Prevention,Extinguisher |  | 40921 | FEQ | x | Obsolete Entity
17048 | COL-PMY-FEQ-0002S | Fire Prevention, Extinguisher | COL-PMY | Maryport Sewage Pumping Station | Fire Prevention,Extinguisher |  | 40921 | FEQ | x | Obsolete Entity
5838 | COL-PMY-FEQ-0003S | Fire Prevention, Extinguisher | COL-PMY | Maryport Sewage Pumping Station | Fire Prevention,Extinguisher |  | 40922 | FEQ | x | Obsolete Entity
5839 | COL-PMY-FEQ-0003S | Fire Prevention, Extinguisher | COL-PMY-MISC | Miscellaneous Equipment | Fire Prevention,Extinguisher |  | 40922 | FEQ | x | Obsolete Entity
17049 | COL-PMY-FEQ-0003S | Fire Prevention, Extinguisher | COL-W-OBSOLETE | Col West Obsolete Entities | Fire Prevention,Extinguisher |  | 40922 | FEQ | x | Obsolete Entity
5840 | COL-PMY-FEQ-0004S | Fire Prevention, Extinguisher | COL-PMY | Maryport Sewage Pumping Station | Fire Prevention,Extinguisher |  | 40923 | FEQ | x | Obsolete Entity
5841 | COL-PMY-FEQ-0004S | Fire Prevention, Extinguisher | COL-W-OBSOLETE | Col West Obsolete Entities | Fire Prevention,Extinguisher |  | 40923 | FEQ | x | Obsolete Entity
17050 | COL-PMY-FEQ-0004S | Fire Prevention, Extinguisher | COL-PMY-MISC | Miscellaneous Equipment | Fire Prevention,Extinguisher |  | 40923 | FEQ | x | Obsolete Entity
5842 | COL-PMY-FEQ-0005S | Fire Prevention, Extinguisher | COL-PMY | Maryport Sewage Pumping Station | Fire Prevention,Extinguisher |  | 40924 | FEQ | x | Obsolete Entity
17051 | COL-PMY-FEQ-0005S | Fire Prevention, Extinguisher | COL-PMY-MISC | Miscellaneous Equipment | Fire Prevention,Extinguisher |  | 40924 | FEQ | x | Obsolete Entity
17052 | COL-PMY-FEQ-0005S | Fire Prevention, Extinguisher | COL-W-OBSOLETE | Col West Obsolete Entities | Fire Prevention,Extinguisher |  | 40924 | FEQ | x | Obsolete Entity
5843 | COL-PMY-FEQ-0006S | Fire Prevention, Extinguisher | COL-W-OBSOLETE | Col West Obsolete Entities | Fire Prevention,Extinguisher |  | 40925 | FEQ | x | Obsolete Entity
17053 | COL-PMY-FEQ-0006S | Fire Prevention, Extinguisher | COL-PMY | Maryport Sewage Pumping Station | Fire Prevention,Extinguisher |  | 40925 | FEQ | x | Obsolete Entity
17054 | COL-PMY-FEQ-0006S | Fire Prevention, Extinguisher | COL-PMY-MISC | Miscellaneous Equipment | Fire Prevention,Extinguisher |  | 40925 | FEQ | x | Obsolete Entity
21169 | COL-PSU-LTG-0003 | Control Panel, Electrical | COL-PSU | Sunnyside Pumping Station | Control Panel |  |  | LTG | http://www.toronto.ca/TWONTO#LV_electrical_panel | Electrical Equipment
7959 | COL-PSU-TR-0002 | Control Panel, Electrical | COL-PSU-MISC | Miscellaneous Equipment | Transformer |  |  | TR |  | Electrical Equipment
21187 | COL-PSU-TR-0002 | Control Panel, Electrical | COL-PSU | Sunnyside Pumping Station | Transformer |  |  | TR |  | Electrical Equipment
8445 | COL-PWP-CP-0001 | Control Panel, Electrical | COL-PWP | West Point Avenue Sewage Pumping Station | Control Panel |  |  | CP | http://www.toronto.ca/TWONTO#process_control_panel | Electrical Equipment
24502 | COL-PWP-CP-0001 | Control Panel, Electrical | COL-PWP-MISC | Miscellaneous Equipment | Control Panel |  |  | CP | http://www.toronto.ca/TWONTO#process_control_panel | Electrical Equipment
8954 | COL-RBB-LTG-0001 | Control Panel, Electrical | COL-RBB-MISC | Miscellaneous Equipment | Control Panel |  |  | LTG | http://www.toronto.ca/TWONTO#LV_electrical_panel | Electrical Equipment
28355 | COL-RBB-LTG-0001 | Control Panel, Electrical | COL-RBB | Western Beaches Tunnel (Battery Park)-Storm | Control Panel |  |  | LTG | http://www.toronto.ca/TWONTO#LV_electrical_panel | Electrical Equipment
8955 | COL-RBB-LTG-0002 | Control Panel, Electrical | COL-RBB | Western Beaches Tunnel (Battery Park)-Storm | Control Panel |  |  | LTG | http://www.toronto.ca/TWONTO#LV_electrical_panel | Electrical Equipment
8956 | COL-RBB-LTG-0002 | Control Panel, Electrical | COL-RBB-MISC | Miscellaneous Equipment | Control Panel |  |  | LTG | http://www.toronto.ca/TWONTO#LV_electrical_panel | Electrical Equipment
9141 | COL-SKW-LP-0001 | Control Panel, Electrical | COL-SKW | Kew Beach Detention Tank (Kenilworth)-storm | Control Panel |  |  | LP | http://www.toronto.ca/TWONTO#LV_electrical_panel | Electrical Equipment
9142 | COL-SKW-LP-0001 | Control Panel, Electrical | COL-SKW-MISC | Miscellaneous Equipment | Control Panel |  |  | LP | http://www.toronto.ca/TWONTO#LV_electrical_panel | Electrical Equipment
53548 | SWM-PET-CP-0002 | Control Panel, Electrical | SWM-PET | Eglinton - Bellamy Storm Pumping Station | Control Panel |  |  | CP | http://www.toronto.ca/TWONTO#process_control_panel | Electrical Equipment
67712 | SWM-PET-CP-0002 | Control Panel, Electrical | SWM-PET-MISC | Miscellaneous Equipment | Control Panel |  |  | CP | http://www.toronto.ca/TWONTO#process_control_panel | Electrical Equipment
53755 | SWM-PWD-CP-0001 | Control Panel, Electrical | SWM-PWD | Warden Storm | Control Panel |  |  | CP | http://www.toronto.ca/TWONTO#process_control_panel | Electrical Equipment
67961 | SWM-PWD-CP-0001 | Control Panel, Electrical | SWM-PWD-MISC | Miscellaneous Equipment | Control Panel |  |  | CP | http://www.toronto.ca/TWONTO#process_control_panel | Electrical Equipment
31171 | FCL-ALM-CP-0101 | Control Panel, Electrical, Pump 0101, Alum System | FCL-ALM-P-0101 | Pump, PD, Pump, Alum System |  |  |  | CP | http://www.toronto.ca/TWONTO#process_control_panel | Electrical Equipment
11728 | FCL-AM-CP-0101 | Control Panel, Electrical, Pump 0101, Aqua Ammonia System, Ammonia Room | FCL-AM-P-0101 | Pump, Gear, Metering, Aqua Ammonia System |  |  |  | CP | http://www.toronto.ca/TWONTO#process_control_panel | Electrical Equipment
33308 | FCL-FL-CP-0101 | Control Panel, Electrical, Pump 0101, Hydrofluosilicic Acid System | FCL-FL-P-0101 | Pump, Gear, Hydrofluosilicic Acid System |  |  |  | CP | http://www.toronto.ca/TWONTO#process_control_panel | Electrical Equipment
31172 | FCL-ALM-CP-0201 | Control Panel, Electrical, Pump 0201, Alum System | FCL-ALM-P-0201 | Pump, PD, Pump, Alum System |  |  |  | CP | http://www.toronto.ca/TWONTO#process_control_panel | Electrical Equipment
31297 | FCL-AM-CP-0201 | Control Panel, Electrical, Pump 0201, Aqua Ammonia System, Ammonia Room | FCL-AM-P-0201 | Pump, Gear, Metering, Aqua Ammonia System |  |  |  | CP | http://www.toronto.ca/TWONTO#process_control_panel | Electrical Equipment
33309 | FCL-FL-CP-0201 | Control Panel, Electrical, Pump 0201, Hydrofluosilicic Acid System | FCL-FL-P-0201 | Pump, Gear, Hydrofluosilicic Acid System |  |  |  | CP | http://www.toronto.ca/TWONTO#process_control_panel | Electrical Equipment
31173 | FCL-ALM-CP-0301 | Control Panel, Electrical, Pump 0301, Alum System | FCL-ALM-P-0301 | Pump, PD, Pump, Alum System |  |  |  | CP | http://www.toronto.ca/TWONTO#process_control_panel | Electrical Equipment
11589 | FCL-ALM-CP-0401 | Control Panel, Electrical, Pump 0401, Alum System | FCL-ALM-P-0401 | Pump, PD, Pump, Alum System |  |  |  | CP | http://www.toronto.ca/TWONTO#process_control_panel | Electrical Equipment
7687 | COL-PSP-CP-0002 | Control Panel, Fans | COL-PSP-MISC | Miscellaneous Equipment | Control Panel |  |  | CP | http://www.toronto.ca/TWONTO#process_control_panel | Electrical Equipment
20707 | COL-PSP-CP-0002 | Control Panel, Fans | COL-PSP | Southport Sewage Pumping Station | Control Panel |  |  | CP | http://www.toronto.ca/TWONTO#process_control_panel | Electrical Equipment
13181 | FCL-FLT-CP-0001 | Control Panel, Filtered Water Sampling Pumps 0001A&B FCL-FLT-P-0004A | FCL-FLT-P-0004A | Pump, Centrifugal, Filtered Water, Sampling Pumps |  |  |  | CP | http://www.toronto.ca/TWONTO#process_control_panel | Electrical Equipment
5799 | COL-PMY-CP-0002 | Control Panel, Fire Alarm | COL-PMY | Maryport Sewage Pumping Station | Control Panel |  |  | CP | http://www.toronto.ca/TWONTO#process_control_panel | Electrical Equipment
16987 | COL-PMY-CP-0002 | Control Panel, Fire Alarm | COL-PMY-MISC | Miscellaneous Equipment | Control Panel |  |  | CP | http://www.toronto.ca/TWONTO#process_control_panel | Electrical Equipment
9589 | COL-PBY-CP-0004 | Control Panel, Grinder | COL-PBY-MISC | Miscellaneous Equipment | Control Panel |  |  | CP | http://www.toronto.ca/TWONTO#process_control_panel | Electrical Equipment
12391 | FCL-DEW-CP-0601 | Control Panel, High Lift PS Area Dewatering Pumps P-0601A&B, High Lift PS SW Corner | FCL-DEW-P-0601A | Pump, Dry Pit Submersible. High Lift PS Area Dewatering Pump, Treated Water Dewatering Pit |  |  |  | CP | http://www.toronto.ca/TWONTO#process_control_panel | Electrical Equipment
10838 | FCL-ACC-CP-0201B | Control Panel, HVAC and Heating System, Flocculation/Sedimentation | FCL-ACC-P-HL | High Lift Pumping Station HVAC Equipment |  |  |  | CP | http://www.toronto.ca/TWONTO#process_control_panel | Electrical Equipment
30495 | FCL-ACC-CP-0401A | Control Panel, HVAC and Heating System, High Lift Pumping Station | FCL-ACC-P-HL | High Lift Pumping Station HVAC Equipment |  |  |  | CP | http://www.toronto.ca/TWONTO#process_control_panel | Electrical Equipment
30493 | FCL-ACC-CP-0101 | Control Panel, HVAC and Heating System, Low Lift Screen Room & MCC Room Ventilation | FCL-ACC-P-LL | Low Lift Pumping Station HVAC Equipment |  |  |  | CP | http://www.toronto.ca/TWONTO#process_control_panel | Electrical Equipment
5800 | COL-PMY-CP-0003 | Control Panel, Instrumentation | COL-PMY | Maryport Sewage Pumping Station | Control Panel |  |  | CP | http://www.toronto.ca/TWONTO#process_control_panel | Electrical Equipment
5801 | COL-PMY-CP-0003 | Control Panel, Instrumentation | COL-PMY-MISC | Miscellaneous Equipment | Control Panel |  |  | CP | http://www.toronto.ca/TWONTO#process_control_panel | Electrical Equipment
3388 | COL-PCP-LP-0001 | Control Panel, Lighting | COL-PCP | Copeland Pumping Station | Control Panel |  |  | LP | http://www.toronto.ca/TWONTO#LV_electrical_panel | Electrical Equipment
3389 | COL-PCP-LP-0001 | Control Panel, Lighting | COL-PCP-MISC | Miscellaneous Equipment | Control Panel |  |  | LP | http://www.toronto.ca/TWONTO#LV_electrical_panel | Electrical Equipment
11252 | COL-PEV-LP-0001 | Control Panel, Lighting | COL-PEV | Ellis Sewage Pumping Station | Control Panel |  |  | LP | http://www.toronto.ca/TWONTO#LV_electrical_panel | Electrical Equipment
11253 | COL-PEV-LP-0001 | Control Panel, Lighting | COL-PEV-MISC | Miscellaneous Equipment | Control Panel |  |  | LP | http://www.toronto.ca/TWONTO#LV_electrical_panel | Electrical Equipment
4196 | COL-PGB-LP-0001 | Control Panel, Lighting | COL-PGB-MISC | Miscellaneous Equipment | Control Panel |  |  | LP | http://www.toronto.ca/TWONTO#LV_electrical_panel | Electrical Equipment
14087 | COL-PGB-LP-0001 | Control Panel, Lighting | COL-PGB | Governors Bridge Sewage Pumping Station | Control Panel |  |  | LP | http://www.toronto.ca/TWONTO#LV_electrical_panel | Electrical Equipment
14364 | COL-PHP-LP-0001 | Control Panel, Lighting | COL-PHP | High Park Sewage Pumping Station | Control Panel |  |  | LP | http://www.toronto.ca/TWONTO#LV_electrical_panel | Electrical Equipment
14519 | COL-PHP-LP-0001 | Control Panel, Lighting | COL-PHP-MISC | Miscellaneous Equipment | Control Panel |  |  | LP | http://www.toronto.ca/TWONTO#LV_electrical_panel | Electrical Equipment
4526 | COL-PIR-LP-0001 | Control Panel, Lighting | COL-PIR | Island Road Sewage Pumping Station | Control Panel |  |  | LP | http://www.toronto.ca/TWONTO#LV_electrical_panel | Electrical Equipment
14564 | COL-PIR-LP-0001 | Control Panel, Lighting | COL-PIR-MISC | Miscellaneous Equipment | Control Panel |  |  | LP | http://www.toronto.ca/TWONTO#LV_electrical_panel | Electrical Equipment
4580 | COL-PKG-LP-0001 | Control Panel, Lighting | COL-PKG | Kingston Rd Pumping Station | Control Panel |  |  | LP | http://www.toronto.ca/TWONTO#LV_electrical_panel | Electrical Equipment
14869 | COL-PKG-LP-0001 | Control Panel, Lighting | COL-PKG-MISC | Miscellaneous Equipment | Control Panel |  |  | LP | http://www.toronto.ca/TWONTO#LV_electrical_panel | Electrical Equipment
4979 | COL-PMD-LP-0001 | Control Panel, Lighting | COL-PMD | Midland Pumping Station | Control Panel |  |  | LP | http://www.toronto.ca/TWONTO#LV_electrical_panel | Electrical Equipment
4980 | COL-PMD-LP-0001 | Control Panel, Lighting | COL-PMD-MISC | Miscellaneous Equipment | Control Panel |  |  | LP | http://www.toronto.ca/TWONTO#LV_electrical_panel | Electrical Equipment
5865 | COL-PMY-LP-0001 | Control Panel, Lighting | COL-PMY | Maryport Sewage Pumping Station | Control Panel |  |  | LP | http://www.toronto.ca/TWONTO#LV_electrical_panel | Electrical Equipment
17090 | COL-PMY-LP-0001 | Control Panel, Lighting | COL-PMY-MISC | Miscellaneous Equipment | Control Panel |  |  | LP | http://www.toronto.ca/TWONTO#LV_electrical_panel | Electrical Equipment
5866 | COL-PMY-LP-0002 | Control Panel, Lighting | COL-PMY | Maryport Sewage Pumping Station | Control Panel |  |  | LP | http://www.toronto.ca/TWONTO#LV_electrical_panel | Electrical Equipment
17091 | COL-PMY-LP-0002 | Control Panel, Lighting | COL-PMY-MISC | Miscellaneous Equipment | Control Panel |  |  | LP | http://www.toronto.ca/TWONTO#LV_electrical_panel | Electrical Equipment
5867 | COL-PMY-LP-0003 | Control Panel, Lighting | COL-PMY | Maryport Sewage Pumping Station | Control Panel |  |  | LP | http://www.toronto.ca/TWONTO#LV_electrical_panel | Electrical Equipment
17092 | COL-PMY-LP-0003 | Control Panel, Lighting | COL-PMY-MISC | Miscellaneous Equipment | Control Panel |  |  | LP | http://www.toronto.ca/TWONTO#LV_electrical_panel | Electrical Equipment
6326 | COL-PPU-LP-0001 | Control Panel, Lighting | COL-PPU | Port Union Road Sewage Pumping Station | Control Panel |  |  | LP | http://www.toronto.ca/TWONTO#LV_electrical_panel | Electrical Equipment
6327 | COL-PPU-LP-0001 | Control Panel, Lighting | COL-PPU-MISC | Miscellaneous Equipment | Control Panel |  |  | LP | http://www.toronto.ca/TWONTO#LV_electrical_panel | Electrical Equipment
6613 | COL-PRD-LP-0001 | Control Panel, Lighting | COL-PRD-MISC | Miscellaneous Equipment | Control Panel |  |  | LP | http://www.toronto.ca/TWONTO#LV_electrical_panel | Electrical Equipment
18612 | COL-PRD-LP-0001 | Control Panel, Lighting | COL-PRD | Redland Pumping Station | Control Panel |  |  | LP | http://www.toronto.ca/TWONTO#LV_electrical_panel | Electrical Equipment
18674 | COL-PRR-LP-0001 | Control Panel, Lighting | COL-PRR | Riverside Sewage Pumping Station | Control Panel |  |  | LP | http://www.toronto.ca/TWONTO#LV_electrical_panel | Electrical Equipment
18675 | COL-PRR-LP-0001 | Control Panel, Lighting | COL-PRR-MISC | Miscellaneous Equipment | Control Panel |  |  | LP | http://www.toronto.ca/TWONTO#LV_electrical_panel | Electrical Equipment
6945 | COL-PRX-LP-0001 | Control Panel, Lighting | COL-PRX | Roxborough Sewage Pumping Station | Control Panel |  |  | LP | http://www.toronto.ca/TWONTO#LV_electrical_panel | Electrical Equipment
19139 | COL-PRX-LP-0001 | Control Panel, Lighting | COL-PRX-MISC | Miscellaneous Equipment | Control Panel |  |  | LP | http://www.toronto.ca/TWONTO#LV_electrical_panel | Electrical Equipment
20515 | COL-PSK-LP-0001 | Control Panel, Lighting | COL-PSK | Skydome Sewage Pumping Station | Control Panel |  |  | LP | http://www.toronto.ca/TWONTO#LV_electrical_panel | Electrical Equipment
20516 | COL-PSK-LP-0001 | Control Panel, Lighting | COL-PSK-MISC | Miscellaneous Equipment | Control Panel |  |  | LP | http://www.toronto.ca/TWONTO#LV_electrical_panel | Electrical Equipment
7549 | COL-PSM-LP-0001 | Control Panel, Lighting | COL-PSM-MISC | Miscellaneous Equipment | Control Panel |  |  | LP | http://www.toronto.ca/TWONTO#LV_electrical_panel | Electrical Equipment
5872 | COL-PMY-LTG-0001S | Lighting, Emergency Lighting | COL-PMY-MISC | Miscellaneous Equipment | Lighting |  | 42948 | LTG | x | Obsolete Entity
5873 | COL-PMY-LTG-0001S | Lighting, Emergency Lighting | COL-W-OBSOLETE | Col West Obsolete Entities | Lighting |  | 42948 | LTG | x | Obsolete Entity
17378 | COL-PMY-LTG-0001S | Lighting, Emergency Lighting | COL-PMY | Maryport Sewage Pumping Station | Lighting |  | 42948 | LTG | x | Obsolete Entity
5874 | COL-PMY-LTG-0002S | Lighting, Emergency Lighting | COL-PMY | Maryport Sewage Pumping Station | Lighting |  | 42949 | LTG | x | Obsolete Entity
17379 | COL-PMY-LTG-0002S | Lighting, Emergency Lighting | COL-PMY-MISC | Miscellaneous Equipment | Lighting |  | 42949 | LTG | x | Obsolete Entity
17380 | COL-PMY-LTG-0002S | Lighting, Emergency Lighting | COL-W-OBSOLETE | Col West Obsolete Entities | Lighting |  | 42949 | LTG | x | Obsolete Entity
20621 | COL-PSM-LP-0001 | Control Panel, Lighting | COL-PSM | Simcoe St Sewage Pumping Station | Control Panel |  |  | LP | http://www.toronto.ca/TWONTO#LV_electrical_panel | Electrical Equipment
7767 | COL-PSS-LP-0001 | Control Panel, Lighting | COL-PSS | Scott Sewage Pumping Station | Control Panel |  |  | LP | http://www.toronto.ca/TWONTO#LV_electrical_panel | Electrical Equipment
7768 | COL-PSS-LP-0001 | Control Panel, Lighting | COL-PSS-MISC | Miscellaneous Equipment | Control Panel |  |  | LP | http://www.toronto.ca/TWONTO#LV_electrical_panel | Electrical Equipment
7938 | COL-PSU-LP-0001 | Control Panel, Lighting | COL-PSU-MISC | Miscellaneous Equipment | Control Panel |  |  | LP | http://www.toronto.ca/TWONTO#LV_electrical_panel | Electrical Equipment
21155 | COL-PSU-LP-0001 | Control Panel, Lighting | COL-PSU | Sunnyside Pumping Station | Control Panel |  |  | LP | http://www.toronto.ca/TWONTO#LV_electrical_panel | Electrical Equipment
7939 | COL-PSU-LP-0002 | Control Panel, Lighting | COL-PSU-MISC | Miscellaneous Equipment | Control Panel |  |  | LP | http://www.toronto.ca/TWONTO#LV_electrical_panel | Electrical Equipment
21156 | COL-PSU-LP-0002 | Control Panel, Lighting | COL-PSU | Sunnyside Pumping Station | Control Panel |  |  | LP | http://www.toronto.ca/TWONTO#LV_electrical_panel | Electrical Equipment
8280 | COL-PVM-LP-0001 | Control Panel, Lighting | COL-PVM-MISC | Miscellaneous Equipment | Control Panel |  |  | LP | http://www.toronto.ca/TWONTO#LV_electrical_panel | Electrical Equipment
22689 | COL-PVM-LP-0001 | Control Panel, Lighting | COL-PVM | Valleymede Sewage Pumping Station | Control Panel |  |  | LP | http://www.toronto.ca/TWONTO#LV_electrical_panel | Electrical Equipment
8333 | COL-PWC-LP-0001 | Control Panel, Lighting | COL-PWC | Wirral Court Sewage Pumping Station | Control Panel |  |  | LP | http://www.toronto.ca/TWONTO#LV_electrical_panel | Electrical Equipment
22776 | COL-PWC-LP-0001 | Control Panel, Lighting | COL-PWC-MISC | Miscellaneous Equipment | Control Panel |  |  | LP | http://www.toronto.ca/TWONTO#LV_electrical_panel | Electrical Equipment
8948 | COL-RBB-LP-0001 | Control Panel, Lighting | COL-RBB | Western Beaches Tunnel (Battery Park)-Storm | Control Panel |  |  | LP | http://www.toronto.ca/TWONTO#LV_electrical_panel | Electrical Equipment
8949 | COL-RBB-LP-0001 | Control Panel, Lighting | COL-RBB-MISC | Miscellaneous Equipment | Control Panel |  |  | LP | http://www.toronto.ca/TWONTO#LV_electrical_panel | Electrical Equipment
8950 | COL-RBB-LP-0002 | Control Panel, Lighting | COL-RBB | Western Beaches Tunnel (Battery Park)-Storm | Control Panel |  |  | LP | http://www.toronto.ca/TWONTO#LV_electrical_panel | Electrical Equipment
8951 | COL-RBB-LP-0002 | Control Panel, Lighting | COL-RBB-MISC | Miscellaneous Equipment | Control Panel |  |  | LP | http://www.toronto.ca/TWONTO#LV_electrical_panel | Electrical Equipment
9079 | COL-RBC-LP-0001 | Control Panel, Lighting | COL-RBC | Cowan Shaft (WBT)-storm | Control Panel |  |  | LP | http://www.toronto.ca/TWONTO#LV_electrical_panel | Electrical Equipment
28461 | COL-RBC-LP-0001 | Control Panel, Lighting | COL-RBC-MISC | Miscellaneous Equipment | Control Panel |  |  | LP | http://www.toronto.ca/TWONTO#LV_electrical_panel | Electrical Equipment
9080 | COL-RBC-LP-0002 | Control Panel, Lighting | COL-RBC | Cowan Shaft (WBT)-storm | Control Panel |  |  | LP | http://www.toronto.ca/TWONTO#LV_electrical_panel | Electrical Equipment
9081 | COL-RBC-LP-0002 | Control Panel, Lighting | COL-RBC-MISC | Miscellaneous Equipment | Control Panel |  |  | LP | http://www.toronto.ca/TWONTO#LV_electrical_panel | Electrical Equipment
9105 | COL-RBG-LP-0001 | Control Panel, Lighting | COL-RBG-MISC | Miscellaneous Equipment | Control Panel |  |  | LP | http://www.toronto.ca/TWONTO#LV_electrical_panel | Electrical Equipment
28529 | COL-RBG-LP-0001 | Control Panel, Lighting | COL-RBG | Glendale Shaft (WBT)-storm | Control Panel |  |  | LP | http://www.toronto.ca/TWONTO#LV_electrical_panel | Electrical Equipment
9239 | COL-SMC-LP-0001 | Control Panel, Lighting | COL-SMC-MISC | Miscellaneous Equipment | Control Panel |  |  | LP | http://www.toronto.ca/TWONTO#LV_electrical_panel | Electrical Equipment
28779 | COL-SMC-LP-0001 | Control Panel, Lighting | COL-SMC | Maclean Detention Tank-storm | Control Panel |  |  | LP | http://www.toronto.ca/TWONTO#LV_electrical_panel | Electrical Equipment
53521 | SWM-PDU-LP-0001 | Control Panel, Lighting | SWM-PDU | Dunker's Storm | Control Panel |  |  | LP | http://www.toronto.ca/TWONTO#LV_electrical_panel | Electrical Equipment
53522 | SWM-PDU-LP-0001 | Control Panel, Lighting | SWM-PDU-MISC | Miscellaneous Equipment | Control Panel |  |  | LP | http://www.toronto.ca/TWONTO#LV_electrical_panel | Electrical Equipment
53560 | SWM-PET-LP-0001 | Control Panel, Lighting | SWM-PET | Eglinton - Bellamy Storm Pumping Station | Control Panel |  |  | LP | http://www.toronto.ca/TWONTO#LV_electrical_panel | Electrical Equipment
53561 | SWM-PET-LP-0001 | Control Panel, Lighting | SWM-PET-MISC | Miscellaneous Equipment | Control Panel |  |  | LP | http://www.toronto.ca/TWONTO#LV_electrical_panel | Electrical Equipment
53780 | SWM-PWD-LP-0001 | Control Panel, Lighting | SWM-PWD | Warden Storm | Control Panel |  |  | LP | http://www.toronto.ca/TWONTO#LV_electrical_panel | Electrical Equipment
53781 | SWM-PWD-LP-0001 | Control Panel, Lighting | SWM-PWD-MISC | Miscellaneous Equipment | Control Panel |  |  | LP | http://www.toronto.ca/TWONTO#LV_electrical_panel | Electrical Equipment
32051 | FCL-DEW-CP-0401 | Control Panel, Low Lift PS Area Dewatering Pumps P-0401A&B, Low Lift PS SW Corner | FCL-DEW-P-0401A | Pump, Dry Pit Submersible. Low Lift PS Area Dewatering, Raw Water Dewatering Pit |  |  |  | CP | http://www.toronto.ca/TWONTO#process_control_panel | Electrical Equipment
9588 | COL-PBY-CP-0002 | Control Panel, MCC | COL-PBY-MISC | Miscellaneous Equipment | Control Panel |  |  | CP | http://www.toronto.ca/TWONTO#process_control_panel | Electrical Equipment
31881 | FCL-DCL-CP-0005 | Control Panel, Mimic, SO2 System Injectors Control Valves, Control Room, Gaseous Chemical Building | FCL-DCL | Sulphur Dioxide System |  |  |  | CP | http://www.toronto.ca/TWONTO#process_control_panel | Electrical Equipment
9314 | COL-PBF-COM-0001 | Control Panel, Operator | COL-PBF | Bluffers Park Sewage Pumping Station | Control Panel |  |  | COM | http://www.toronto.ca/TWONTO#process_control_panel | Electrical Equipment
9315 | COL-PBF-COM-0001 | Control Panel, Operator | COL-PBF-MISC | Miscellaneous Equipment | Control Panel |  |  | COM | http://www.toronto.ca/TWONTO#process_control_panel | Electrical Equipment
9549 | COL-PBR-CP-0001 | Control Panel, Operator | COL-PBR | Berry Road Sewage Pumping Station | Control Panel |  |  | CP | http://www.toronto.ca/TWONTO#process_control_panel | Electrical Equipment
9550 | COL-PBR-CP-0001 | Control Panel, Operator | COL-PBR-MISC | Miscellaneous Equipment | Control Panel |  |  | CP | http://www.toronto.ca/TWONTO#process_control_panel | Electrical Equipment
3270 | COL-PBY-CP-0001 | Control Panel, Operator | COL-PBY-MISC | Miscellaneous Equipment | Control Panel |  |  | CP | http://www.toronto.ca/TWONTO#process_control_panel | Electrical Equipment
9587 | COL-PBY-CP-0001 | Control Panel, Operator | COL-PBY | Brick Yard Sewage Pumping Station | Control Panel |  |  | CP | http://www.toronto.ca/TWONTO#process_control_panel | Electrical Equipment
3403 | COL-PCP-RPU-0001 | Control Panel, Operator | COL-PCP-MISC | Miscellaneous Equipment | Control Panel |  |  | RPU |  | Electrical Equipment
9803 | COL-PCP-RPU-0001 | Control Panel, Operator | COL-PCP | Copeland Pumping Station | Control Panel |  |  | RPU |  | Electrical Equipment
3728 | COL-PDG-CP-0001 | Control Panel, Operator | COL-PDG-MISC | Miscellaneous Equipment | Control Panel |  |  | CP | http://www.toronto.ca/TWONTO#process_control_panel | Electrical Equipment
11219 | COL-PDG-CP-0001 | Control Panel, Operator | COL-PDG | Douglas Drive Syphon | Control Panel |  |  | CP | http://www.toronto.ca/TWONTO#process_control_panel | Electrical Equipment
3742 | COL-PEV-CP-0001 | Control Panel, Operator | COL-PEV | Ellis Sewage Pumping Station | Control Panel |  |  | CP | http://www.toronto.ca/TWONTO#process_control_panel | Electrical Equipment
3743 | COL-PEV-CP-0001 | Control Panel, Operator | COL-PEV-MISC | Miscellaneous Equipment | Control Panel |  |  | CP | http://www.toronto.ca/TWONTO#process_control_panel | Electrical Equipment
3805 | COL-PEV-CP-0003 | Control Panel, Operator | COL-PEV-MISC | Miscellaneous Equipment | Control Panel |  |  | CP | http://www.toronto.ca/TWONTO#process_control_panel | Electrical Equipment
11234 | COL-PEV-CP-0003 | Control Panel, Operator | COL-PEV | Ellis Sewage Pumping Station | Control Panel |  |  | CP | http://www.toronto.ca/TWONTO#process_control_panel | Electrical Equipment
3932 | COL-PFB-CP-0001 | Control Panel, Operator | COL-PFB | Fallingbrook Pumping Station | Control Panel |  |  | CP | http://www.toronto.ca/TWONTO#process_control_panel | Electrical Equipment
13389 | COL-PFB-CP-0001 | Control Panel, Operator | COL-PFB-MISC | Miscellaneous Equipment | Control Panel |  |  | CP | http://www.toronto.ca/TWONTO#process_control_panel | Electrical Equipment
4083 | COL-PGA-CP-0001 | Control Panel, Operator | COL-PGA-MISC | Miscellaneous Equipment | Control Panel |  |  | CP | http://www.toronto.ca/TWONTO#process_control_panel | Electrical Equipment
13938 | COL-PGA-CP-0001 | Control Panel, Operator | COL-PGA | Greyabbey Sewage Pumping Station | Control Panel |  |  | CP | http://www.toronto.ca/TWONTO#process_control_panel | Electrical Equipment
13965 | COL-PGB-CP-0001 | Control Panel, Operator | COL-PGB | Governors Bridge Sewage Pumping Station | Control Panel |  |  | CP | http://www.toronto.ca/TWONTO#process_control_panel | Electrical Equipment
6238 | COL-PPU-ALR-0001 | Control Panel, Electrical | COL-PPU | Port Union Road Sewage Pumping Station | Control Panel |  |  | ALR | http://www.toronto.ca/TWONTO#annunciator_panel | Electrical Equipment
6239 | COL-PPU-ALR-0001 | Control Panel, Electrical | COL-PPU-MISC | Miscellaneous Equipment | Control Panel |  |  | ALR | http://www.toronto.ca/TWONTO#annunciator_panel | Electrical Equipment
13966 | COL-PGB-CP-0001 | Control Panel, Operator | COL-PGB-MISC | Miscellaneous Equipment | Control Panel |  |  | CP | http://www.toronto.ca/TWONTO#process_control_panel | Electrical Equipment
14105 | COL-PGR-COM-0001 | Control Panel, Operator | COL-PGR | Grand River Sewage Pumping Station | Control Panel |  |  | COM | http://www.toronto.ca/TWONTO#process_control_panel | Electrical Equipment
14106 | COL-PGR-COM-0001 | Control Panel, Operator | COL-PGR-MISC | Miscellaneous Equipment | Control Panel |  |  | COM | http://www.toronto.ca/TWONTO#process_control_panel | Electrical Equipment
14107 | COL-PGR-CP-0001 | Control Panel, Operator | COL-PGR | Grand River Sewage Pumping Station | Control Panel |  |  | CP | http://www.toronto.ca/TWONTO#process_control_panel | Electrical Equipment
14108 | COL-PGR-CP-0001 | Control Panel, Operator | COL-PGR-MISC | Miscellaneous Equipment | Control Panel |  |  | CP | http://www.toronto.ca/TWONTO#process_control_panel | Electrical Equipment
4216 | COL-PGR-CP-0002 | Control Panel, Operator | COL-PGR-MISC | Miscellaneous Equipment | Control Panel |  |  | CP | http://www.toronto.ca/TWONTO#process_control_panel | Electrical Equipment
4467 | COL-PHP-CP-0001 | Control Panel, Operator | COL-PHP | High Park Sewage Pumping Station | Control Panel |  |  | CP | http://www.toronto.ca/TWONTO#process_control_panel | Electrical Equipment
4468 | COL-PHP-CP-0001 | Control Panel, Operator | COL-PHP-MISC | Miscellaneous Equipment | Control Panel |  |  | CP | http://www.toronto.ca/TWONTO#process_control_panel | Electrical Equipment
4469 | COL-PHP-CP-0002 | Control Panel, Operator | COL-PHP-MISC | Miscellaneous Equipment | Control Panel |  |  | CP | http://www.toronto.ca/TWONTO#process_control_panel | Electrical Equipment
14348 | COL-PHP-CP-0002 | Control Panel, Operator | COL-PHP | High Park Sewage Pumping Station | Control Panel |  |  | CP | http://www.toronto.ca/TWONTO#process_control_panel | Electrical Equipment
4518 | COL-PIR-CP-0001 | Control Panel, Operator | COL-PIR | Island Road Sewage Pumping Station | Control Panel |  |  | CP | http://www.toronto.ca/TWONTO#process_control_panel | Electrical Equipment
14554 | COL-PIR-CP-0001 | Control Panel, Operator | COL-PIR-MISC | Miscellaneous Equipment | Control Panel |  |  | CP | http://www.toronto.ca/TWONTO#process_control_panel | Electrical Equipment
4555 | COL-PKG-COM-0001 | Control Panel, Operator | COL-PKG-MISC | Miscellaneous Equipment | Control Panel |  |  | COM | http://www.toronto.ca/TWONTO#process_control_panel | Electrical Equipment
14845 | COL-PKG-COM-0001 | Control Panel, Operator | COL-PKG | Kingston Rd Pumping Station | Control Panel |  |  | COM | http://www.toronto.ca/TWONTO#process_control_panel | Electrical Equipment
4556 | COL-PKG-CP-0001 | Control Panel, Operator | COL-PKG-MISC | Miscellaneous Equipment | Control Panel |  |  | CP | http://www.toronto.ca/TWONTO#process_control_panel | Electrical Equipment
14846 | COL-PKG-CP-0001 | Control Panel, Operator | COL-PKG | Kingston Rd Pumping Station | Control Panel |  |  | CP | http://www.toronto.ca/TWONTO#process_control_panel | Electrical Equipment
4682 | COL-PKS-CP-0001 | Control Panel, Operator | COL-PKS | King St West Sewage Pumping Station | Control Panel |  |  | CP | http://www.toronto.ca/TWONTO#process_control_panel | Electrical Equipment
15053 | COL-PKS-CP-0001 | Control Panel, Operator | COL-PKS-MISC | Miscellaneous Equipment | Control Panel |  |  | CP | http://www.toronto.ca/TWONTO#process_control_panel | Electrical Equipment
4959 | COL-PMD-COM-0001 | Control Panel, Operator | COL-PMD | Midland Pumping Station | Control Panel |  |  | COM | http://www.toronto.ca/TWONTO#process_control_panel | Electrical Equipment
15766 | COL-PMD-COM-0001 | Control Panel, Operator | COL-PMD-MISC | Miscellaneous Equipment | Control Panel |  |  | COM | http://www.toronto.ca/TWONTO#process_control_panel | Electrical Equipment
5681 | COL-PMP-CP-0001 | Control Panel, Operator | COL-PMP | Mount Pleasant Sewage Pumping Station | Control Panel |  |  | CP | http://www.toronto.ca/TWONTO#process_control_panel | Electrical Equipment
5689 | COL-PMT-COM-0001 | Control Panel, Operator | COL-PMT-MISC | Miscellaneous Equipment | Control Panel |  |  | COM | http://www.toronto.ca/TWONTO#process_control_panel | Electrical Equipment
16942 | COL-PMT-COM-0001 | Control Panel, Operator | COL-PMT | Military Trail Sewage Pumping Station | Control Panel |  |  | COM | http://www.toronto.ca/TWONTO#process_control_panel | Electrical Equipment
5690 | COL-PMT-CP-0001 | Control Panel, Operator | COL-PMT-MISC | Miscellaneous Equipment | Control Panel |  |  | CP | http://www.toronto.ca/TWONTO#process_control_panel | Electrical Equipment
16943 | COL-PMT-CP-0001 | Control Panel, Operator | COL-PMT | Military Trail Sewage Pumping Station | Control Panel |  |  | CP | http://www.toronto.ca/TWONTO#process_control_panel | Electrical Equipment
6242 | COL-PPU-COM-0001 | Control Panel, Operator | COL-PPU | Port Union Road Sewage Pumping Station | Control Panel |  |  | COM | http://www.toronto.ca/TWONTO#process_control_panel | Electrical Equipment
6243 | COL-PPU-COM-0001 | Control Panel, Operator | COL-PPU-MISC | Miscellaneous Equipment | Control Panel |  |  | COM | http://www.toronto.ca/TWONTO#process_control_panel | Electrical Equipment
6244 | COL-PPU-CP-0001 | Control Panel, Operator | COL-PPU | Port Union Road Sewage Pumping Station | Control Panel |  |  | CP | http://www.toronto.ca/TWONTO#process_control_panel | Electrical Equipment
6245 | COL-PPU-CP-0001 | Control Panel, Operator | COL-PPU-MISC | Miscellaneous Equipment | Control Panel |  |  | CP | http://www.toronto.ca/TWONTO#process_control_panel | Electrical Equipment
18079 | COL-PPU-CP-0002 | Control Panel, Operator | COL-PPU | Port Union Road Sewage Pumping Station | Control Panel |  |  | CP | http://www.toronto.ca/TWONTO#process_control_panel | Electrical Equipment
18080 | COL-PPU-CP-0002 | Control Panel, Operator | COL-PPU-MISC | Miscellaneous Equipment | Control Panel |  |  | CP | http://www.toronto.ca/TWONTO#process_control_panel | Electrical Equipment
6524 | COL-PRD-COM-0001 | Control Panel, Operator | COL-PRD | Redland Pumping Station | Control Panel |  |  | COM | http://www.toronto.ca/TWONTO#process_control_panel | Electrical Equipment
18598 | COL-PRD-COM-0001 | Control Panel, Operator | COL-PRD-MISC | Miscellaneous Equipment | Control Panel |  |  | COM | http://www.toronto.ca/TWONTO#process_control_panel | Electrical Equipment
18635 | COL-PRD-TS-0001 | Control Panel, Operator | COL-PRD | Redland Pumping Station | Control Panel |  |  | TS |  | Electrical Equipment
18636 | COL-PRD-TS-0001 | Control Panel, Operator | COL-PRD-MISC | Miscellaneous Equipment | Control Panel |  |  | TS |  | Electrical Equipment
6733 | COL-PRR-COM-0001 | Control Panel, Operator | COL-PRR | Riverside Sewage Pumping Station | Control Panel |  |  | COM | http://www.toronto.ca/TWONTO#process_control_panel | Electrical Equipment
6734 | COL-PRR-COM-0001 | Control Panel, Operator | COL-PRR-MISC | Miscellaneous Equipment | Control Panel |  |  | COM | http://www.toronto.ca/TWONTO#process_control_panel | Electrical Equipment
6735 | COL-PRR-CP-0001 | Control Panel, Operator | COL-PRR | Riverside Sewage Pumping Station | Control Panel |  |  | CP | http://www.toronto.ca/TWONTO#process_control_panel | Electrical Equipment
18664 | COL-PRR-CP-0001 | Control Panel, Operator | COL-PRR-MISC | Miscellaneous Equipment | Control Panel |  |  | CP | http://www.toronto.ca/TWONTO#process_control_panel | Electrical Equipment
6738 | COL-PRR-CP-0003 | Control Panel, Operator | COL-PRR-MISC | Miscellaneous Equipment | Control Panel |  |  | CP | http://www.toronto.ca/TWONTO#process_control_panel | Electrical Equipment
18665 | COL-PRR-CP-0003 | Control Panel, Operator | COL-PRR | Riverside Sewage Pumping Station | Control Panel |  |  | CP | http://www.toronto.ca/TWONTO#process_control_panel | Electrical Equipment
6930 | COL-PRX-CP-0001 | Control Panel, Operator | COL-PRX-MISC | Miscellaneous Equipment | Control Panel |  |  | CP | http://www.toronto.ca/TWONTO#process_control_panel | Electrical Equipment
19131 | COL-PRX-CP-0001 | Control Panel, Operator | COL-PRX | Roxborough Sewage Pumping Station | Control Panel |  |  | CP | http://www.toronto.ca/TWONTO#process_control_panel | Electrical Equipment
6977 | COL-PSB-CP-0001 | Control Panel, Operator | COL-PSB-MISC | Miscellaneous Equipment | Control Panel |  |  | CP | http://www.toronto.ca/TWONTO#process_control_panel | Electrical Equipment
19585 | COL-PSB-CP-0001 | Control Panel, Operator | COL-PSB | Silverbirch Sewage Pumping Station | Control Panel |  |  | CP | http://www.toronto.ca/TWONTO#process_control_panel | Electrical Equipment
7005 | COL-PSD-CP-0001 | Control Panel, Operator | COL-PSD-MISC | Miscellaneous Equipment | Control Panel |  |  | CP | http://www.toronto.ca/TWONTO#process_control_panel | Electrical Equipment
19611 | COL-PSD-CP-0001 | Control Panel, Operator | COL-PSD | Spadina Sewage Pumping Station | Control Panel |  |  | CP | http://www.toronto.ca/TWONTO#process_control_panel | Electrical Equipment
19612 | COL-PSD-CP-0002 | Control Panel, Operator | COL-PSD | Spadina Sewage Pumping Station | Control Panel |  |  | CP | http://www.toronto.ca/TWONTO#process_control_panel | Electrical Equipment
19613 | COL-PSD-CP-0002 | Control Panel, Operator | COL-PSD-MISC | Miscellaneous Equipment | Control Panel |  |  | CP | http://www.toronto.ca/TWONTO#process_control_panel | Electrical Equipment
20529 | COL-PSK-RPU-0001 | Control Panel, Operator | COL-PSK | Skydome Sewage Pumping Station | Control Panel |  |  | RPU |  | Electrical Equipment
20530 | COL-PSK-RPU-0001 | Control Panel, Operator | COL-PSK-MISC | Miscellaneous Equipment | Control Panel |  |  | RPU |  | Electrical Equipment
7319 | COL-PSL-COM-0001 | Control Panel, Operator | COL-PSL-MISC | Miscellaneous Equipment | Control Panel |  |  | COM | http://www.toronto.ca/TWONTO#process_control_panel | Electrical Equipment
20549 | COL-PSL-COM-0001 | Control Panel, Operator | COL-PSL | Sewells Road Sewage Pumping Station | Control Panel |  |  | COM | http://www.toronto.ca/TWONTO#process_control_panel | Electrical Equipment
20550 | COL-PSL-CP-0001 | Control Panel, Operator | COL-PSL | Sewells Road Sewage Pumping Station | Control Panel |  |  | CP | http://www.toronto.ca/TWONTO#process_control_panel | Electrical Equipment
20551 | COL-PSL-CP-0001 | Control Panel, Operator | COL-PSL-MISC | Miscellaneous Equipment | Control Panel |  |  | CP | http://www.toronto.ca/TWONTO#process_control_panel | Electrical Equipment
8173 | COL-PTD-CP-0001 | Control Panel, Operator | COL-PTD | Todmorden Sewage Pumping Station | Control Panel |  |  | CP | http://www.toronto.ca/TWONTO#process_control_panel | Electrical Equipment
8174 | COL-PTD-CP-0001 | Control Panel, Operator | COL-PTD-MISC | Miscellaneous Equipment | Control Panel |  |  | CP | http://www.toronto.ca/TWONTO#process_control_panel | Electrical Equipment
8261 | COL-PVM-CP-0001 | Control Panel, Operator | COL-PVM | Valleymede Sewage Pumping Station | Control Panel |  |  | CP | http://www.toronto.ca/TWONTO#process_control_panel | Electrical Equipment
22670 | COL-PVM-CP-0001 | Control Panel, Operator | COL-PVM-MISC | Miscellaneous Equipment | Control Panel |  |  | CP | http://www.toronto.ca/TWONTO#process_control_panel | Electrical Equipment
22671 | COL-PVM-CP-0002 | Control Panel, Operator | COL-PVM | Valleymede Sewage Pumping Station | Control Panel |  |  | CP | http://www.toronto.ca/TWONTO#process_control_panel | Electrical Equipment
22672 | COL-PVM-CP-0002 | Control Panel, Operator | COL-PVM-MISC | Miscellaneous Equipment | Control Panel |  |  | CP | http://www.toronto.ca/TWONTO#process_control_panel | Electrical Equipment
6514 | COL-PRD-CB-0001 | Circuit Breaker, Main | COL-PRD | Redland Pumping Station | Circuit Breaker |  |  | CB | http://www.toronto.ca/TWONTO#breaker | Electrical Equipment
6515 | COL-PRD-CB-0001 | Circuit Breaker, Main | COL-PRD-MISC | Miscellaneous Equipment | Circuit Breaker |  |  | CB | http://www.toronto.ca/TWONTO#breaker | Electrical Equipment
6516 | COL-PRD-CH-0001 | Chamber, Inlet | COL-PRD | Redland Pumping Station | Chamber |  |  | CH | http://www.toronto.ca/TWONTO#equipment_or_access_chamber | Mechanical Equipment
18592 | COL-PRD-CH-0001 | Chamber, Inlet | COL-PRD-MISC | Miscellaneous Equipment | Chamber |  |  | CH | http://www.toronto.ca/TWONTO#equipment_or_access_chamber | Mechanical Equipment
6517 | COL-PRD-CH-0002 | Chamber, Overflow | COL-PRD | Redland Pumping Station | Chamber |  |  | CH | http://www.toronto.ca/TWONTO#equipment_or_access_chamber | Mechanical Equipment
18593 | COL-PRD-CH-0002 | Chamber, Overflow | COL-PRD-MISC | Miscellaneous Equipment | Chamber |  |  | CH | http://www.toronto.ca/TWONTO#equipment_or_access_chamber | Mechanical Equipment
6518 | COL-PRD-CH-0003 | Force main Chamber 1 | COL-PRD-MISC | Miscellaneous Equipment | Chamber |  | 34027 | CH | x | Mechanical Equipment
18594 | COL-PRD-CH-0004 | Force main Chamber 2 | COL-PRD-MISC | Miscellaneous Equipment | Chamber |  | 34028 | CH | x | Mechanical Equipment
18595 | COL-PRD-CH-0005 | Force main Chamber 3 | COL-PRD-MISC | Miscellaneous Equipment | Chamber |  | 34029 | CH | x | Mechanical Equipment
6519 | COL-PRD-CH-0006 | Force main Chamber 4 | COL-PRD-MISC | Miscellaneous Equipment | Chamber |  | 34030 | CH | x | Mechanical Equipment
18596 | COL-PRD-CH-0007 | Force main Chamber 5 | COL-PRD-MISC | Miscellaneous Equipment | Chamber |  | 34031 | CH | x | Mechanical Equipment
6520 | COL-PRD-CH-0008 | Force main Chamber 6 | COL-PRD-MISC | Miscellaneous Equipment | Chamber |  | 34032 | CH | x | Mechanical Equipment
6521 | COL-PRD-CH-0009 | Force main Chamber 7 | COL-PRD-MISC | Miscellaneous Equipment | Chamber |  | 34033 | CH | x | Mechanical Equipment
6522 | COL-PRD-CH-0010 | Force main Chamber 8 | COL-PRD-MISC | Miscellaneous Equipment | Chamber |  | 34034 | CH | x | Mechanical Equipment
6523 | COL-PRD-CH-0011 | Force main Chamber 9 | COL-PRD-MISC | Miscellaneous Equipment | Chamber |  | 34035 | CH | x | Mechanical Equipment
18597 | COL-PRD-CH-0012 | Force main Chamber 10 | COL-PRD-MISC | Miscellaneous Equipment | Chamber |  | 34036 | CH | x | Mechanical Equipment
23185 | COL-PWE-CP-0001 | Control Panel, Operator | COL-PWE | Wellington Sewage Pumping Station (partial operation) | Control Panel |  |  | CP | http://www.toronto.ca/TWONTO#process_control_panel | Electrical Equipment
23186 | COL-PWE-CP-0001 | Control Panel, Operator | COL-PWE-MISC | Miscellaneous Equipment | Control Panel |  |  | CP | http://www.toronto.ca/TWONTO#process_control_panel | Electrical Equipment
24500 | COL-PWP-COM-0001 | Control Panel, Operator | COL-PWP | West Point Avenue Sewage Pumping Station | Control Panel |  |  | COM | http://www.toronto.ca/TWONTO#process_control_panel | Electrical Equipment
24501 | COL-PWP-COM-0001 | Control Panel, Operator | COL-PWP-MISC | Miscellaneous Equipment | Control Panel |  |  | COM | http://www.toronto.ca/TWONTO#process_control_panel | Electrical Equipment
8446 | COL-PWP-CP-0002 | Control Panel, Operator | COL-PWP | West Point Avenue Sewage Pumping Station | Control Panel |  |  | CP | http://www.toronto.ca/TWONTO#process_control_panel | Electrical Equipment
8447 | COL-PWP-CP-0002 | Control Panel, Operator | COL-PWP-MISC | Miscellaneous Equipment | Control Panel |  |  | CP | http://www.toronto.ca/TWONTO#process_control_panel | Electrical Equipment
8829 | COL-RBB-CP-0001 | Control Panel, Operator | COL-RBB | Western Beaches Tunnel (Battery Park)-Storm | Control Panel |  |  | CP | http://www.toronto.ca/TWONTO#process_control_panel | Electrical Equipment
8830 | COL-RBB-CP-0001 | Control Panel, Operator | COL-RBB-MISC | Miscellaneous Equipment | Control Panel |  |  | CP | http://www.toronto.ca/TWONTO#process_control_panel | Electrical Equipment
8831 | COL-RBB-CP-0002 | Control Panel, Operator | COL-RBB | Western Beaches Tunnel (Battery Park)-Storm | Control Panel |  |  | CP | http://www.toronto.ca/TWONTO#process_control_panel | Electrical Equipment
28269 | COL-RBB-CP-0002 | Control Panel, Operator | COL-RBB-MISC | Miscellaneous Equipment | Control Panel |  |  | CP | http://www.toronto.ca/TWONTO#process_control_panel | Electrical Equipment
18601 | COL-PRD-FEQ-0001S | Fire Prevention, Extinguisher | COL-PRD | Redland Pumping Station | Fire Prevention,Extinguisher |  | 42713 | FEQ | x | Obsolete Entity
18602 | COL-PRD-FEQ-0001S | Fire Prevention, Extinguisher | COL-PRD-MISC | Miscellaneous Equipment | Fire Prevention,Extinguisher |  | 42713 | FEQ | x | Obsolete Entity
18603 | COL-PRD-FEQ-0001S | Fire Prevention, Extinguisher | COL-W-OBSOLETE | Col West Obsolete Entities | Fire Prevention,Extinguisher |  | 42713 | FEQ | x | Obsolete Entity
8832 | COL-RBB-CP-0003 | Control Panel, Operator | COL-RBB | Western Beaches Tunnel (Battery Park)-Storm | Control Panel |  |  | CP | http://www.toronto.ca/TWONTO#process_control_panel | Electrical Equipment
8833 | COL-RBB-CP-0003 | Control Panel, Operator | COL-RBB-MISC | Miscellaneous Equipment | Control Panel |  |  | CP | http://www.toronto.ca/TWONTO#process_control_panel | Electrical Equipment
28270 | COL-RBB-CP-0004 | Control Panel, Operator | COL-RBB | Western Beaches Tunnel (Battery Park)-Storm | Control Panel |  |  | CP | http://www.toronto.ca/TWONTO#process_control_panel | Electrical Equipment
28271 | COL-RBB-CP-0004 | Control Panel, Operator | COL-RBB-MISC | Miscellaneous Equipment | Control Panel |  |  | CP | http://www.toronto.ca/TWONTO#process_control_panel | Electrical Equipment
28272 | COL-RBB-CP-0005 | Control Panel, Operator | COL-RBB | Western Beaches Tunnel (Battery Park)-Storm | Control Panel |  |  | CP | http://www.toronto.ca/TWONTO#process_control_panel | Electrical Equipment
28273 | COL-RBB-CP-0005 | Control Panel, Operator | COL-RBB-MISC | Miscellaneous Equipment | Control Panel |  |  | CP | http://www.toronto.ca/TWONTO#process_control_panel | Electrical Equipment
8834 | COL-RBB-CP-0006 | Control Panel, Operator | COL-RBB-MISC | Miscellaneous Equipment | Control Panel |  |  | CP | http://www.toronto.ca/TWONTO#process_control_panel | Electrical Equipment
28274 | COL-RBB-CP-0006 | Control Panel, Operator | COL-RBB | Western Beaches Tunnel (Battery Park)-Storm | Control Panel |  |  | CP | http://www.toronto.ca/TWONTO#process_control_panel | Electrical Equipment
28275 | COL-RBB-CP-0007 | Control Panel, Operator | COL-RBB | Western Beaches Tunnel (Battery Park)-Storm | Control Panel |  |  | CP | http://www.toronto.ca/TWONTO#process_control_panel | Electrical Equipment
28276 | COL-RBB-CP-0007 | Control Panel, Operator | COL-RBB-MISC | Miscellaneous Equipment | Control Panel |  |  | CP | http://www.toronto.ca/TWONTO#process_control_panel | Electrical Equipment
9058 | COL-RBC-CP-0001 | Control Panel, Operator | COL-RBC | Cowan Shaft (WBT)-storm | Control Panel |  |  | CP | http://www.toronto.ca/TWONTO#process_control_panel | Electrical Equipment
9059 | COL-RBC-CP-0001 | Control Panel, Operator | COL-RBC-MISC | Miscellaneous Equipment | Control Panel |  |  | CP | http://www.toronto.ca/TWONTO#process_control_panel | Electrical Equipment
28443 | COL-RBC-CP-0002 | Control Panel, Operator | COL-RBC | Cowan Shaft (WBT)-storm | Control Panel |  |  | CP | http://www.toronto.ca/TWONTO#process_control_panel | Electrical Equipment
28444 | COL-RBC-CP-0002 | Control Panel, Operator | COL-RBC-MISC | Miscellaneous Equipment | Control Panel |  |  | CP | http://www.toronto.ca/TWONTO#process_control_panel | Electrical Equipment
9092 | COL-RBG-CP-0001 | Control Panel, Operator | COL-RBG-MISC | Miscellaneous Equipment | Control Panel |  |  | CP | http://www.toronto.ca/TWONTO#process_control_panel | Electrical Equipment
28473 | COL-RBG-CP-0001 | Control Panel, Operator | COL-RBG | Glendale Shaft (WBT)-storm | Control Panel |  |  | CP | http://www.toronto.ca/TWONTO#process_control_panel | Electrical Equipment
28555 | COL-SKW-CP-0001 | Control Panel, Operator | COL-SKW | Kew Beach Detention Tank (Kenilworth)-storm | Control Panel |  |  | CP | http://www.toronto.ca/TWONTO#process_control_panel | Electrical Equipment
28556 | COL-SKW-CP-0001 | Control Panel, Operator | COL-SKW-MISC | Miscellaneous Equipment | Control Panel |  |  | CP | http://www.toronto.ca/TWONTO#process_control_panel | Electrical Equipment
28693 | COL-SMC-CP-0001 | Control Panel, Operator | COL-SMC | Maclean Detention Tank-storm | Control Panel |  |  | CP | http://www.toronto.ca/TWONTO#process_control_panel | Electrical Equipment
28694 | COL-SMC-CP-0001 | Control Panel, Operator | COL-SMC-MISC | Miscellaneous Equipment | Control Panel |  |  | CP | http://www.toronto.ca/TWONTO#process_control_panel | Electrical Equipment
28695 | COL-SMC-CP-0002 | Control Panel, Operator | COL-SMC | Maclean Detention Tank-storm | Control Panel |  |  | CP | http://www.toronto.ca/TWONTO#process_control_panel | Electrical Equipment
28696 | COL-SMC-CP-0002 | Control Panel, Operator | COL-SMC-MISC | Miscellaneous Equipment | Control Panel |  |  | CP | http://www.toronto.ca/TWONTO#process_control_panel | Electrical Equipment
28697 | COL-SMC-CP-0003 | Control Panel, Operator | COL-SMC | Maclean Detention Tank-storm | Control Panel |  |  | CP | http://www.toronto.ca/TWONTO#process_control_panel | Electrical Equipment
28698 | COL-SMC-CP-0003 | Control Panel, Operator | COL-SMC-MISC | Miscellaneous Equipment | Control Panel |  |  | CP | http://www.toronto.ca/TWONTO#process_control_panel | Electrical Equipment
9185 | COL-SMC-CP-0004 | Control Panel, Operator | COL-SMC-MISC | Miscellaneous Equipment | Control Panel |  |  | CP | http://www.toronto.ca/TWONTO#process_control_panel | Electrical Equipment
28699 | COL-SMC-CP-0004 | Control Panel, Operator | COL-SMC | Maclean Detention Tank-storm | Control Panel |  |  | CP | http://www.toronto.ca/TWONTO#process_control_panel | Electrical Equipment
53546 | SWM-PET-CP-0001 | Control Panel, Operator | SWM-PET | Eglinton - Bellamy Storm Pumping Station | Control Panel |  |  | CP | http://www.toronto.ca/TWONTO#process_control_panel | Electrical Equipment
53547 | SWM-PET-CP-0001 | Control Panel, Operator | SWM-PET-MISC | Miscellaneous Equipment | Control Panel |  |  | CP | http://www.toronto.ca/TWONTO#process_control_panel | Electrical Equipment
67713 | SWM-PET-CP-0003 | Control Panel, Operator | SWM-PET | Eglinton - Bellamy Storm Pumping Station | Control Panel |  |  | CP | http://www.toronto.ca/TWONTO#process_control_panel | Electrical Equipment
67714 | SWM-PET-CP-0003 | Control Panel, Operator | SWM-PET-MISC | Miscellaneous Equipment | Control Panel |  |  | CP | http://www.toronto.ca/TWONTO#process_control_panel | Electrical Equipment
67715 | SWM-PET-CP-0004 | Control Panel, Operator | SWM-PET | Eglinton - Bellamy Storm Pumping Station | Control Panel |  |  | CP | http://www.toronto.ca/TWONTO#process_control_panel | Electrical Equipment
67716 | SWM-PET-CP-0004 | Control Panel, Operator | SWM-PET-MISC | Miscellaneous Equipment | Control Panel |  |  | CP | http://www.toronto.ca/TWONTO#process_control_panel | Electrical Equipment
67717 | SWM-PET-CP-0005 | Control Panel, Operator | SWM-PET | Eglinton - Bellamy Storm Pumping Station | Control Panel |  |  | CP | http://www.toronto.ca/TWONTO#process_control_panel | Electrical Equipment
67718 | SWM-PET-CP-0005 | Control Panel, Operator | SWM-PET-MISC | Miscellaneous Equipment | Control Panel |  |  | CP | http://www.toronto.ca/TWONTO#process_control_panel | Electrical Equipment
53549 | SWM-PET-CP-0006 | Control Panel, Operator | SWM-PET-MISC | Miscellaneous Equipment | Control Panel |  |  | CP | http://www.toronto.ca/TWONTO#process_control_panel | Electrical Equipment
67719 | SWM-PET-CP-0006 | Control Panel, Operator | SWM-PET | Eglinton - Bellamy Storm Pumping Station | Control Panel |  |  | CP | http://www.toronto.ca/TWONTO#process_control_panel | Electrical Equipment
53744 | SWM-PPP-CP-0001 | Control Panel, Operator | SWM-PPP-MISC | Miscellaneous Equipment | Control Panel |  |  | CP | http://www.toronto.ca/TWONTO#process_control_panel | Electrical Equipment
67949 | SWM-PPP-CP-0001 | Control Panel, Operator | SWM-PPP | Pantry Park Sewage Pumping Station | Control Panel |  |  | CP | http://www.toronto.ca/TWONTO#process_control_panel | Electrical Equipment
67959 | SWM-PWD-COM-0001 | Control Panel, Operator | SWM-PWD | Warden Storm | Control Panel |  |  | COM | http://www.toronto.ca/TWONTO#process_control_panel | Electrical Equipment
67960 | SWM-PWD-COM-0001 | Control Panel, Operator | SWM-PWD-MISC | Miscellaneous Equipment | Control Panel |  |  | COM | http://www.toronto.ca/TWONTO#process_control_panel | Electrical Equipment
67962 | SWM-PWD-CP-0002 | Control Panel, Operator | SWM-PWD | Warden Storm | Control Panel |  |  | CP | http://www.toronto.ca/TWONTO#process_control_panel | Electrical Equipment
67963 | SWM-PWD-CP-0002 | Control Panel, Operator | SWM-PWD-MISC | Miscellaneous Equipment | Control Panel |  |  | CP | http://www.toronto.ca/TWONTO#process_control_panel | Electrical Equipment
53757 | SWM-PWD-CP-0004 | Control Panel, Operator | SWM-PWD-MISC | Miscellaneous Equipment | Control Panel |  |  | CP | http://www.toronto.ca/TWONTO#process_control_panel | Electrical Equipment
67965 | SWM-PWD-CP-0004 | Control Panel, Operator | SWM-PWD | Warden Storm | Control Panel |  |  | CP | http://www.toronto.ca/TWONTO#process_control_panel | Electrical Equipment
53758 | SWM-PWD-CP-0005 | Control Panel, Operator | SWM-PWD | Warden Storm | Control Panel |  |  | CP | http://www.toronto.ca/TWONTO#process_control_panel | Electrical Equipment
53759 | SWM-PWD-CP-0005 | Control Panel, Operator | SWM-PWD-MISC | Miscellaneous Equipment | Control Panel |  |  | CP | http://www.toronto.ca/TWONTO#process_control_panel | Electrical Equipment
15477 | FCL-TRW-CP-0007 | Control Panel, Operator, Air Compressors, Surge Tank Building | FCL-TRW-C-0001 | Compressor, Stationary, Surge Tank Building |  |  |  | CP | http://www.toronto.ca/TWONTO#process_control_panel | Electrical Equipment
11586 | FCL-ALM-CP-0010 | Control Panel, Operator, Alum Mixing Tank Outlet Valve, Alum System | FCL-ALM-T-0101 | Tank, Non-Pressurized, Alum Storage Tank 0101, Liquid Alum System |  |  |  | CP | http://www.toronto.ca/TWONTO#process_control_panel | Electrical Equipment
11587 | FCL-ALM-CP-0014 | Control Panel, Operator, Alum Storage Tank 0101 Outlet Valve, Alum System | FCL-ALM-T-0101 | Tank, Non-Pressurized, Alum Storage Tank 0101, Liquid Alum System |  |  |  | CP | http://www.toronto.ca/TWONTO#process_control_panel | Electrical Equipment
11588 | FCL-ALM-CP-0018 | Control Panel, Operator, Alum Storage Tank 0201 Outlet Valve, Alum System | FCL-ALM-T-0101 | Tank, Non-Pressurized, Alum Storage Tank 0101, Liquid Alum System |  |  |  | CP | http://www.toronto.ca/TWONTO#process_control_panel | Electrical Equipment
31170 | FCL-ALM-CP-0001 | Control Panel, Operator, Alum Tank Overflow Alarm, Alum System | FCL-ALM-T-0101 | Tank, Non-Pressurized, Alum Storage Tank 0101, Liquid Alum System |  |  |  | CP | http://www.toronto.ca/TWONTO#process_control_panel | Electrical Equipment
31296 | FCL-AM-CP-0001 | Control Panel, Operator, Aqua Ammonia System, Outside Wall beside Ammonia Fill Station | FCL-AM | Ammoniation |  |  |  | CP | http://www.toronto.ca/TWONTO#process_control_panel | Electrical Equipment
33406 | FCL-FLT-CP-0101 | Control Panel, Operator, Filter 0101 Flow/Rate, Filter 0101 | FCL-FLT-F-0101 | Filter, Carbon Activated, Filter Building, Filter Gallery West |  |  |  | CP | http://www.toronto.ca/TWONTO#process_control_panel | Electrical Equipment
13182 | FCL-FLT-CP-0201 | Control Panel, Operator, Filter 0201 Flow/Rate, Filter 0201 | FCL-FLT-F-0201 | Filter, Carbon Activated, Filter Building, Filter Gallery East |  |  |  | CP | http://www.toronto.ca/TWONTO#process_control_panel | Electrical Equipment
13183 | FCL-FLT-CP-0301 | Control Panel, Operator, Filter 0301 Flow/Rate, Filter 0301 | FCL-FLT-F-0301 | Filter, Carbon Activated, Filter Building, Filter Gallery West |  |  |  | CP | http://www.toronto.ca/TWONTO#process_control_panel | Electrical Equipment
33407 | FCL-FLT-CP-0401 | Control Panel, Operator, Filter 0401 Flow/Rate, Filter 0401 | FCL-FLT-F-0401 | Filter, Carbon Activated, Filter Building, Filter Gallery East |  |  |  | CP | http://www.toronto.ca/TWONTO#process_control_panel | Electrical Equipment
13184 | FCL-FLT-CP-0501 | Control Panel, Operator, Filter 0501 Flow/Rate, Filter 0501 | FCL-FLT-F-0501 | Filter, Carbon Activated, Filter Building, Filter Gallery West |  |  |  | CP | http://www.toronto.ca/TWONTO#process_control_panel | Electrical Equipment
13185 | FCL-FLT-CP-0601 | Control Panel, Operator, Filter 0601 Flow/Rate, Filter 0601 | FCL-FLT-F-0601 | Filter, Carbon Activated, Filter Building, Filter Gallery East |  |  |  | CP | http://www.toronto.ca/TWONTO#process_control_panel | Electrical Equipment
33408 | FCL-FLT-CP-0701 | Control Panel, Operator, Filter 0701 Flow/Rate, Filter 0701 | FCL-FLT-F-0701 | Filter, Carbon Activated, Filter Building, Filter Gallery West |  |  |  | CP | http://www.toronto.ca/TWONTO#process_control_panel | Electrical Equipment
6637 | COL-PRD-P-0001 | Pump, Centrifugal | COL-PRD | Redland Pumping Station | Pump |  | 34153 | P | x | Mechanical Equipment
18630 | COL-PRD-P-0001 | Pump, Centrifugal | COL-PRD-MISC | Miscellaneous Equipment | Pump |  | 34153 | P | x | Mechanical Equipment
13186 | FCL-FLT-CP-0801 | Control Panel, Operator, Filter 0801 Flow/Rate, Filter 0801 | FCL-FLT-F-0801 | Filter, Carbon Activated, Filter Building, Filter Gallery East |  |  |  | CP | http://www.toronto.ca/TWONTO#process_control_panel | Electrical Equipment
33409 | FCL-FLT-CP-0901 | Control Panel, Operator, Filter 0901 Flow/Rate, Filter 0901 | FCL-FLT-F-0901 | Filter, Carbon Activated, Filter Building, Filter Gallery West |  |  |  | CP | http://www.toronto.ca/TWONTO#process_control_panel | Electrical Equipment
13187 | FCL-FLT-CP-1001 | Control Panel, Operator, Filter 1001 Flow/Rate, Filter 1001 | FCL-FLT-F-1001 | Filter, Carbon Activated, Filter Building, Filter Gallery East |  |  |  | CP | http://www.toronto.ca/TWONTO#process_control_panel | Electrical Equipment
13188 | FCL-FLT-CP-1101 | Control Panel, Operator, Filter 1101 Flow/Rate, Filter 1101 | FCL-FLT-F-1101 | Filter, Carbon Activated, Filter Building, Filter Gallery West |  |  |  | CP | http://www.toronto.ca/TWONTO#process_control_panel | Electrical Equipment
13189 | FCL-FLT-CP-1201 | Control Panel, Operator, Filter 1201 Flow/Rate, Filter 1201 | FCL-FLT-F-1201 | Filter, Carbon Activated, Filter Building, Filter Gallery East |  |  |  | CP | http://www.toronto.ca/TWONTO#process_control_panel | Electrical Equipment
13190 | FCL-FLT-CP-1301 | Control Panel, Operator, Filter 1301 Flow/Rate, Filter 1301 | FCL-FLT-F-1301 | Filter, Carbon Activated, Filter Building, Filter Gallery West |  |  |  | CP | http://www.toronto.ca/TWONTO#process_control_panel | Electrical Equipment
33410 | FCL-FLT-CP-1401 | Control Panel, Operator, Filter 1401 Flow/Rate, Filter 1401 | FCL-FLT-F-1401 | Filter, Carbon Activated, Filter Building, Filter Gallery East |  |  |  | CP | http://www.toronto.ca/TWONTO#process_control_panel | Electrical Equipment
13191 | FCL-FLT-CP-1501 | Control Panel, Operator, Filter 1501 Flow/Rate, Filter 1501 | FCL-FLT-F-1501 | Filter, Carbon Activated, Filter Building, Filter Gallery West |  |  |  | CP | http://www.toronto.ca/TWONTO#process_control_panel | Electrical Equipment
13192 | FCL-FLT-CP-1601 | Control Panel, Operator, Filter 1601 Flow/Rate, Filter 1601 | FCL-FLT-F-1601 | Filter, Carbon Activated, Filter Building, Filter Gallery East |  |  |  | CP | http://www.toronto.ca/TWONTO#process_control_panel | Electrical Equipment
13193 | FCL-FLT-CP-1701 | Control Panel, Operator, Filter 1701 Flow/Rate, Filter 1701 | FCL-FLT-F-1701 | Filter, Carbon Activated, Filter Building, Filter Gallery West |  |  |  | CP | http://www.toronto.ca/TWONTO#process_control_panel | Electrical Equipment
33411 | FCL-FLT-CP-1801 | Control Panel, Operator, Filter 1801 Flow/Rate, Filter 1801 | FCL-FLT-F-1801 | Filter, Carbon Activated, Filter Building, Filter Gallery East |  |  |  | CP | http://www.toronto.ca/TWONTO#process_control_panel | Electrical Equipment
33307 | FCL-FL-CP-0001 | Control Panel, Operator, High Level Alarm, Hydrofluosilicic Acid System | FCL-FL-T-0101 | Tank, Non-Pressurized, Hydrofluosilicic Acid System |  |  |  | CP | http://www.toronto.ca/TWONTO#process_control_panel | Electrical Equipment
15476 | FCL-TRW-CP-0006 | Control Panel, Operator, Level Alarms, Surge Tank Building | FCL-TRW-T-0001 | Vessel, Pressure, Surge, Surge Tank Building |  |  |  | CP | http://www.toronto.ca/TWONTO#process_control_panel | Electrical Equipment
33836 | FCL-PAC-CP-0101A | Control Panel, PAC Aeration Blower BL-0101, Dry Chemical Building Basement | FCL-PAC-BL-0101 | Blower, PD, PAC Mixing Air Supply, Dry Chemical Building Basement |  |  |  | CP | http://www.toronto.ca/TWONTO#process_control_panel | Electrical Equipment
33838 | FCL-PAC-CP-0201A | Control Panel, PAC Aeration Blower BL-0201, Dry Chemical Building Basement | FCL-PAC-BL-0201 | Blower, PD, PAC Mixing Air Supply, Dry Chemical Building Basement |  |  |  | CP | http://www.toronto.ca/TWONTO#process_control_panel | Electrical Equipment
13683 | FCL-PAC-CP-0301A | Control Panel, PAC Aeration Blower BL-0301, Dry Chemical Building Basement | FCL-PAC-BL-0301 | Blower, PD, PAC Mixing Air Supply, Dry Chemical Building Basement |  |  |  | CP | http://www.toronto.ca/TWONTO#process_control_panel | Electrical Equipment
13681 | FCL-PAC-CP-0201B | Control Panel, PAC Storage Tank #2 Mixer MX-0201, Dry Chemical Building | FCL-PAC-MX-0201 | Mixer, PAC Storage Tank T-0201, Dry Chemical Building PAC Tanks |  |  |  | CP | http://www.toronto.ca/TWONTO#process_control_panel | Electrical Equipment
18660 | COL-PRR-ALR-0001 | Gas Alarm, Dry Well | COL-PRR | Riverside Sewage Pumping Station | Fire Prevention,Alarm |  |  | ALR | http://www.toronto.ca/TWONTO#annunciator_panel | Electrical Equipment
18661 | COL-PRR-ALR-0001 | Gas Alarm, Dry Well | COL-PRR-MISC | Miscellaneous Equipment | Fire Prevention,Alarm |  |  | ALR | http://www.toronto.ca/TWONTO#annunciator_panel | Electrical Equipment
33839 | FCL-PAC-CP-0301B | Control Panel, PAC Storage Tank #3 Mixer MX-0301, Dry Chemical Building | FCL-PAC-MX-0301 | Mixer, PAC Storage Tank T-0301, Dry Chemical Building PAC Tanks |  |  |  | CP | http://www.toronto.ca/TWONTO#process_control_panel | Electrical Equipment
10836 | FCL-ACC-CP-0001 | Control Panel, Pad Heating Control (Snow Melting), Gaseous Building, MCC Room, MCC-003G | FCL-ACC-CL | Gaseous Chemical Building HVAC Equipment |  |  |  | CP | http://www.toronto.ca/TWONTO#process_control_panel | Electrical Equipment
8952 | COL-RBB-LP-0003 | Control Panel, Power Dist. | COL-RBB | Western Beaches Tunnel (Battery Park)-Storm | Control Panel |  |  | LP | http://www.toronto.ca/TWONTO#LV_electrical_panel | Electrical Equipment
28353 | COL-RBB-LP-0003 | Control Panel, Power Dist. | COL-RBB-MISC | Miscellaneous Equipment | Control Panel |  |  | LP | http://www.toronto.ca/TWONTO#LV_electrical_panel | Electrical Equipment
8965 | COL-RBB-PDP-0001 | Control Panel, Power Dist. | COL-RBB | Western Beaches Tunnel (Battery Park)-Storm | Control Panel |  |  | PDP | http://www.toronto.ca/TWONTO#LV_electrical_panel | Electrical Equipment
28363 | COL-RBB-PDP-0001 | Control Panel, Power Dist. | COL-RBB-MISC | Miscellaneous Equipment | Control Panel |  |  | PDP | http://www.toronto.ca/TWONTO#LV_electrical_panel | Electrical Equipment
8966 | COL-RBB-PDP-0002 | Control Panel, Power Dist. | COL-RBB | Western Beaches Tunnel (Battery Park)-Storm | Control Panel |  |  | PDP | http://www.toronto.ca/TWONTO#LV_electrical_panel | Electrical Equipment
28364 | COL-RBB-PDP-0002 | Control Panel, Power Dist. | COL-RBB-MISC | Miscellaneous Equipment | Control Panel |  |  | PDP | http://www.toronto.ca/TWONTO#LV_electrical_panel | Electrical Equipment
6740 | COL-PRR-FEQ-0001S | Fire Prevention, Extinguisher | COL-PRR | Riverside Sewage Pumping Station | Fire Prevention,Extinguisher |  | 40958 | FEQ | x | Obsolete Entity
6741 | COL-PRR-FEQ-0001S | Fire Prevention, Extinguisher | COL-W-OBSOLETE | Col West Obsolete Entities | Fire Prevention,Extinguisher |  | 40958 | FEQ | x | Obsolete Entity
18670 | COL-PRR-FEQ-0001S | Fire Prevention, Extinguisher | COL-PRR-MISC | Miscellaneous Equipment | Fire Prevention,Extinguisher |  | 40958 | FEQ | x | Obsolete Entity
28462 | COL-RBC-LP-0003 | Control Panel, Power Dist. | COL-RBC | Cowan Shaft (WBT)-storm | Control Panel |  |  | LP | http://www.toronto.ca/TWONTO#LV_electrical_panel | Electrical Equipment
28463 | COL-RBC-LP-0003 | Control Panel, Power Dist. | COL-RBC-MISC | Miscellaneous Equipment | Control Panel |  |  | LP | http://www.toronto.ca/TWONTO#LV_electrical_panel | Electrical Equipment
9106 | COL-RBG-LP-0002 | Control Panel, Power Dist. | COL-RBG | Glendale Shaft (WBT)-storm | Control Panel |  |  | LP | http://www.toronto.ca/TWONTO#LV_electrical_panel | Electrical Equipment
28530 | COL-RBG-LP-0002 | Control Panel, Power Dist. | COL-RBG-MISC | Miscellaneous Equipment | Control Panel |  |  | LP | http://www.toronto.ca/TWONTO#LV_electrical_panel | Electrical Equipment
12390 | FCL-DEW-CP-0501 | Control Panel, Pre-treatment Area Dewatering Pumps P-0501A&B, West Sedimentation Corridor | FCL-DEW-P-0501A | Pump, Dry Pit Submersible. Pre-Treatment Area Dewatering, Sedimentation Tank Dewatering Pit |  |  |  | CP | http://www.toronto.ca/TWONTO#process_control_panel | Electrical Equipment
13114 | FCL-FLO-CP-0101 | Control Panel, Pre-treatment Module 1 Inlet Valve, Flocculation &Sedimentation Area South | FCL-FLO-V-0101 | Valve, Butterfly, Actuated, Raw Water, Sedimentation Tank 0101, Mixing Tank/ Coagulation |  |  |  | CP | http://www.toronto.ca/TWONTO#process_control_panel | Electrical Equipment
13115 | FCL-FLO-CP-0201 | Control Panel, Pre-treatment Module 2 Inlet Valve, Flocculation &Sedimentation Area South | FCL-FLO-V-0201 | Valve, Butterfly, Actuated, Raw Water, Sedimentation Tank 0201, Mixing Tank/ Coagulation |  |  |  | CP | http://www.toronto.ca/TWONTO#process_control_panel | Electrical Equipment
33360 | FCL-FLO-CP-0301 | Control Panel, Pre-treatment Module 2 Inlet Valve, Flocculation &Sedimentation Area South | FCL-FLO-V-0301 | Valve, Butterfly, Actuated, Raw Water, Sedimentation Tank 0301, Mixing Tank/ Coagulation |  |  |  | CP | http://www.toronto.ca/TWONTO#process_control_panel | Electrical Equipment
12389 | FCL-DEW-CP-0301 | Control Panel, Pre-Treatment Process Dewatering Pumps P-0301A&B, West Sedimentation Corridor | FCL-DEW-P-0301A | Pump, Dry Pit Submersible. Sedimentation Tanks Process Dewatering, Sedimentation Tank Dewatering Pit |  |  |  | CP | http://www.toronto.ca/TWONTO#process_control_panel | Electrical Equipment
35246 | FCL-WWW-CP-3020 | Control Panel, Process Drain Pumps P-3021 & 3022, RMF Clarification Facility, Pump Room South | FCL-WWW-P-3021 | Pump Submersible Drainage South, Process Drain Sump |  |  |  | CP | http://www.toronto.ca/TWONTO#process_control_panel | Electrical Equipment
35250 | FCL-WWW-CP-5530 | Control Panel, Process Drain Pumps P-5531 & 5532, RMF Centrifuge Building, Cake Container Area | FCL-WWW-P-5531 | Pump Submersible Centrifuge Process Drain |  |  |  | CP | http://www.toronto.ca/TWONTO#process_control_panel | Electrical Equipment
7686 | COL-PSP-CP-0001 | Control Panel, Pumps | COL-PSP-MISC | Miscellaneous Equipment | Control Panel |  |  | CP | http://www.toronto.ca/TWONTO#process_control_panel | Electrical Equipment
20706 | COL-PSP-CP-0001 | Control Panel, Pumps | COL-PSP | Southport Sewage Pumping Station | Control Panel |  |  | CP | http://www.toronto.ca/TWONTO#process_control_panel | Electrical Equipment
53511 | SWM-PDU-CP-0001 | Control Panel, Pumps | SWM-PDU | Dunker's Storm | Control Panel |  |  | CP | http://www.toronto.ca/TWONTO#process_control_panel | Electrical Equipment
53512 | SWM-PDU-CP-0001 | Control Panel, Pumps | SWM-PDU-MISC | Miscellaneous Equipment | Control Panel |  |  | CP | http://www.toronto.ca/TWONTO#process_control_panel | Electrical Equipment
32049 | FCL-DEW-CP-0101 | Control Panel, Raw Water Process Dewatering Pumps P-0101A&B, Low Lift PS SW Corner | FCL-DEW-P-0101A | Pump, Dry Pit Submersible, Raw Water Process Dewatering, Raw Water Dewatering Pit |  |  |  | CP | http://www.toronto.ca/TWONTO#process_control_panel | Electrical Equipment
13901 | FCL-RW-CP-0102 | Control Panel, Raw Water Screen SC-0101 Inlet & Outlet Gates, Low Lift PS Screen Room S/W | FCL-RW-SC-0101 | Screen, Bar, Raw Water, Intake and Screen Room |  |  |  | CP | http://www.toronto.ca/TWONTO#process_control_panel | Electrical Equipment
13900 | FCL-RW-CP-0101 | Control Panel, Raw Water Screen SC-0101, Low Lift PS Screen Room S/W | FCL-RW-SC-0101 | Screen, Bar, Raw Water, Intake and Screen Room |  |  |  | CP | http://www.toronto.ca/TWONTO#process_control_panel | Electrical Equipment
34016 | FCL-RW-CP-0202 | Control Panel, Raw Water Screen SC-0201 Inlet & Outlet Gates, Low Lift PS Screen Room S/W | FCL-RW-SC-0201 | Screen, Bar, Raw Water , Intake and Screen Room |  |  |  | CP | http://www.toronto.ca/TWONTO#process_control_panel | Electrical Equipment
13902 | FCL-RW-CP-0201 | Control Panel, Raw Water Screen SC-0201, Low Lift PS Screen Room S/W | FCL-RW-SC-0201 | Screen, Bar, Raw Water , Intake and Screen Room |  |  |  | CP | http://www.toronto.ca/TWONTO#process_control_panel | Electrical Equipment
13903 | FCL-RW-CP-0601 | Control Panel, Raw Water Screen SC-0601 , Low Lift PS Screen Room S/E | FCL-RW-SC-0601 | Screen, Bar, Raw Water, Intake and Screen Room |  |  |  | CP | http://www.toronto.ca/TWONTO#process_control_panel | Electrical Equipment
13904 | FCL-RW-CP-0602 | Control Panel, Raw Water Screen SC-0601 Inlet & Outlet Gates, Low Lift PS Screen Room S/E | FCL-RW-SC-0601 | Screen, Bar, Raw Water, Intake and Screen Room |  |  |  | CP | http://www.toronto.ca/TWONTO#process_control_panel | Electrical Equipment
13905 | FCL-RW-CP-0701 | Control Panel, Raw Water Screen SC-0701 , Low Lift PS Screen Room S/E | FCL-RW-SC-0701 | Screen, Bar, Raw Water, Intake and Screen Room |  |  |  | CP | http://www.toronto.ca/TWONTO#process_control_panel | Electrical Equipment
18686 | COL-PRR-P-0001 | Pump, Submersible | COL-PRR | Riverside Sewage Pumping Station | Pump |  | 34154 | P | x | Mechanical Equipment
18687 | COL-PRR-P-0001 | Pump, Submersible | COL-PRR-MISC | Miscellaneous Equipment | Pump |  | 34154 | P | x | Mechanical Equipment
13906 | FCL-RW-CP-0702 | Control Panel, Raw Water Screen SC-0701 Inlet & Outlet Gates, Low Lift PS Screen Room S/E | FCL-RW-SC-0701 | Screen, Bar, Raw Water, Intake and Screen Room |  |  |  | CP | http://www.toronto.ca/TWONTO#process_control_panel | Electrical Equipment
6931 | COL-PRX-CP-0002 | Control Panel, Remote Alarm | COL-PRX-MISC | Miscellaneous Equipment | Control Panel |  |  | CP | http://www.toronto.ca/TWONTO#annunciator_panel | Electrical Equipment
19132 | COL-PRX-CP-0002 | Control Panel, Remote Alarm | COL-PRX | Roxborough Sewage Pumping Station | Control Panel |  |  | CP | http://www.toronto.ca/TWONTO#annunciator_panel | Electrical Equipment
34952 | FCL-TRW-CP-0003 | Control Panel, Reservoir Inlet and Outlet Gates, High Lift PS Pump Suction/Transfer Channel | FCL-TRW-G-0003 | Gate, Sluice, Actuated, Outlet, Clearwell WEL-0101 Outlet, Treated Water Distribution Channel |  |  |  | CP | http://www.toronto.ca/TWONTO#process_control_panel | Electrical Equipment
35253 | FCL-WWW-CP-7013 | Control Panel, Sampling Pumps P-7013A & 7013B, RMF Clarification Facility, Operating Floor | FCL-WWW-P-7013A | Pump, Sample Before SO2 Chlorine, RMF dechlorination |  |  |  | CP | http://www.toronto.ca/TWONTO#process_control_panel | Electrical Equipment
15873 | FCL-WWW-CP-7014 | Control Panel, Sampling Pumps P-7014A & 7014B, RMF Clarification Facility, Operating Floor | FCL-WWW-P-7014A | Pump Sample After SO2 Chlorine and Turbidity, RMF dechlorination |  |  |  | CP | http://www.toronto.ca/TWONTO#process_control_panel | Electrical Equipment
34017 | FCL-RW-CP-0300 | Control Panel, Sampling System Inlet Valves to Operators Lab, Admin Building Lab | FCL-RW-SAMP | Raw Water Sampling |  |  |  | CP | http://www.toronto.ca/TWONTO#process_control_panel | Electrical Equipment
34018 | FCL-RW-CP-0500 | Control Panel, Sampling System Inlet Valves to Operators Lab, Admin Building Lab | FCL-RW-SAMP | Raw Water Sampling |  |  |  | CP | http://www.toronto.ca/TWONTO#process_control_panel | Electrical Equipment
35244 | FCL-WWW-CP-0012 | Control Panel, Sanitary Pumps P-0001 & 0002, RMF Clarification Facility, Pump Room North | FCL-WWW-P-0001 | Pump Sanitary Clarification Building, South |  |  |  | CP | http://www.toronto.ca/TWONTO#process_control_panel | Electrical Equipment
6736 | COL-PRR-CP-0002 | Control Panel, Security | COL-PRR | Riverside Sewage Pumping Station | Control Panel |  |  | CP | http://www.toronto.ca/TWONTO#process_control_panel | Electrical Equipment
6737 | COL-PRR-CP-0002 | Control Panel, Security | COL-PRR-MISC | Miscellaneous Equipment | Control Panel |  |  | CP | http://www.toronto.ca/TWONTO#process_control_panel | Electrical Equipment
122637 | THC-AUX-CP-0010 | Control Panel, Sump pumps THC-AUX-P-0011 and 0012 | THC-AUX-LIQUIDS | Auxiliary Systems, Plant Liquids side |  |  |  | CP | http://www.toronto.ca/TWONTO#process_control_panel | Electrical Equipment
33930 | FCL-POL-CP-4120 | Control Panel, Thickening Polymer Skid No.2, RMF Centrifuge Building, Polymer Room | FCL-POL-P-4120 | Pump, Standby, Polymer Skid No.2, Polymer Feed to Thickeners, Centrifuge Building Polymer Room |  |  |  | CP | http://www.toronto.ca/TWONTO#process_control_panel | Electrical Equipment
33931 | FCL-POL-CP-4130 | Control Panel, Thickening Polymer Skid No.3, RMF Centrifuge Building, Polymer Room | FCL-POL-P-4130 | Pump, Duty, Polymer Skid No.3, Polymer Feed to Thickener #2, Centrifuge Building Polymer Room |  |  |  | CP | http://www.toronto.ca/TWONTO#process_control_panel | Electrical Equipment
13769 | FCL-POL-CP-4210 | Control Panel, Thickening Polymer Skid No.4, RMF Centrifuge Building, Polymer Room | FCL-POL-P-4210 | Pump, Duty, Polymer Skid No.4, Polymer Feed to Centrifuge #1, Centrifuge Building Polymer Room |  |  |  | CP | http://www.toronto.ca/TWONTO#process_control_panel | Electrical Equipment
13770 | FCL-POL-CP-4220 | Control Panel, Thickening Polymer Skid No.5, RMF Centrifuge Building, Polymer Room | FCL-POL-P-4220 | Pump, Standby, Polymer Skid No.5, Polymer Feed to Thickeners, Centrifuge Building Polymer Room |  |  |  | CP | http://www.toronto.ca/TWONTO#process_control_panel | Electrical Equipment
33932 | FCL-POL-CP-4230 | Control Panel, Thickening Polymer Skid No.6, RMF Centrifuge Building, Polymer Room | FCL-POL-P-4230 | Pump, Duty, Polymer Skid No.6, Polymer Feed to Centrifuge #2, Centrifuge Building Polymer Room |  |  |  | CP | http://www.toronto.ca/TWONTO#process_control_panel | Electrical Equipment
32050 | FCL-DEW-CP-0201 | Control Panel, Treated Water Process Dewatering Pumps P-0201A&B, High Lift PS SW Corner | FCL-DEW-P-0201A | Pump, Dry Pit Submersible. Treated Water Process Dewatering, Treated Water Dewatering Pit |  |  |  | CP | http://www.toronto.ca/TWONTO#process_control_panel | Electrical Equipment
34951 | FCL-TRW-CP-0001 | Control Panel, Treated Water Sample Pumps P-0101&0201, High Lift PS Basement | FCL-TRW-P-0101 | Pump, Sampling, Reservoir Outlet, Filter Building |  |  |  | CP | http://www.toronto.ca/TWONTO#process_control_panel | Electrical Equipment
15478 | FCL-TRW-CP-0009 | Control Panel, Treated Water Sampling System Valves, District 2 Venturi Room, High Lift PS Basement | FCL-TRW | Treated Water |  |  |  | CP | http://www.toronto.ca/TWONTO#process_control_panel | Electrical Equipment
6932 | COL-PRX-FA-0001S | Fire Alarm System, | COL-PRX | Roxborough Sewage Pumping Station | Building Service,Fire Alarm |  | 42927 | FA | x | Obsolete Entity
6933 | COL-PRX-FA-0001S | Fire Alarm System, | COL-PRX-MISC | Miscellaneous Equipment | Building Service,Fire Alarm |  | 42927 | FA | x | Obsolete Entity
6934 | COL-PRX-FA-0001S | Fire Alarm System, | COL-W-OBSOLETE | Col West Obsolete Entities | Building Service,Fire Alarm |  | 42927 | FA | x | Obsolete Entity
6935 | COL-PRX-FEQ-0001S | Fire Prevention, Extinguisher | COL-PRX-MISC | Miscellaneous Equipment | Fire Prevention,Extinguisher |  | 40961 | FEQ | x | Obsolete Entity
6936 | COL-PRX-FEQ-0001S | Fire Prevention, Extinguisher | COL-W-OBSOLETE | Col West Obsolete Entities | Fire Prevention,Extinguisher |  | 40961 | FEQ | x | Obsolete Entity
6937 | COL-PRX-FEQ-0002S | Fire Prevention, Extinguisher | COL-PRX | Roxborough Sewage Pumping Station | Fire Prevention,Extinguisher |  | 40962 | FEQ | x | Obsolete Entity
6938 | COL-PRX-FEQ-0002S | Fire Prevention, Extinguisher | COL-PRX-MISC | Miscellaneous Equipment | Fire Prevention,Extinguisher |  | 40962 | FEQ | x | Obsolete Entity
6939 | COL-PRX-FEQ-0002S | Fire Prevention, Extinguisher | COL-W-OBSOLETE | Col West Obsolete Entities | Fire Prevention,Extinguisher |  | 40962 | FEQ | x | Obsolete Entity
5798 | COL-PMY-CP-0001 | Control Panel. Instrumentation, Instrument Air Pressure Control | COL-PMY | Maryport Sewage Pumping Station | Control Panel |  |  | CP | http://www.toronto.ca/TWONTO#process_control_panel | Electrical Equipment
16986 | COL-PMY-CP-0001 | Control Panel. Instrumentation, Instrument Air Pressure Control | COL-PMY-MISC | Miscellaneous Equipment | Control Panel |  |  | CP | http://www.toronto.ca/TWONTO#process_control_panel | Electrical Equipment
30499 | FCL-ACC-CT-0301 | Controller, AHU-0301, Admin Building | FCL-ACC-AHU-0301 | Air Handling Unit, Roof Top Unit, Admin Building Roof West |  |  |  | CT | http://www.toronto.ca/TWONTO#controller | Electrical Equipment
30500 | FCL-ACC-CT-0302 | Controller, AHU-0302, Admin Building | FCL-ACC-AHU-0302 | Air Handling Unit, Roof Top Unit, Admin Building Roof West |  |  |  | CT | http://www.toronto.ca/TWONTO#controller | Electrical Equipment
30501 | FCL-ACC-CT-0303 | Controller, AHU-0303, Admin Building | FCL-ACC-AHU-0302 | Air Handling Unit, Roof Top Unit, Admin Building Roof West |  |  |  | CT | http://www.toronto.ca/TWONTO#controller | Electrical Equipment
10844 | FCL-ACC-CT-0901 | Controller, AHU-0901, RMF Clarification Building | FCL-ACC-AHU-0901-SUS | Air Handling Unit, Centrifuge Building, HVAC Room South |  |  |  | CT | http://www.toronto.ca/TWONTO#controller | Electrical Equipment
30509 | FCL-ACC-CT-0903 | Controller, AHU-0903, RMF Clarification Building | FCL-ACC-AHU-0903-SUS | Air Handling Unit, Centrifuge Building, HVAC Room North |  |  |  | CT | http://www.toronto.ca/TWONTO#controller | Electrical Equipment
30510 | FCL-ACC-CT-0904 | Controller, AHU-0904, RMF Clarification Building | FCL-ACC-AHU-0904-SUS | Air Handling Unit, RMF Clarification Facility, Exit Corridor North |  |  |  | CT | http://www.toronto.ca/TWONTO#controller | Electrical Equipment
10845 | FCL-ACC-CT-0905 | Controller, AHU-0906, RMF Clarification Building | FCL-ACC-AHU-0905-SUS | Air Handling Unit, RMF Clarification Facility, HVAC Room 1, Ground Floor |  |  |  | CT | http://www.toronto.ca/TWONTO#controller | Electrical Equipment
30503 | FCL-ACC-CT-0312 | Controller, Baseboard Heaters, Admin Building, First Floor | FCL-ACC-ADMIN | Administration Building HVAC Equipment |  |  |  | CT | http://www.toronto.ca/TWONTO#controller | Electrical Equipment
30504 | FCL-ACC-CT-0313 | Controller, Baseboard Heaters, Admin Building, First Floor | FCL-ACC-ADMIN | Administration Building HVAC Equipment |  |  |  | CT | http://www.toronto.ca/TWONTO#controller | Electrical Equipment
30505 | FCL-ACC-CT-0314 | Controller, Baseboard Heaters, Admin Building, First Floor | FCL-ACC-ADMIN | Administration Building HVAC Equipment |  |  |  | CT | http://www.toronto.ca/TWONTO#controller | Electrical Equipment
30506 | FCL-ACC-CT-0321 | Controller, Baseboard Heaters, Admin Building, Second Floor | FCL-ACC-ADMIN | Administration Building HVAC Equipment |  |  |  | CT | http://www.toronto.ca/TWONTO#controller | Electrical Equipment
30507 | FCL-ACC-CT-0323 | Controller, Baseboard Heaters, Admin Building, Second Floor | FCL-ACC-ADMIN | Administration Building HVAC Equipment |  |  |  | CT | http://www.toronto.ca/TWONTO#controller | Electrical Equipment
30508 | FCL-ACC-CT-0324 | Controller, Baseboard Heaters, Admin Building, Second Floor | FCL-ACC-ADMIN | Administration Building HVAC Equipment |  |  |  | CT | http://www.toronto.ca/TWONTO#controller | Electrical Equipment
30502 | FCL-ACC-CT-0311 | Controller, Fan Coil Heater Unit HTR-0311, Admin Building, First Floor, Vestibule 130 | FCL-ACC-HTR-0311 | Heater, Baseboard, 208V, 2kW, Admin Building, First Floor, Lunch Room 113, East Wall South |  |  |  | CT | http://www.toronto.ca/TWONTO#controller | Electrical Equipment
10843 | FCL-ACC-CT-0322 | Controller, Fan Coil Heater Unit HTR-0322, Admin Building, First Floor, Vestibule 100 | FCL-ACC-HTR-0322 | Heater, Re-Heat Unit, 208V, 3PH, Admin Building, First Floor, Vestibule 100, Ceiling |  |  |  | CT | http://www.toronto.ca/TWONTO#controller | Electrical Equipment
13801 | FCL-POL-TIC-4000 | Controller, Temp., Service Water to Thick. Polymer Skids, RMF Centrifuge Building, Centrifuge Room N-Wall | FCL-POL-HTR-0003 | Heater, Water Tankless, RMF Centrifuge Building, Centrifuge Room North Wall |  |  |  | TIC |  | Electrical Equipment
80057 | TAB-THK-CT | Controller, Uni-Sonic | TAB-THK-INQ | Floatation - Instrumentation Equipment | [5 empty] | Equipment Location
84473 | THC-DEW-CONV | Conveyors System Dewatering | THC-DEW | Dewatering Process | [5 empty] | Sub-Process
16662 | FHA-CCS | Corrosion Control | FHA WORK AREA 1 | Process | [5 empty] | Process
54083 | FIS-CCS | Corrosion Control | FIS-PLT | Preliminary Treatment | [5 empty] | Sub-Process
22288 | FHO-CCS | Corrosion Control Process | FHO WORK AREA 1 | Process | [5 empty] | Process
31489 | FCL-CCS | Corrosion Control System | FCL WORK AREA 1 | Process | [5 empty] | Process
63214 | MTMH180 | COXWELL P.LOT STM | TRK-DON | DON DRAINAGE AREA | [5 empty] | Sub-Process
62573 | MTMH120 | COXWELL STS | TRK-DON | DON DRAINAGE AREA | [5 empty] | Sub-Process
15676 | COL-PLV-CRN-0001 | Crane, | COL-PLV | Livingston Road Pumping Station | Crane |  |  | CRN | http://www.toronto.ca/TWONTO#crane | Mechanical Equipment
15677 | COL-PLV-CRN-0001 | Crane, | COL-PLV-MISC | Miscellaneous Equipment | Crane |  |  | CRN | http://www.toronto.ca/TWONTO#crane | Mechanical Equipment
13909 | FCL-RW-CRN-0403 | Crane, 15 Ton, Travelling, Bridge, Raw Water Pump Area | FCL-MCS-CRN | Cranes |  |  |  | CRN | http://www.toronto.ca/TWONTO#crane | Mechanical Equipment
6529 | COL-PRD-CRN-0001 | Crane, 1T Overhead | COL-PRD | Redland Pumping Station | Crane |  |  | CRN | http://www.toronto.ca/TWONTO#crane | Mechanical Equipment
6530 | COL-PRD-CRN-0001 | Crane, 1T Overhead | COL-PRD-MISC | Miscellaneous Equipment | Crane |  |  | CRN | http://www.toronto.ca/TWONTO#crane | Mechanical Equipment
13908 | FCL-RW-CRN-0402 | Crane, 5 Ton, Travelling, Bridge, Low Lift Screens Area | FCL-MCS-CRN | Cranes |  |  |  | CRN | http://www.toronto.ca/TWONTO#crane | Mechanical Equipment
33804 | FCL-MCS-CRN-0015 | Crane, Manual Chain Hoist, RMF Clarification Facility, HVAC Room #1 | FCL-MCS-CRN | Cranes |  |  |  | CRN | http://www.toronto.ca/TWONTO#crane | Mechanical Equipment
13648 | FCL-MCS-CRN-0400 | Crane, Overhead, 3 Tonne Monorail, RMF Clarification Facility, Clarifier T-1200 Service Platform | FCL-MCS-CRN | Cranes |  |  |  | CRN | http://www.toronto.ca/TWONTO#crane | Mechanical Equipment
5804 | COL-PMY-CRN-0001 | Crane, Shaft 8A | COL-PMY | Maryport Sewage Pumping Station | Crane |  |  | CRN | http://www.toronto.ca/TWONTO#crane | Mechanical Equipment
5805 | COL-PMY-CRN-0001 | Crane, Shaft 8A | COL-PMY-MISC | Miscellaneous Equipment | Crane |  |  | CRN | http://www.toronto.ca/TWONTO#crane | Mechanical Equipment
33799 | FCL-MCS-CRN-0007 | Crane, Travelling, 2 Ton, Manual Chain Hoist, Chlorination, Chlorine Storage | FCL-MCS-CRN | Cranes |  |  |  | CRN | http://www.toronto.ca/TWONTO#crane | Mechanical Equipment
73883 | TAB-MCS-CRN-AUX BLDG | Cranes - Auxiliary Building | TAB-MCS-CRN | TAB Cranes and Lifting Devices | [5 empty] | Mechanical Equipment
105837 | TAB-MCS-CRN-BL BLDG | Cranes - Blower Building | TAB-MCS-CRN | TAB Cranes and Lifting Devices | [5 empty] | Mechanical Equipment
73884 | TAB-MCS-CRN-D BLDG | Cranes - D Building | TAB-MCS-CRN | TAB Cranes and Lifting Devices | [5 empty] | Mechanical Equipment
73885 | TAB-MCS-CRN-DEW | Cranes - Dewatering | TAB-MCS-CRN | TAB Cranes and Lifting Devices | [5 empty] | Mechanical Equipment
73886 | TAB-MCS-CRN-DIG | Cranes - Gas Control Bldg and Digesters | TAB-MCS-CRN | TAB Cranes and Lifting Devices | [5 empty] | Mechanical Equipment
73887 | TAB-MCS-CRN-HR | Cranes - Heat Recovery | TAB-MCS-CRN | TAB Cranes and Lifting Devices | [5 empty] | Mechanical Equipment
105838 | TAB-MCS-CRN-INC | Cranes - Incinerators | TAB-MCS-CRN | TAB Cranes and Lifting Devices | [5 empty] | Mechanical Equipment
105839 | TAB-MCS-CRN-M BLDG | Cranes - M Building | TAB-MCS-CRN | TAB Cranes and Lifting Devices | [5 empty] | Mechanical Equipment
73889 | TAB-MCS-CRN-P BLDG | Cranes - P Building | TAB-MCS-CRN | TAB Cranes and Lifting Devices | [5 empty] | Mechanical Equipment
105840 | TAB-MCS-CRN-POL | Cranes - Polymer Building | TAB-MCS-CRN | TAB Cranes and Lifting Devices | [5 empty] | Mechanical Equipment
105841 | TAB-MCS-CRN-T BLDG | Cranes - T Building | TAB-MCS-CRN | TAB Cranes and Lifting Devices | [5 empty] | Mechanical Equipment
73888 | TAB-MCS-CRN-LOA | Cranes - Truck Loading Bldg. | TAB-MCS-CRN | TAB Cranes and Lifting Devices | [5 empty] | Mechanical Equipment
73890 | TAB-MCS-CRN-Z BLDG | Cranes - Z Bldg, Flotation, Machine Shop, Electrical Shop | TAB-MCS-CRN | TAB Cranes and Lifting Devices | [5 empty] | Mechanical Equipment
132212 | THR-CRN-WA1 | Cranes, Overhead Lifting Devices,WA1 | THR-MCS-WA1 | Cranes, Lifting Devices, Machine Tools, Overhead Doors | [5 empty] | Equipment Location
132213 | THR-CRN-WA2 | Cranes, Overhead Lifting Devices,WA2 | THR WORK AREA 2 | Liquid Handling | [5 empty] | Equipment Location
132214 | THR-CRN-WA2 | Cranes, Overhead Lifting Devices,WA2 | THR-MCS-WA2 | Cranes, Lifting Devices, Machine Tools, Overhead Doors | [5 empty] | Equipment Location
6976 | COL-PSB-CB-0001 | Circuit Breaker, Main | COL-PSB-MISC | Miscellaneous Equipment | Circuit Breaker |  |  | CB | http://www.toronto.ca/TWONTO#breaker | Electrical Equipment
19164 | COL-PSB-CB-0001 | Circuit Breaker, Main | COL-PSB | Silverbirch Sewage Pumping Station | Circuit Breaker |  |  | CB | http://www.toronto.ca/TWONTO#breaker | Electrical Equipment
132215 | THR-CRN-WA3 | Cranes, Overhead Lifting Devices,WA3 | THR-MCS-WA3 | Cranes, Lifting Devices, Machine Tools, Overhead doors, Welding Shops | [5 empty] | Equipment Location
132216 | THR-CRN-WA4 | Cranes, Overhead Lifting Devices,WA4 | THR-MCS-WA4 | Cranes, Lifting Devices, Machine Tools, Mechanical/Welding Shops | [5 empty] | Equipment Location
6978 | COL-PSB-FEQ-0001S | Fire Prevention, Extinguisher | COL-PSB | Silverbirch Sewage Pumping Station | Fire Prevention,Extinguisher |  | 42714 | FEQ | x | Obsolete Entity
19586 | COL-PSB-FEQ-0001S | Fire Prevention, Extinguisher | COL-PSB-MISC | Miscellaneous Equipment | Fire Prevention,Extinguisher |  | 42714 | FEQ | x | Obsolete Entity
19587 | COL-PSB-FEQ-0001S | Fire Prevention, Extinguisher | COL-W-OBSOLETE | Col West Obsolete Entities | Fire Prevention,Extinguisher |  | 42714 | FEQ | x | Obsolete Entity
3663 | COL-PCU-SUSPENDED | Cumber P.S.suspended entities | COL-PCU | Cumber Pumping Station | [5 empty] | Obsolete Entity
63872 | MTMH228 | CUMBER STS | TRK-DON | DON DRAINAGE AREA | [5 empty] | Sub-Process
63873 | MTMH228 | CUMBER STS | TRK-HCK | HIGHLAND CREEK DRAINAGE AREA | [5 empty] | Sub-Process
102778 | THR-PLT-CYC-G | Cyclone, North Grit Building | THR-PLT-GRITS | Gate,Sluice,Preliminary Treatment, Grit Building | [5 empty] | Equipment Location
113162 | TAB-PRM-D | D Bldg - Primary Treatment | TAB-PRM | Primary Treatment | [5 empty] | Sub-Process
111451 | TAB-PLT-SUMP | D Bldg - Sump Pumps | TAB-PLT-D | D Building - Preliminary Treatment | [5 empty] | Mechanical Equipment
74837 | TAB-PLT-G-D | D Building - Conduits 6-11 | TAB-PLT-D | D Building - Preliminary Treatment | [5 empty] | Mechanical Equipment
75167 | TAB-PLT-SC-D | D Building - Bar / Perforated Screen | TAB-PLT-D | D Building - Preliminary Treatment | Screen,Bar |  |  |  |  | Mechanical Equipment
109516 | TAB-PLT-ELQ-D | D Building - Electrical Equipment | TAB-PLT-D | D Building - Preliminary Treatment | [5 empty] | Electrical Equipment
75894 | TAB-PRM-FN | D Building - Fans, Primary Scum Hopper Process Air Exhaust | TAB-PRM-D | D Bldg - Primary Treatment | [5 empty] | Mechanical Equipment
111512 | TAB-PLT-T-D | D Building - Grit Tanks & Hoppers 13 - 16 | TAB-PLT-D | D Building - Preliminary Treatment | [5 empty] | Mechanical Equipment
113788 | TAB-PRM-V | D Building - Header Valves & Actuators, Primary Sludge Line 1, 2 & 3 | TAB-PRM-D | D Bldg - Primary Treatment | [5 empty] | Mechanical Equipment
74844 | TAB-PLT-INQ-D | D Building - Instrumentation Equipment | TAB-PLT-D | D Building - Preliminary Treatment | [5 empty] | Instrumentation Equipment
113371 | TAB-PRM-INQ | D Building - Instrumentation Equipment | TAB-PRM-D | D Bldg - Primary Treatment | [5 empty] | Instrumentation Equipment
76021 | TAB-PRM-MEQ | D Building - Mechanical Equipment | TAB-PRM-D | D Bldg - Primary Treatment | [5 empty] | Mechanical Equipment
74505 | TAB-PLT-BIO | D Building - Odour control System, Bio Filter | TAB-PLT-D | D Building - Preliminary Treatment | Odour Control |  |  |  |  | Mechanical Equipment
74061 | TAB-OCS-DBLDG | D Building - Odour control System, Fans | TAB-PLT-D | D Building - Preliminary Treatment | Odour Control |  |  |  |  | Mechanical Equipment
74604 | TAB-PLT-D | D Building - Preliminary Treatment | TAB-PLT | Preliminary Treatment | [5 empty] | Sub-Process
75181 | TAB-PLT-SQ-D | D Building - Safety Equipment, Atmosphere monitors | TAB-PLT-D | D Building - Preliminary Treatment | [5 empty] | Mechanical Equipment
76218 | TAB-PRM-STRC | D Building - Safety Equipments,Drains, Plumbing, Walls | TAB-PRM-D | D Bldg - Primary Treatment | [5 empty] | Mechanical Equipment
76221 | TAB-PRM-T | D Building - Scum, Sludge Hoppers & Primary Tanks 10-12 | TAB-PRM-D | D Bldg - Primary Treatment | Collector,Bridge |  |  |  |  | Mechanical Equipment
73438 | TAB-ELS-D BLDG | D Building Outdoor Substation | TAB-WORK-AREA-LIQ | TAB Work Area Liq | Switchgear,Outdoor |  |  |  |  | Equipment Location
104555 | TAB-ELS-D BLDG | D Building Outdoor Substation | TAB-ELS-NORTH | North Substation | Switchgear,Outdoor |  |  |  |  | Equipment Location
104556 | TAB-ELS-D BLDG | D Building Outdoor Substation | TAB-WORK-AREA-1 | Work Area 1 | Switchgear,Outdoor |  |  |  |  | Equipment Location
113595 | TAB-PRM-POL-D | D Building -polymer makedown System | TAB-PRM-D | D Bldg - Primary Treatment | [5 empty] | Mechanical Equipment
113587 | TAB-PRM-P-D | D Building Sludge Pumping | TAB-PRM-D | D Bldg - Primary Treatment | [5 empty] | Mechanical Equipment
110214 | TAB-PLT-LOA-D | D Building, Truck Loading Bay | TAB-PLT-D | D Building - Preliminary Treatment | [5 empty] | Mechanical Equipment
109451 | TAB-PLT-CV | D Building, Grit Conveyors | TAB-PLT-D | D Building - Preliminary Treatment | [5 empty] | Mechanical Equipment
74518 | TAB-PLT-CMP | D Building, Screening Compactors | TAB-PLT-D | D Building - Preliminary Treatment | [5 empty] | Mechanical Equipment
20981 | COL-PST-DM-0003 | Damper 1, Exhaust Fan 0001 | COL-PST | Strachan Pumping Station | Damper/Louver |  |  | DM | http://www.toronto.ca/TWONTO#air_damper | Mechanical Equipment
20982 | COL-PST-DM-0003 | Damper 1, Exhaust Fan 0001 | COL-PST-MISC | Miscellaneous Equipment | Damper/Louver |  |  | DM | http://www.toronto.ca/TWONTO#air_damper | Mechanical Equipment
7831 | COL-PST-DM-0005 | Damper 1, Exhaust Fan 0002 | COL-PST | Strachan Pumping Station | Damper/Louver |  |  | DM | http://www.toronto.ca/TWONTO#air_damper | Mechanical Equipment
7832 | COL-PST-DM-0005 | Damper 1, Exhaust Fan 0002 | COL-PST-MISC | Miscellaneous Equipment | Damper/Louver |  |  | DM | http://www.toronto.ca/TWONTO#air_damper | Mechanical Equipment
7829 | COL-PST-DM-0004 | Damper 2, Exhaust Fan 0001 | COL-PST | Strachan Pumping Station | Damper/Louver |  |  | DM | http://www.toronto.ca/TWONTO#air_damper | Mechanical Equipment
7830 | COL-PST-DM-0004 | Damper 2, Exhaust Fan 0001 | COL-PST-MISC | Miscellaneous Equipment | Damper/Louver |  |  | DM | http://www.toronto.ca/TWONTO#air_damper | Mechanical Equipment
20983 | COL-PST-DM-0006 | Damper 2, Exhaust Fan 0002 | COL-PST | Strachan Pumping Station | Damper/Louver |  |  | DM | http://www.toronto.ca/TWONTO#air_damper | Mechanical Equipment
20984 | COL-PST-DM-0006 | Damper 2, Exhaust Fan 0002 | COL-PST-MISC | Miscellaneous Equipment | Damper/Louver |  |  | DM | http://www.toronto.ca/TWONTO#air_damper | Mechanical Equipment
11732 | FCL-AM-DM-0012 | Damper, Ammonia Storage Room Exhaust to Scrubber SB-0101, Gaseous Chemical Building, Ammonia Storage Room | FCL-AM-SCRUBBER | Ammonia Scrubber System |  |  |  | DM | http://www.toronto.ca/TWONTO#air_damper | Mechanical Equipment
9186 | COL-SMC-DM-0001 | Damper, Control Room | COL-SMC | Maclean Detention Tank-storm | Damper/Louver |  |  | DM | http://www.toronto.ca/TWONTO#air_damper | Mechanical Equipment
28700 | COL-SMC-DM-0001 | Damper, Control Room | COL-SMC-MISC | Miscellaneous Equipment | Damper/Louver |  |  | DM | http://www.toronto.ca/TWONTO#air_damper | Mechanical Equipment
7826 | COL-PST-DM-0001 | Damper, Exhaust Fan | COL-PST-MISC | Miscellaneous Equipment | Damper/Louver |  |  | DM | http://www.toronto.ca/TWONTO#air_damper | Mechanical Equipment
20980 | COL-PST-DM-0001 | Damper, Exhaust Fan | COL-PST | Strachan Pumping Station | Damper/Louver |  |  | DM | http://www.toronto.ca/TWONTO#air_damper | Mechanical Equipment
5806 | COL-PMY-DM-0001 | Damper, Gas | COL-PMY | Maryport Sewage Pumping Station | Damper/Louver |  |  | DM | http://www.toronto.ca/TWONTO#air_damper | Mechanical Equipment
16990 | COL-PMY-DM-0001 | Damper, Gas | COL-PMY-MISC | Miscellaneous Equipment | Damper/Louver |  |  | DM | http://www.toronto.ca/TWONTO#air_damper | Mechanical Equipment
5807 | COL-PMY-DM-0002 | Damper, Gas | COL-PMY | Maryport Sewage Pumping Station | Damper/Louver |  |  | DM | http://www.toronto.ca/TWONTO#air_damper | Mechanical Equipment
5808 | COL-PMY-DM-0002 | Damper, Gas | COL-PMY-MISC | Miscellaneous Equipment | Damper/Louver |  |  | DM | http://www.toronto.ca/TWONTO#air_damper | Mechanical Equipment
5809 | COL-PMY-DM-0003 | Damper, Gas | COL-PMY | Maryport Sewage Pumping Station | Damper/Louver |  |  | DM | http://www.toronto.ca/TWONTO#air_damper | Mechanical Equipment
5810 | COL-PMY-DM-0003 | Damper, Gas | COL-PMY-MISC | Miscellaneous Equipment | Damper/Louver |  |  | DM | http://www.toronto.ca/TWONTO#air_damper | Mechanical Equipment
5811 | COL-PMY-DM-0004 | Damper, Gas | COL-PMY | Maryport Sewage Pumping Station | Damper/Louver |  |  | DM | http://www.toronto.ca/TWONTO#air_damper | Mechanical Equipment
5812 | COL-PMY-DM-0004 | Damper, Gas | COL-PMY-MISC | Miscellaneous Equipment | Damper/Louver |  |  | DM | http://www.toronto.ca/TWONTO#air_damper | Mechanical Equipment
5813 | COL-PMY-DM-0005 | Damper, Gas | COL-PMY-MISC | Miscellaneous Equipment | Damper/Louver |  |  | DM | http://www.toronto.ca/TWONTO#air_damper | Mechanical Equipment
16991 | COL-PMY-DM-0005 | Damper, Gas | COL-PMY | Maryport Sewage Pumping Station | Damper/Louver |  |  | DM | http://www.toronto.ca/TWONTO#air_damper | Mechanical Equipment
16992 | COL-PMY-DM-0006 | Damper, Gas | COL-PMY | Maryport Sewage Pumping Station | Damper/Louver |  |  | DM | http://www.toronto.ca/TWONTO#air_damper | Mechanical Equipment
7253 | COL-PSK-ALR-0001 | Control Panel, Operator | COL-PSK-MISC | Miscellaneous Equipment | Control Panel |  |  | ALR | http://www.toronto.ca/TWONTO#annunciator_panel | Electrical Equipment
20488 | COL-PSK-ALR-0001 | Control Panel, Operator | COL-PSK | Skydome Sewage Pumping Station | Control Panel |  |  | ALR | http://www.toronto.ca/TWONTO#annunciator_panel | Electrical Equipment
16993 | COL-PMY-DM-0006 | Damper, Gas | COL-PMY-MISC | Miscellaneous Equipment | Damper/Louver |  |  | DM | http://www.toronto.ca/TWONTO#air_damper | Mechanical Equipment
16994 | COL-PMY-DM-0007 | Damper, Gas | COL-PMY | Maryport Sewage Pumping Station | Damper/Louver |  |  | DM | http://www.toronto.ca/TWONTO#air_damper | Mechanical Equipment
16995 | COL-PMY-DM-0007 | Damper, Gas | COL-PMY-MISC | Miscellaneous Equipment | Damper/Louver |  |  | DM | http://www.toronto.ca/TWONTO#air_damper | Mechanical Equipment
16996 | COL-PMY-DM-0008 | Damper, Gas | COL-PMY | Maryport Sewage Pumping Station | Damper/Louver |  |  | DM | http://www.toronto.ca/TWONTO#air_damper | Mechanical Equipment
7264 | COL-PSK-FEQ-0001S | Fire Prevention, Extinguisher | COL-PSK | Skydome Sewage Pumping Station | Fire Prevention,Extinguisher |  | 40966 | FEQ | x | Obsolete Entity
7265 | COL-PSK-FEQ-0001S | Fire Prevention, Extinguisher | COL-PSK-MISC | Miscellaneous Equipment | Fire Prevention,Extinguisher |  | 40966 | FEQ | x | Obsolete Entity
7266 | COL-PSK-FEQ-0001S | Fire Prevention, Extinguisher | COL-W-OBSOLETE | Col West Obsolete Entities | Fire Prevention,Extinguisher |  | 40966 | FEQ | x | Obsolete Entity
16997 | COL-PMY-DM-0008 | Damper, Gas | COL-PMY-MISC | Miscellaneous Equipment | Damper/Louver |  |  | DM | http://www.toronto.ca/TWONTO#air_damper | Mechanical Equipment
5814 | COL-PMY-DM-0009 | Damper, Gas | COL-PMY | Maryport Sewage Pumping Station | Damper/Louver |  |  | DM | http://www.toronto.ca/TWONTO#air_damper | Mechanical Equipment
5815 | COL-PMY-DM-0009 | Damper, Gas | COL-PMY-MISC | Miscellaneous Equipment | Damper/Louver |  |  | DM | http://www.toronto.ca/TWONTO#air_damper | Mechanical Equipment
16998 | COL-PMY-DM-0010 | Damper, Gas | COL-PMY | Maryport Sewage Pumping Station | Damper/Louver |  |  | DM | http://www.toronto.ca/TWONTO#air_damper | Mechanical Equipment
16999 | COL-PMY-DM-0010 | Damper, Gas | COL-PMY-MISC | Miscellaneous Equipment | Damper/Louver |  |  | DM | http://www.toronto.ca/TWONTO#air_damper | Mechanical Equipment
5816 | COL-PMY-DM-0011 | Damper, Gas | COL-PMY | Maryport Sewage Pumping Station | Damper/Louver |  |  | DM | http://www.toronto.ca/TWONTO#air_damper | Mechanical Equipment
17000 | COL-PMY-DM-0011 | Damper, Gas | COL-PMY-MISC | Miscellaneous Equipment | Damper/Louver |  |  | DM | http://www.toronto.ca/TWONTO#air_damper | Mechanical Equipment
17001 | COL-PMY-DM-0012 | Damper, Gas | COL-PMY | Maryport Sewage Pumping Station | Damper/Louver |  |  | DM | http://www.toronto.ca/TWONTO#air_damper | Mechanical Equipment
17002 | COL-PMY-DM-0012 | Damper, Gas | COL-PMY-MISC | Miscellaneous Equipment | Damper/Louver |  |  | DM | http://www.toronto.ca/TWONTO#air_damper | Mechanical Equipment
5817 | COL-PMY-DM-0013 | Damper, Gas | COL-PMY | Maryport Sewage Pumping Station | Damper/Louver |  |  | DM | http://www.toronto.ca/TWONTO#air_damper | Mechanical Equipment
5818 | COL-PMY-DM-0013 | Damper, Gas | COL-PMY-MISC | Miscellaneous Equipment | Damper/Louver |  |  | DM | http://www.toronto.ca/TWONTO#air_damper | Mechanical Equipment
5819 | COL-PMY-DM-0014 | Damper, Gas | COL-PMY | Maryport Sewage Pumping Station | Damper/Louver |  |  | DM | http://www.toronto.ca/TWONTO#air_damper | Mechanical Equipment
5820 | COL-PMY-DM-0014 | Damper, Gas | COL-PMY-MISC | Miscellaneous Equipment | Damper/Louver |  |  | DM | http://www.toronto.ca/TWONTO#air_damper | Mechanical Equipment
5821 | COL-PMY-DM-0015 | Damper, Gas | COL-PMY-MISC | Miscellaneous Equipment | Damper/Louver |  |  | DM | http://www.toronto.ca/TWONTO#air_damper | Mechanical Equipment
17003 | COL-PMY-DM-0015 | Damper, Gas | COL-PMY | Maryport Sewage Pumping Station | Damper/Louver |  |  | DM | http://www.toronto.ca/TWONTO#air_damper | Mechanical Equipment
7827 | COL-PST-DM-0002 | Damper, Inlet Chamber | COL-PST | Strachan Pumping Station | Damper/Louver |  |  | DM | http://www.toronto.ca/TWONTO#air_damper | Mechanical Equipment
7828 | COL-PST-DM-0002 | Damper, Inlet Chamber | COL-PST-MISC | Miscellaneous Equipment | Damper/Louver |  |  | DM | http://www.toronto.ca/TWONTO#air_damper | Mechanical Equipment
4471 | COL-PHP-DM-0001 | Damper, Manual | COL-PHP | High Park Sewage Pumping Station | Damper/Louver |  |  | DM | http://www.toronto.ca/TWONTO#air_damper | Mechanical Equipment
14350 | COL-PHP-DM-0001 | Damper, Manual | COL-PHP-MISC | Miscellaneous Equipment | Damper/Louver |  |  | DM | http://www.toronto.ca/TWONTO#air_damper | Mechanical Equipment
13684 | FCL-PAC-DM-0201 | Damper, Manual, Dust Collector Fan FN-0201 Exhaust, Dry Chemical Building, PAC Storage Tanks | FCL-PAC-FN-0201 | Dust Control, Storage Tank Dust Collector DCU-0201, Dry Chemical Building Basement |  |  |  | DM | http://www.toronto.ca/TWONTO#air_damper | Mechanical Equipment
33842 | FCL-PAC-DM-0301 | Damper, Manual, Dust Collector Fan FN-0301 Exhaust, Dry Chemical Building, PAC Storage Tanks | FCL-PAC-FN-0301 | Dust Control, Storage Tank Dust Collector DCU-0301, Dry Chemical Building Basement |  |  |  | DM | http://www.toronto.ca/TWONTO#air_damper | Mechanical Equipment
7259 | COL-PSK-DM-0001 | Damper, Mech Room | COL-PSK-MISC | Miscellaneous Equipment | Damper/Louver |  |  | DM | http://www.toronto.ca/TWONTO#air_damper | Mechanical Equipment
20498 | COL-PSK-DM-0001 | Damper, Mech Room | COL-PSK | Skydome Sewage Pumping Station | Damper/Louver |  |  | DM | http://www.toronto.ca/TWONTO#air_damper | Mechanical Equipment
7260 | COL-PSK-DM-0002 | Damper, Mech Room | COL-PSK-MISC | Miscellaneous Equipment | Damper/Louver |  |  | DM | http://www.toronto.ca/TWONTO#air_damper | Mechanical Equipment
20499 | COL-PSK-DM-0002 | Damper, Mech Room | COL-PSK | Skydome Sewage Pumping Station | Damper/Louver |  |  | DM | http://www.toronto.ca/TWONTO#air_damper | Mechanical Equipment
10868 | FCL-ACC-DM-0421 | Damper, Motorised, Exhaust Louvre, E House North Wall | FCL-ACC | Climate Control (HVAC) |  |  |  | DM | http://www.toronto.ca/TWONTO#air_damper | Mechanical Equipment
30520 | FCL-ACC-DM-0102B | Damper, Motorized, AHU-0102 Reactivation Air Inlet, Low Lift PS, Electrical Room S | FCL-ACC-AHU-0102 | Air Handling Unit, Low Lift MCC Room Ventilation System, Low Lift MCC Room |  |  |  | DM | http://www.toronto.ca/TWONTO#air_damper | Mechanical Equipment
30527 | FCL-ACC-DM-0404B | Damper, Motorized, AHU-0401 Reactivated Air Intake, High Lift Heating & Ventilation Room | FCL-ACC-AHU-0401 | Air Handling Unit, High Lift PS Control Room,Electrical Shop,Basement Office Air Supply,Control Room |  |  |  | DM | http://www.toronto.ca/TWONTO#air_damper | Mechanical Equipment
10874 | FCL-ACC-DM-0903 | Damper, Motorized, AHU-0903, RMF Centrifuge Building | FCL-ACC-AHU-0903-SUS | Air Handling Unit, Centrifuge Building, HVAC Room North |  |  |  | DM | http://www.toronto.ca/TWONTO#air_damper | Mechanical Equipment
30523 | FCL-ACC-DM-0202 | Damper, Motorized, Air to Lunch Room/Locker Room/Lobby, Dry Chemical Building | FCL-ACC-P-LL | Low Lift Pumping Station HVAC Equipment |  |  |  | DM | http://www.toronto.ca/TWONTO#air_damper | Electrical Equipment
30534 | FCL-ACC-DM-0906 | Damper, Motorized, Condenser Cooling Air Exhaust, AHU-0901, RMF Centrifuge Building | FCL-ACC-AHU-0901-SUS | Air Handling Unit, Centrifuge Building, HVAC Room South |  |  |  | DM | http://www.toronto.ca/TWONTO#air_damper | Mechanical Equipment
10869 | FCL-ACC-DM-0501 | Damper, Motorized, East Dehumidification D-0501 Air Intake, Filter Building, Filter Gallery Walkway | FCL-ACC-D-0501 | Dehumidifier, Filter Building East Dehumidication System, Filter Pipe Gallery East |  |  |  | DM | http://www.toronto.ca/TWONTO#air_damper | Mechanical Equipment
30529 | FCL-ACC-DM-0502 | Damper, Motorized, East Dehumidification D-0501 Reactivation Air Intake, Filter Building, Gallery Walkway | FCL-ACC-D-0501 | Dehumidifier, Filter Building East Dehumidication System, Filter Pipe Gallery East |  |  |  | DM | http://www.toronto.ca/TWONTO#air_damper | Mechanical Equipment
10873 | FCL-ACC-DM-0902A | Damper, Motorized, Exhaust Air, AHU-0903, RMF Centrifuge Building | FCL-ACC-AHU-0903-SUS | Air Handling Unit, Centrifuge Building, HVAC Room North |  |  |  | DM | http://www.toronto.ca/TWONTO#air_damper | Mechanical Equipment
10876 | FCL-ACC-DM-0909 | Damper, Motorized, Exhaust Air, FN-0901, RMF Clarification Building | FCL-ACC-FN-0901 | Fan, Exhaust, (FN-0001), 0.04kW. RMF, Clarification Facility, Washroom Exhaust Fan |  |  |  | DM | http://www.toronto.ca/TWONTO#air_damper | Mechanical Equipment
10878 | FCL-ACC-DM-0912 | Damper, Motorized, Exhaust Air, FN-0902, RMF Clarification Building, HVAC Room No.1 | FCL-ACC-FN-0902 | Fan, Exhaust, (FN-0002), 1.5kW. RMF, Clarification Facility, HVAC Room 1 |  |  |  | DM | http://www.toronto.ca/TWONTO#air_damper | Mechanical Equipment
10875 | FCL-ACC-DM-0904 | Damper, Motorized, Exhaust Air, FN-0904, RMF Centrifuge Building | FCL-ACC-AHU-0904-SUS | Air Handling Unit, RMF Clarification Facility, Exit Corridor North |  |  |  | DM | http://www.toronto.ca/TWONTO#air_damper | Mechanical Equipment
10877 | FCL-ACC-DM-0911 | Damper, Motorized, FN-0903, RMF Clarification Building, HVAC Room No.2, | FCL-ACC-FN-0903 | Fan, Exhaust, (FN-0003), 1.5kW. RMF, Clarification Facility, HVAC Room 2 |  |  |  | DM | http://www.toronto.ca/TWONTO#air_damper | Mechanical Equipment
10872 | FCL-ACC-DM-0901A | Damper, Motorized, Fresh Air, AHU-0903, RMF Centrifuge Building | FCL-ACC-AHU-0903-SUS | Air Handling Unit, Centrifuge Building, HVAC Room North |  |  |  | DM | http://www.toronto.ca/TWONTO#air_damper | Mechanical Equipment
7316 | COL-PSL-CB-0001 | Circuit Breaker, Main | COL-PSL-MISC | Miscellaneous Equipment | Circuit Breaker |  |  | CB | http://www.toronto.ca/TWONTO#breaker | Electrical Equipment
20546 | COL-PSL-CB-0001 | Circuit Breaker, Main | COL-PSL | Sewells Road Sewage Pumping Station | Circuit Breaker |  |  | CB | http://www.toronto.ca/TWONTO#breaker | Electrical Equipment
7317 | COL-PSL-CH-0001 | Chamber, Inlet | COL-PSL | Sewells Road Sewage Pumping Station | Chamber |  |  | CH | http://www.toronto.ca/TWONTO#equipment_or_access_chamber | Mechanical Equipment
7318 | COL-PSL-CH-0001 | Chamber, Inlet | COL-PSL-MISC | Miscellaneous Equipment | Chamber |  |  | CH | http://www.toronto.ca/TWONTO#equipment_or_access_chamber | Mechanical Equipment
20547 | COL-PSL-CH-0002 | Chamber, Bypass | COL-PSL | Sewells Road Sewage Pumping Station | Chamber |  |  | CH | http://www.toronto.ca/TWONTO#equipment_or_access_chamber | Mechanical Equipment
20548 | COL-PSL-CH-0002 | Chamber, Bypass | COL-PSL-MISC | Miscellaneous Equipment | Chamber |  |  | CH | http://www.toronto.ca/TWONTO#equipment_or_access_chamber | Mechanical Equipment
30535 | FCL-ACC-DM-0907 | Damper, Motorized, Fresh Air, AHU-0905, RMF Clarification Building | FCL-ACC-AHU-0905-SUS | Air Handling Unit, RMF Clarification Facility, HVAC Room 1, Ground Floor |  |  |  | DM | http://www.toronto.ca/TWONTO#air_damper | Mechanical Equipment
30537 | FCL-ACC-DM-0910 | Damper, Motorized, Fresh Air, AHU-0907, RMF Clarification Building | FCL-ACC-AHU-0907-SUS | Air Handling Unit, RMF Clarification Facility, HVAC Room 2, Ground Floor |  |  |  | DM | http://www.toronto.ca/TWONTO#air_damper | Mechanical Equipment
10863 | FCL-ACC-DM-0301 | Damper, Motorized, Inlet AHU-0303, Admin Building | FCL-ACC-AHU-0303 | Air Handling Unit, Roof Top, Admin Building Top of N/E Stairwell |  |  |  | DM | http://www.toronto.ca/TWONTO#air_damper | Mechanical Equipment
31584 | FCL-CL-DM-0022 | Damper, Motorized, Machine Room and Storage Room Plenum Isolation, Gaseous Chemical Building | FCL-MCS-BLDG-GAS | RL Clark Plant Gaseous Bldg |  |  |  | DM | http://www.toronto.ca/TWONTO#air_damper | Mechanical Equipment
30533 | FCL-ACC-DM-0905 | Damper, Motorized, Reactivation Air, AHU-0901, RMF Centrifuge Building | FCL-ACC-AHU-0901-SUS | Air Handling Unit, Centrifuge Building, HVAC Room South |  |  |  | DM | http://www.toronto.ca/TWONTO#air_damper | Mechanical Equipment
30531 | FCL-ACC-DM-0901B | Damper, Motorized, Reactivation Air, AHU-0903, RMF Centrifuge Building | FCL-ACC-AHU-0903-SUS | Air Handling Unit, Centrifuge Building, HVAC Room North |  |  |  | DM | http://www.toronto.ca/TWONTO#air_damper | Mechanical Equipment
30536 | FCL-ACC-DM-0908 | Damper, Motorized, Reactivation Air, AHU-0904, RMF Clarification Building | FCL-ACC-AHU-0904-SUS | Air Handling Unit, RMF Clarification Facility, Exit Corridor North |  |  |  | DM | http://www.toronto.ca/TWONTO#air_damper | Mechanical Equipment
30532 | FCL-ACC-DM-0902B | Damper, Motorized, Supply Air, AHU-0903, RMF Centrifuge Building | FCL-ACC-AHU-0903-SUS | Air Handling Unit, Centrifuge Building, HVAC Room North |  |  |  | DM | http://www.toronto.ca/TWONTO#air_damper | Mechanical Equipment
120908 | THC-ACC-DM-1041 | Damper,Motorized | THC-PRM-BLDG-HPU0010 | HPU Building 10 |  |  |  | DM | http://www.toronto.ca/TWONTO#air_damper | Division
120909 | THC-ACC-DM-1042 | Damper,Motorized | THC-PRM-BLDG-HPU0010 | HPU Building 10 |  |  |  | DM | http://www.toronto.ca/TWONTO#air_damper | Division
7324 | COL-PSL-FA-0001S | Fire Alarm System | COL-PSL-MISC | Miscellaneous Equipment | Building Service,Fire Alarm |  | 42930 | FA | x | Obsolete Entity
20554 | COL-PSL-FA-0001S | Fire Alarm System | COL-W-OBSOLETE | Col West Obsolete Entities | Building Service,Fire Alarm |  | 42930 | FA | x | Obsolete Entity
7325 | COL-PSL-FEQ-0001S | Fire Prevention, Extinguisher | COL-PSL | Sewells Road Sewage Pumping Station | Fire Prevention,Extinguisher |  | 46865 | FEQ | x | Obsolete Entity
7326 | COL-PSL-FEQ-0001S | Fire Prevention, Extinguisher | COL-PSL-MISC | Miscellaneous Equipment | Fire Prevention,Extinguisher |  | 46865 | FEQ | x | Obsolete Entity
7327 | COL-PSL-FEQ-0001S | Fire Prevention, Extinguisher | COL-W-OBSOLETE | Col West Obsolete Entities | Fire Prevention,Extinguisher |  | 46865 | FEQ | x | Obsolete Entity
120910 | THC-ACC-DM-1051 | Damper,Motorized | THC-PRM-BLDG-HPU0010 | HPU Building 10 |  |  |  | DM | http://www.toronto.ca/TWONTO#air_damper | Division
81640 | THC-ACC-DM-1052 | Damper,Motorized | THC-PRM-BLDG-HPU0010 | HPU Building 10 |  |  |  | DM | http://www.toronto.ca/TWONTO#air_damper | Division
120911 | THC-ACC-DM-1081A | Damper,Motorized | THC-PRM-BLDG-HPU0010 | HPU Building 10 |  |  |  | DM | http://www.toronto.ca/TWONTO#air_damper | Division
120912 | THC-ACC-DM-1081B | Damper,Motorized | THC-PRM-BLDG-HPU0010 | HPU Building 10 |  |  |  | DM | http://www.toronto.ca/TWONTO#air_damper | Division
127814 | THC-PRM-DM-0981B | Damper,Motorized | THC-PRM-BLDG-HPU0010 | HPU Building 10 |  |  |  | DM | http://www.toronto.ca/TWONTO#air_damper | Division
127815 | THC-PRM-DM-1041 | Damper,Motorized | THC-PRM-BLDG-HPU0010 | HPU Building 10 |  |  |  | DM | http://www.toronto.ca/TWONTO#air_damper | Division
127816 | THC-PRM-DM-1042 | Damper,Motorized | THC-PRM-BLDG-HPU0010 | HPU Building 10 |  |  |  | DM | http://www.toronto.ca/TWONTO#air_damper | Division
90617 | THC-PRM-DM-1081A | Damper,Motorized | THC-PRM-BLDG-HPU0010 | HPU Building 10 |  |  |  | DM | http://www.toronto.ca/TWONTO#air_damper | Division
127817 | THC-PRM-DM-1081B | Damper,Motorized | THC-PRM-BLDG-HPU0010 | HPU Building 10 |  |  |  | DM | http://www.toronto.ca/TWONTO#air_damper | Division
120928 | THC-ACC-DM-4006 | Damper,Motorized, SW Plant, Tunnel T12 | THC-ACC-FN-4006 | Fan, Exhaust, SW Plant, Tunnel T12 |  |  |  | DM | http://www.toronto.ca/TWONTO#air_damper | Division
2952 | COL-PBF-DM-0001 | Damper/Louver | COL-PBF-MISC | Miscellaneous Equipment | Damper/Louver |  |  | DM | http://www.toronto.ca/TWONTO#air_damper | Mechanical Equipment
2953 | COL-PBF-DM-0002 | Damper/Louver | COL-PBF-MISC | Miscellaneous Equipment | Damper/Louver |  |  | DM | http://www.toronto.ca/TWONTO#air_damper | Mechanical Equipment
9318 | COL-PBF-DM-0003 | Damper/Louver | COL-PBF-MISC | Miscellaneous Equipment | Damper/Louver |  |  | DM | http://www.toronto.ca/TWONTO#air_damper | Mechanical Equipment
2954 | COL-PBF-DM-0004 | Damper/Louver | COL-PBF-MISC | Miscellaneous Equipment | Damper/Louver |  |  | DM | http://www.toronto.ca/TWONTO#air_damper | Mechanical Equipment
4900 | COL-PLV-DM-0001 | Damper/Louver | COL-PLV | Livingston Road Pumping Station | Damper/Louver |  |  | DM | http://www.toronto.ca/TWONTO#air_damper | Mechanical Equipment
15678 | COL-PLV-DM-0001 | Damper/Louver | COL-PLV-MISC | Miscellaneous Equipment | Damper/Louver |  |  | DM | http://www.toronto.ca/TWONTO#air_damper | Mechanical Equipment
15679 | COL-PLV-DM-0002 | Damper/Louver | COL-PLV | Livingston Road Pumping Station | Damper/Louver |  |  | DM | http://www.toronto.ca/TWONTO#air_damper | Mechanical Equipment
15680 | COL-PLV-DM-0002 | Damper/Louver | COL-PLV-MISC | Miscellaneous Equipment | Damper/Louver |  |  | DM | http://www.toronto.ca/TWONTO#air_damper | Mechanical Equipment
18599 | COL-PRD-DM-0001 | Damper/Louver | COL-PRD | Redland Pumping Station | Damper/Louver |  |  | DM | http://www.toronto.ca/TWONTO#air_damper | Mechanical Equipment
18600 | COL-PRD-DM-0001 | Damper/Louver | COL-PRD-MISC | Miscellaneous Equipment | Damper/Louver |  |  | DM | http://www.toronto.ca/TWONTO#air_damper | Mechanical Equipment
90615 | THC-PRM-DM-1051 | Damper/Louver, Damper 1051 | THC-PRM-BLDG-HPU0010 | HPU Building 10 |  |  |  | DM | http://www.toronto.ca/TWONTO#air_damper | Division
90616 | THC-PRM-DM-1052 | Damper/Louver, Damper 1052 | THC-PRM-BLDG-HPU0010 | HPU Building 10 |  |  |  | DM | http://www.toronto.ca/TWONTO#air_damper | Division
4562 | COL-PKG-DM-0003 | Damper/Louver, Dry Well | COL-PKG | Kingston Rd Pumping Station | Damper/Louver |  |  | DM | http://www.toronto.ca/TWONTO#air_damper | Mechanical Equipment
4563 | COL-PKG-DM-0003 | Damper/Louver, Dry Well | COL-PKG-MISC | Miscellaneous Equipment | Damper/Louver |  |  | DM | http://www.toronto.ca/TWONTO#air_damper | Mechanical Equipment
22759 | COL-PWC-DM-0001 | Damper/Louver, Electrical Room | COL-PWC | Wirral Court Sewage Pumping Station | Damper/Louver |  |  | DM | http://www.toronto.ca/TWONTO#air_damper | Mechanical Equipment
22760 | COL-PWC-DM-0001 | Damper/Louver, Electrical Room | COL-PWC-MISC | Miscellaneous Equipment | Damper/Louver |  |  | DM | http://www.toronto.ca/TWONTO#air_damper | Mechanical Equipment
15768 | COL-PMD-DM-0001 | Damper/Louver, Exhaust | COL-PMD | Midland Pumping Station | Damper/Louver |  |  | DM | http://www.toronto.ca/TWONTO#air_damper | Mechanical Equipment
15769 | COL-PMD-DM-0001 | Damper/Louver, Exhaust | COL-PMD-MISC | Miscellaneous Equipment | Damper/Louver |  |  | DM | http://www.toronto.ca/TWONTO#air_damper | Mechanical Equipment
15772 | COL-PMD-DM-0004 | Damper/Louver, Exhaust | COL-PMD | Midland Pumping Station | Damper/Louver |  |  | DM | http://www.toronto.ca/TWONTO#air_damper | Mechanical Equipment
15773 | COL-PMD-DM-0004 | Damper/Louver, Exhaust | COL-PMD-MISC | Miscellaneous Equipment | Damper/Louver |  |  | DM | http://www.toronto.ca/TWONTO#air_damper | Mechanical Equipment
53550 | SWM-PET-DM-0001 | Damper/Louver, Exhaust | SWM-PET | Eglinton - Bellamy Storm Pumping Station | Damper/Louver |  |  | DM | http://www.toronto.ca/TWONTO#air_damper | Mechanical Equipment
67722 | SWM-PET-DM-0001 | Damper/Louver, Exhaust | SWM-PET-MISC | Miscellaneous Equipment | Damper/Louver |  |  | DM | http://www.toronto.ca/TWONTO#air_damper | Mechanical Equipment
7456 | COL-PSM-DM-0001 | Damper/Louver, Fan 0001 | COL-PSM | Simcoe St Sewage Pumping Station | Damper/Louver |  |  | DM | http://www.toronto.ca/TWONTO#air_damper | Mechanical Equipment
7457 | COL-PSM-DM-0001 | Damper/Louver, Fan 0001 | COL-PSM-MISC | Miscellaneous Equipment | Damper/Louver |  |  | DM | http://www.toronto.ca/TWONTO#air_damper | Mechanical Equipment
8836 | COL-RBB-DM-0001 | Damper/Louver, Fan 0001 | COL-RBB | Western Beaches Tunnel (Battery Park)-Storm | Damper/Louver |  |  | DM | http://www.toronto.ca/TWONTO#air_damper | Mechanical Equipment
28277 | COL-RBB-DM-0001 | Damper/Louver, Fan 0001 | COL-RBB-MISC | Miscellaneous Equipment | Damper/Louver |  |  | DM | http://www.toronto.ca/TWONTO#air_damper | Mechanical Equipment
8838 | COL-RBB-DM-0003 | Damper/Louver, Fan 0001 | COL-RBB-MISC | Miscellaneous Equipment | Damper/Louver |  |  | DM | http://www.toronto.ca/TWONTO#air_damper | Mechanical Equipment
28279 | COL-RBB-DM-0003 | Damper/Louver, Fan 0001 | COL-RBB | Western Beaches Tunnel (Battery Park)-Storm | Damper/Louver |  |  | DM | http://www.toronto.ca/TWONTO#air_damper | Mechanical Equipment
7458 | COL-PSM-DM-0002 | Damper/Louver, Fan 0002 | COL-PSM | Simcoe St Sewage Pumping Station | Damper/Louver |  |  | DM | http://www.toronto.ca/TWONTO#air_damper | Mechanical Equipment
7459 | COL-PSM-DM-0002 | Damper/Louver, Fan 0002 | COL-PSM-MISC | Miscellaneous Equipment | Damper/Louver |  |  | DM | http://www.toronto.ca/TWONTO#air_damper | Mechanical Equipment
8837 | COL-RBB-DM-0002 | Damper/Louver, Fan 0002 | COL-RBB-MISC | Miscellaneous Equipment | Damper/Louver |  |  | DM | http://www.toronto.ca/TWONTO#air_damper | Mechanical Equipment
28278 | COL-RBB-DM-0002 | Damper/Louver, Fan 0002 | COL-RBB | Western Beaches Tunnel (Battery Park)-Storm | Damper/Louver |  |  | DM | http://www.toronto.ca/TWONTO#air_damper | Mechanical Equipment
8839 | COL-RBB-DM-0004 | Damper/Louver, Fan 0002 | COL-RBB-MISC | Miscellaneous Equipment | Damper/Louver |  |  | DM | http://www.toronto.ca/TWONTO#air_damper | Mechanical Equipment
28280 | COL-RBB-DM-0004 | Damper/Louver, Fan 0002 | COL-RBB | Western Beaches Tunnel (Battery Park)-Storm | Damper/Louver |  |  | DM | http://www.toronto.ca/TWONTO#air_damper | Mechanical Equipment
20599 | COL-PSM-DM-0003 | Damper/Louver, Fan 0004 | COL-PSM | Simcoe St Sewage Pumping Station | Damper/Louver |  |  | DM | http://www.toronto.ca/TWONTO#air_damper | Mechanical Equipment
20600 | COL-PSM-DM-0003 | Damper/Louver, Fan 0004 | COL-PSM-MISC | Miscellaneous Equipment | Damper/Louver |  |  | DM | http://www.toronto.ca/TWONTO#air_damper | Mechanical Equipment
4558 | COL-PKG-DM-0001 | Damper/Louver, Generator Room | COL-PKG | Kingston Rd Pumping Station | Damper/Louver |  |  | DM | http://www.toronto.ca/TWONTO#air_damper | Mechanical Equipment
4559 | COL-PKG-DM-0001 | Damper/Louver, Generator Room | COL-PKG-MISC | Miscellaneous Equipment | Damper/Louver |  |  | DM | http://www.toronto.ca/TWONTO#air_damper | Mechanical Equipment
4560 | COL-PKG-DM-0002 | Damper/Louver, Generator Room | COL-PKG | Kingston Rd Pumping Station | Damper/Louver |  |  | DM | http://www.toronto.ca/TWONTO#air_damper | Mechanical Equipment
4561 | COL-PKG-DM-0002 | Damper/Louver, Generator Room | COL-PKG-MISC | Miscellaneous Equipment | Damper/Louver |  |  | DM | http://www.toronto.ca/TWONTO#air_damper | Mechanical Equipment
6246 | COL-PPU-DM-0001 | Damper/Louver, Generator Room | COL-PPU | Port Union Road Sewage Pumping Station | Damper/Louver |  |  | DM | http://www.toronto.ca/TWONTO#air_damper | Mechanical Equipment
6314 | COL-PPU-DM-0001 | Damper/Louver, Generator Room | COL-PPU-MISC | Miscellaneous Equipment | Damper/Louver |  |  | DM | http://www.toronto.ca/TWONTO#air_damper | Mechanical Equipment
6315 | COL-PPU-DM-0002 | Damper/Louver, Generator Room | COL-PPU | Port Union Road Sewage Pumping Station | Damper/Louver |  |  | DM | http://www.toronto.ca/TWONTO#air_damper | Mechanical Equipment
6316 | COL-PPU-DM-0002 | Damper/Louver, Generator Room | COL-PPU-MISC | Miscellaneous Equipment | Damper/Louver |  |  | DM | http://www.toronto.ca/TWONTO#air_damper | Mechanical Equipment
6317 | COL-PPU-DM-0003 | Damper/Louver, Generator Room | COL-PPU | Port Union Road Sewage Pumping Station | Damper/Louver |  |  | DM | http://www.toronto.ca/TWONTO#air_damper | Mechanical Equipment
6318 | COL-PPU-DM-0003 | Damper/Louver, Generator Room | COL-PPU-MISC | Miscellaneous Equipment | Damper/Louver |  |  | DM | http://www.toronto.ca/TWONTO#air_damper | Mechanical Equipment
6319 | COL-PPU-DM-0004 | Damper/Louver, Generator Room | COL-PPU | Port Union Road Sewage Pumping Station | Damper/Louver |  |  | DM | http://www.toronto.ca/TWONTO#air_damper | Mechanical Equipment
6320 | COL-PPU-DM-0004 | Damper/Louver, Generator Room | COL-PPU-MISC | Miscellaneous Equipment | Damper/Louver |  |  | DM | http://www.toronto.ca/TWONTO#air_damper | Mechanical Equipment
7445 | COL-PSM-ALR-0001 | Control Panel, Hazardous Gas Alarm | COL-PSM | Simcoe St Sewage Pumping Station | Control Panel |  |  | ALR | http://www.toronto.ca/TWONTO#annunciator_panel | Electrical Equipment
20596 | COL-PSM-ALR-0001 | Control Panel, Hazardous Gas Alarm | COL-PSM-MISC | Miscellaneous Equipment | Control Panel |  |  | ALR | http://www.toronto.ca/TWONTO#annunciator_panel | Electrical Equipment
7450 | COL-PSM-CB-0001 | Circuit Breaker, Main Incoming | COL-PSM | Simcoe St Sewage Pumping Station | Circuit Breaker |  |  | CB | http://www.toronto.ca/TWONTO#breaker | Electrical Equipment
7451 | COL-PSM-CB-0001 | Circuit Breaker, Main Incoming | COL-PSM-MISC | Miscellaneous Equipment | Circuit Breaker |  |  | CB | http://www.toronto.ca/TWONTO#breaker | Electrical Equipment
7452 | COL-PSM-CB-0002 | Circuit Breaker, To Lighting Panel 0001 | COL-PSM | Simcoe St Sewage Pumping Station | Circuit Breaker |  |  | CB | http://www.toronto.ca/TWONTO#LV_electrical_panel | Electrical Equipment
7453 | COL-PSM-CB-0002 | Circuit Breaker, To Lighting Panel 0001 | COL-PSM-MISC | Miscellaneous Equipment | Circuit Breaker |  |  | CB | http://www.toronto.ca/TWONTO#LV_electrical_panel | Electrical Equipment
7320 | COL-PSL-DM-0001 | Damper/Louver, Generator Room | COL-PSL | Sewells Road Sewage Pumping Station | Damper/Louver |  |  | DM | http://www.toronto.ca/TWONTO#air_damper | Mechanical Equipment
20552 | COL-PSL-DM-0001 | Damper/Louver, Generator Room | COL-PSL-MISC | Miscellaneous Equipment | Damper/Louver |  |  | DM | http://www.toronto.ca/TWONTO#air_damper | Mechanical Equipment
7321 | COL-PSL-DM-0002 | Damper/Louver, Generator Room | COL-PSL | Sewells Road Sewage Pumping Station | Damper/Louver |  |  | DM | http://www.toronto.ca/TWONTO#air_damper | Mechanical Equipment
20553 | COL-PSL-DM-0002 | Damper/Louver, Generator Room | COL-PSL-MISC | Miscellaneous Equipment | Damper/Louver |  |  | DM | http://www.toronto.ca/TWONTO#air_damper | Mechanical Equipment
7322 | COL-PSL-DM-0003 | Damper/Louver, Generator Room | COL-PSL | Sewells Road Sewage Pumping Station | Damper/Louver |  |  | DM | http://www.toronto.ca/TWONTO#air_damper | Mechanical Equipment
7323 | COL-PSL-DM-0003 | Damper/Louver, Generator Room | COL-PSL-MISC | Miscellaneous Equipment | Damper/Louver |  |  | DM | http://www.toronto.ca/TWONTO#air_damper | Mechanical Equipment
11237 | COL-PEV-DM-0001 | Damper/Louver, Manual | COL-PEV | Ellis Sewage Pumping Station | Damper/Louver |  |  | DM | http://www.toronto.ca/TWONTO#air_damper | Mechanical Equipment
11238 | COL-PEV-DM-0001 | Damper/Louver, Manual | COL-PEV-MISC | Miscellaneous Equipment | Damper/Louver |  |  | DM | http://www.toronto.ca/TWONTO#air_damper | Mechanical Equipment
11239 | COL-PEV-DM-0002 | Damper/Louver, Manual | COL-PEV | Ellis Sewage Pumping Station | Damper/Louver |  |  | DM | http://www.toronto.ca/TWONTO#air_damper | Mechanical Equipment
11240 | COL-PEV-DM-0002 | Damper/Louver, Manual | COL-PEV-MISC | Miscellaneous Equipment | Damper/Louver |  |  | DM | http://www.toronto.ca/TWONTO#air_damper | Mechanical Equipment
7465 | COL-PSM-FEQ-0001S | Fire Prevention, Extinguisher | COL-PSM | Simcoe St Sewage Pumping Station | Fire Prevention,Extinguisher |  | 40967 | FEQ | x | Obsolete Entity
7466 | COL-PSM-FEQ-0001S | Fire Prevention, Extinguisher | COL-PSM-MISC | Miscellaneous Equipment | Fire Prevention,Extinguisher |  | 40967 | FEQ | x | Obsolete Entity
7467 | COL-PSM-FEQ-0001S | Fire Prevention, Extinguisher | COL-W-OBSOLETE | Col West Obsolete Entities | Fire Prevention,Extinguisher |  | 40967 | FEQ | x | Obsolete Entity
7468 | COL-PSM-FEQ-0002S | Fire Prevention, Extinguisher | COL-PSM | Simcoe St Sewage Pumping Station | Fire Prevention,Extinguisher |  | 40968 | FEQ | x | Obsolete Entity
7469 | COL-PSM-FEQ-0002S | Fire Prevention, Extinguisher | COL-PSM-MISC | Miscellaneous Equipment | Fire Prevention,Extinguisher |  | 40968 | FEQ | x | Obsolete Entity
7470 | COL-PSM-FEQ-0002S | Fire Prevention, Extinguisher | COL-W-OBSOLETE | Col West Obsolete Entities | Fire Prevention,Extinguisher |  | 40968 | FEQ | x | Obsolete Entity
7471 | COL-PSM-FEQ-0003S | Fire Prevention, Extinguisher | COL-PSM | Simcoe St Sewage Pumping Station | Fire Prevention,Extinguisher |  | 40969 | FEQ | x | Obsolete Entity
7472 | COL-PSM-FEQ-0003S | Fire Prevention, Extinguisher | COL-PSM-MISC | Miscellaneous Equipment | Fire Prevention,Extinguisher |  | 40969 | FEQ | x | Obsolete Entity
7473 | COL-PSM-FEQ-0003S | Fire Prevention, Extinguisher | COL-W-OBSOLETE | Col West Obsolete Entities | Fire Prevention,Extinguisher |  | 40969 | FEQ | x | Obsolete Entity
28281 | COL-RBB-DM-0005 | Damper/Louver, Sample Room | COL-RBB | Western Beaches Tunnel (Battery Park)-Storm | Damper/Louver |  |  | DM | http://www.toronto.ca/TWONTO#air_damper | Mechanical Equipment
28282 | COL-RBB-DM-0005 | Damper/Louver, Sample Room | COL-RBB-MISC | Miscellaneous Equipment | Damper/Louver |  |  | DM | http://www.toronto.ca/TWONTO#air_damper | Mechanical Equipment
9061 | COL-RBC-DM-0001 | Damper/Louver, Sample Room | COL-RBC | Cowan Shaft (WBT)-storm | Damper/Louver |  |  | DM | http://www.toronto.ca/TWONTO#air_damper | Mechanical Equipment
9062 | COL-RBC-DM-0001 | Damper/Louver, Sample Room | COL-RBC-MISC | Miscellaneous Equipment | Damper/Louver |  |  | DM | http://www.toronto.ca/TWONTO#air_damper | Mechanical Equipment
28475 | COL-RBG-DM-0001 | Damper/Louver, Sample Room | COL-RBG | Glendale Shaft (WBT)-storm | Damper/Louver |  |  | DM | http://www.toronto.ca/TWONTO#air_damper | Mechanical Equipment
28476 | COL-RBG-DM-0001 | Damper/Louver, Sample Room | COL-RBG-MISC | Miscellaneous Equipment | Damper/Louver |  |  | DM | http://www.toronto.ca/TWONTO#air_damper | Mechanical Equipment
4961 | COL-PMD-DM-0002 | Damper/Louver, Supply Air | COL-PMD-MISC | Miscellaneous Equipment | Damper/Louver |  |  | DM | http://www.toronto.ca/TWONTO#air_damper | Mechanical Equipment
15770 | COL-PMD-DM-0002 | Damper/Louver, Supply Air | COL-PMD | Midland Pumping Station | Damper/Louver |  |  | DM | http://www.toronto.ca/TWONTO#air_damper | Mechanical Equipment
4962 | COL-PMD-DM-0003 | Damper/Louver, Supply Air | COL-PMD | Midland Pumping Station | Damper/Louver |  |  | DM | http://www.toronto.ca/TWONTO#air_damper | Mechanical Equipment
15771 | COL-PMD-DM-0003 | Damper/Louver, Supply Air | COL-PMD-MISC | Miscellaneous Equipment | Damper/Louver |  |  | DM | http://www.toronto.ca/TWONTO#air_damper | Mechanical Equipment
53763 | SWM-PWD-DM-0001 | Damper/Louver, Supply Air | SWM-PWD-MISC | Miscellaneous Equipment | Damper/Louver |  |  | DM | http://www.toronto.ca/TWONTO#air_damper | Mechanical Equipment
67967 | SWM-PWD-DM-0001 | Damper/Louver, Supply Air | SWM-PWD | Warden Storm | Damper/Louver |  |  | DM | http://www.toronto.ca/TWONTO#air_damper | Mechanical Equipment
33805 | FCL-MCS-DAVIT | Davit Arms | FCL-MCS | Mechanical Services | [5 empty] | Sub-Process
64868 | TAB-CAP-PRJ-0001 | D-Building Upgrades | TAB-PLT | Preliminary Treatment |  |  |  | PRJ | http://www.toronto.ca/TWONTO#project | Mechanical Equipment
64869 | TAB-CAP-PRJ-0001 | D-Building Upgrades | TAB-PLT-PLQ-D | Plumbing, General, D Bldg Prelim Treatment |  |  |  | PRJ | http://www.toronto.ca/TWONTO#project | Mechanical Equipment
64870 | TAB-CAP-PRJ-0001 | D-Building Upgrades | TAB-WORK-AREA-1 | Work Area 1 |  |  |  | PRJ | http://www.toronto.ca/TWONTO#project | Mechanical Equipment
83529 | TAB-CAP-PRJ-0001 | D-Building Upgrades | TAB | Ashbridges Bay Treatment Plant |  |  |  | PRJ | http://www.toronto.ca/TWONTO#project | Mechanical Equipment
105389 | TAB-HRS-P-DEA | Deaerator Equipment/ Cndensation , | TAB-HRS-STEAM | Plant Steam | [5 empty] | Equipment Location
38595 | FHA-WWW-DECANT | Decant Tanks | FHA-WWW | Residue Management / Waste Water System | [5 empty] | Sub-Process
96522 | THR-DCL | Dechlorination | THR-DIS | Disinfection | [5 empty] | Process
132532 | THR-DCL | Dechlorination | THR WORK AREA 1 | Solid Handling | [5 empty] | Process
132533 | THR-DCL | Dechlorination | THR WORK AREA 4 | Liquid Handling 2 | [5 empty] | Process
106638 | TNT-DCL | Dechlorination | TNT WORK AREA 9 | North Toronto Treatment Plant | [5 empty] | Process
22815 | FHO-DCL | De-Chlorination | FHO-DIS | Disinfection | [5 empty] | Sub-Process
29120 | FIS-DCL | De-Chlorination | FIS-DIS | Disinfection | [5 empty] | Sub-Process
84248 | THC-DCL-SBS | Dechlorination -Outfall SBS System | THC-DCL | Dechlorination Process | [5 empty] | Sub-Process
122817 | THC-DCL | Dechlorination Process | THCLIQMNT | THC Liquids Maintenance | [5 empty] | Process
122883 | THC-DCL-SIMULATION | Dechlorination Simulation | THC-DCL | Dechlorination Process | [5 empty] | Sub-Process
40458 | FHO-DCL-SO-0101-KQ | Dechlorination Train 1 | FHO-DCL | De-Chlorination |  |  |  | SO |  | Equipment Location
22870 | FHO-DCL-SO-0201-KQ | Dechlorination Train 2 | FHO-DCL | De-Chlorination |  |  |  | SO |  | Equipment Location
22872 | FHO-DCL-SO-0301-KQ | Dechlorination Train 3 | FHO-DCL | De-Chlorination |  |  |  | SO |  | Equipment Location
17097 | FHA-DCL | De-Chorination | FHA-DIS | Disinfection | [5 empty] | Sub-Process
116212 | YDA | Dee Avenue | BUS | Business Unit Support | [5 empty] | Facility
37786 | FHA-SES-DEF | Defibrillators | FHA-SES | Safety & Environmental Services | [5 empty] | Equipment Location
90009 | THC-PLT-AIR | Degritting Air | THC-PLT | Preliminary Treatment (Grit and Screenings) | [5 empty] | Sub-Process
104066 | THR-SES-DS | Designated Substances | THR-SES-WA3 | Safety & Environmental Services | Safety |  |  |  |  | Mechanical Equipment
123017 | THC-DEW-BIOFILTER | DEW Biofilter System, Sludge Storage | THC-DEW | Dewatering Process | [5 empty] | Sub-Process
73847 | TAB-ITS-WA3 | Dewater Building Communications Equipment | TAB-WORK-AREA-SOL | TAB Work Area Sol | [5 empty] | Equipment Location
105743 | TAB-ITS-WA3 | Dewater Building Communications Equipment | TAB-DEW-SERVICES | Dewatering Building Service & Safety Systems | [5 empty] | Equipment Location
12388 | FCL-DEW | Dewatering | FCL-GRK | Buildings and Grounds | [5 empty] | Sub-Process
16469 | FHA-AUX-DEW | Dewatering | FHA-AUX | Auxiliary Systems | [5 empty] | Sub-Process
66499 | TAB-DEW-V | Dewatering - Sludge Routing Valves | TAB-WORK-AREA-SOL | TAB Work Area Sol | [5 empty] | Equipment Location
86634 | TAB-DEW-V | Dewatering - Sludge Routing Valves | TAB-WORK-AREA-5 | Work Area 5 | [5 empty] | Equipment Location
40538 | FHO-DEW | Dewatering & Drainage | FHO-GRK | Buildings & Grounds | [5 empty] | Sub-Process
29372 | FIS-DEW | Dewatering & Drainage | FIS-GRK | FIS Buildings & Grounds | [5 empty] | Sub-Process
65732 | TAB-DEW SUMP | Dewatering Bldg - Sump Pumps | TAB-DEW-SERVICES | Dewatering Building Service & Safety Systems | [5 empty] | Equipment Location
85251 | TAB-DEW SUMP | Dewatering Bldg - Sump Pumps | TAB-WORK-AREA-SOL | TAB Work Area Sol | [5 empty] | Equipment Location
86456 | TAB-DEW-SERVICES | Dewatering Building Service & Safety Systems | TAB-WORK-AREA-3 | Work Area 3 | [5 empty] | Process
86487 | TAB-DEW-SERVICES | Dewatering Building Service & Safety Systems | TAB-WORK-AREA-SOL | TAB Work Area Sol | [5 empty] | Process
66252 | TAB-DEW-POLYMER | Dewatering Polymer System | TAB-WORK-AREA-3 | Work Area 3 | [5 empty] | Process
86275 | TAB-DEW-POLYMER | Dewatering Polymer System | TAB-WORK-AREA-SOL | TAB Work Area Sol | [5 empty] | Process
84434 | THC-DEW | Dewatering Process | THCSLDMNT | THC Solids Maintenance | [5 empty] | Process
84562 | THC-DEW-HOLD TANK | Dewatering-Sludge Holding Tanks | THCSLDMNT | THC Solids Maintenance | [5 empty] | Process
123097 | THC-DEW-HOLD TANK | Dewatering-Sludge Holding Tanks | THCLIQMNT | THC Liquids Maintenance | [5 empty] | Process
64886 | TAB-CAP-PRJ-0017 | Dig 9-12 Upgrades | TAB-WA6 | Common to Projects, Bldg. Services, Z Building |  |  |  | PRJ | http://www.toronto.ca/TWONTO#project | Mechanical Equipment
7563 | COL-PSM-UPS-0001 | UPS | COL-PSM | Simcoe St Sewage Pumping Station | Uninterruptible Power Supply |  |  | UPS | http://www.toronto.ca/TWONTO#UPS | Electrical Equipment
7564 | COL-PSM-UPS-0001 | UPS | COL-PSM-MISC | Miscellaneous Equipment | Uninterruptible Power Supply |  |  | UPS | http://www.toronto.ca/TWONTO#UPS | Electrical Equipment
85517 | THC-DIG-INSTRUMENT | DIG Instrumentation Equipment | THC-GHOST | THC Records that were created by mistake | Switch,Pressure-High |  |  |  |  | Instrumentation Equipment
123775 | THC-DIG-INSTRUMENT | DIG Instrumentation Equipment | THC-DIG-DIGESTERS | Primary Anerobic Digesters 0400-0700 | Switch,Pressure-High |  |  |  |  | Instrumentation Equipment
7582 | COL-PSN-MISC(S) | Miscellaneous Equipment | COL-PSN | Second Street Sewage Pumping Station (Wards Island PS#10) |  |  | 36941 |  | x | Sub-Process
7583 | COL-PSN-P-0100 | Pump | COL-PSN | Second Street Sewage Pumping Station (Wards Island PS#10) |  |  | 34594 | P | x | Mechanical Equipment
7584 | COL-PSN-P-0200 | Pump | COL-PSN | Second Street Sewage Pumping Station (Wards Island PS#10) |  |  | 34595 | P | x | Mechanical Equipment
7589 | COL-PSP-ALR-0001 | Control Panel, Gas Alarm | COL-PSP | Southport Sewage Pumping Station | Control Panel |  |  | ALR | http://www.toronto.ca/TWONTO#annunciator_panel | Electrical Equipment
20702 | COL-PSP-ALR-0001 | Control Panel, Gas Alarm | COL-PSP-MISC | Miscellaneous Equipment | Control Panel |  |  | ALR | http://www.toronto.ca/TWONTO#annunciator_panel | Electrical Equipment
106676 | TNT-DIG-DS | Digested Sludge Headers, Digester, Transfer & Recirc. Pumps | TNT-DIG | Digestion | [5 empty] | Equipment Location
132731 | THR-DIG | Digester | THR WORK AREA 1 | Solid Handling | [5 empty] | Process
30243 | DU6501 | Digester 19-22 Air Equipment | TAB-AI | Local Compressed Air Equipment | [5 empty] | Equipment Location
99183 | THR-DRN-DIG | Digester Area, Work Area 1 | THR-DRN-WA1 | Drains, Work Area 1 | [5 empty] | Mechanical Equipment
7691 | COL-PSP-FEQ-0001S | Fire Prevention, Extinguisher | COL-PSP | Southport Sewage Pumping Station | Fire Prevention,Extinguisher |  | 42716 | FEQ | x | Obsolete Entity
7692 | COL-PSP-FEQ-0001S | Fire Prevention, Extinguisher | COL-W-OBSOLETE | Col West Obsolete Entities | Fire Prevention,Extinguisher |  | 42716 | FEQ | x | Obsolete Entity
20711 | COL-PSP-FEQ-0001S | Fire Prevention, Extinguisher | COL-PSP-MISC | Miscellaneous Equipment | Fire Prevention,Extinguisher |  | 42716 | FEQ | x | Obsolete Entity
99184 | THR-DRN-DIG | Digester Area, Work Area 1 | THR-GRK-GQ-WA1 | Building & Grounds Equipment, Work Area 1 | [5 empty] | Mechanical Equipment
136833 | THR-GQ-DIG | Digester Area, Work Area 1 | THR-GQ-WA1 | Grounds, Work Area 1 | [5 empty] | Mechanical Equipment
102582 | THR-PLQ-DIG | Digester Area, Work Area 1 | THR-PLQ-WA1 | Plumbing, Work Area 1 | [5 empty] | Mechanical Equipment
73614 | TAB-GAS-ELS | Digester Control Building - Electrical System | TAB-DIG-GAS | Digester Gas Control | [5 empty] | Equipment Location
68986 | TAB-DIG-GAS | Digester Gas Control | TAB-WORK-AREA-5 | Work Area 5 | [5 empty] | Process
68987 | TAB-DIG-GAS | Digester Gas Control | TAB-WORK-AREA-6 | Work Area 6 | [5 empty] | Process
68988 | TAB-DIG-GAS | Digester Gas Control | TAB-WORK-AREA-8 | Electrical Sub- Stations | [5 empty] | Process
68989 | TAB-DIG-GAS | Digester Gas Control | TAB-WORK-AREA-SEO | TAB Work Area SEO | [5 empty] | Process
7700 | COL-PSP-GC-0001 | Grit Chamber | COL-PSK-MISC | Miscellaneous Equipment |  |  | 34397 | GC | x | Sub-sub-process
7701 | COL-PSP-GC-0001 | Grit Chamber | COL-PSP | Southport Sewage Pumping Station |  |  | 34397 | GC | x | Sub-sub-process
20716 | COL-PSP-GC-0001 | Grit Chamber | COL-PSP-MISC | Miscellaneous Equipment |  |  | 34397 | GC | x | Sub-sub-process
89529 | TAB-DIG-C | Digester Gas Control Building - Compressors | TAB-DIG-GAS | Digester Gas Control | [5 empty] | Equipment Location
68990 | TAB-DIG-GASROUTE | Digester Gas Control Building - Gas ROUTEing | TAB-DIG-GAS | Digester Gas Control | [5 empty] | Equipment Location
69092 | TAB-DIG-MEQ | Digester Gas Control Building - Mechanical Equipment | TAB-DIG-GAS | Digester Gas Control | [5 empty] | Equipment Location
93155 | TAB-DIG-P-SUMP | Digester Gas Control Building - Sump Pumps | TAB-DIG-GAS | Digester Gas Control | [5 empty] | Equipment Location
140603 | TNT-DIG-GAS | Digester Gas header | TNT-DIG | Digestion | [5 empty] | Sub-Process
140604 | TNT-DIG-GAS-MON | Digester Gas Monitoring System | TNT-DIG | Digestion | [5 empty] | Equipment Location
70216 | TAB-ACC-DIG-0010 | Digester Gas Train, Boiler #1, Z Building | TAB-ACC-BO 1 | Boiler # 1, Hot Water Heating, Volcano B-1 |  |  |  | DIG | http://www.toronto.ca/TWONTO#system_train | Equipment Location
70217 | TAB-ACC-DIG-0020 | Digester Gas Train, Boiler #2, Z Building | TAB-ACC-BO 2 | Boiler # 2, Hot Water Heating, Volcano B-2 |  |  |  | DIG | http://www.toronto.ca/TWONTO#system_train | Equipment Location
57886 | TAB-ACC-DIG-0030 | Digester Gas Train, Boiler #3, Z Building | TAB-ACC-BO 3 | Boiler # 3, Hot Water Heating, Volcano B-3 |  |  |  | DIG | http://www.toronto.ca/TWONTO#system_train | Equipment Location
70218 | TAB-ACC-DIG-0040 | Digester Gas Train, Boiler #4, Z Building | TAB-ACC-BO 4 | Boiler # 4, Hot Water Heating, Volcano B-4 |  |  |  | DIG | http://www.toronto.ca/TWONTO#system_train | Equipment Location
57887 | TAB-ACC-DIG-0060 | Digester Gas Train, Boiler #6, Z Building | TAB-ACC-BO 6 | Boiler # 6, Hot Water Heating |  |  |  | DIG | http://www.toronto.ca/TWONTO#system_train | Equipment Location
96815 | THR-DIG-CG | Digester Gas, Co-Generation | THR-CG-SB | Co-Generation Scubber, Digester Gas | [5 empty] | Equipment Location
132801 | THR-DIG-CG | Digester Gas, Co-Generation | THR-BG | Blended Gas | [5 empty] | Equipment Location
132802 | THR-DIG-CG | Digester Gas, Co-Generation | THR-CG | Co-Generation | [5 empty] | Equipment Location
92083 | TAB-DIG-P | Digester Pipe Gallery - Sump Pumps | TAB-DIG-PIP | Digestion Pipe Gallery, ELQ, PIT, STRC & Sump Pumps | [5 empty] | Equipment Location
93159 | TAB-DIG-P-TRANSF5-8 | Digester Tank 5-8, Sludge Transfer Pumps | TAB-DIG-T-05-08 | Digester Tanks 5-8 | [5 empty] | Equipment Location
69005 | TAB-DIG-HE-T9-12 | Digester Tank 9-12, Heat Exchanger, North Cluster | TAB-DIG-T-09-12 | Digester Tanks 9-12 | [5 empty] | Equipment Location
69183 | TAB-DIG-P-RECIRC9-12 | Digester Tank 9-12, Sludge Recirculating Pumps | TAB-DIG-T-09-12 | Digester Tanks 9-12 | [5 empty] | Equipment Location
69184 | TAB-DIG-P-TRANSF9-12 | Digester Tank 9-12, Sludge Transfer Pumps | TAB-DIG-T-09-12 | Digester Tanks 9-12 | [5 empty] | Equipment Location
98357 | TAB-DIG-V-T9-12 | Digester Tank 9-12, Valves, Header & Transfer Line, | TAB-DIG-T-09-12 | Digester Tanks 9-12 | [5 empty] | Equipment Location
94058 | TAB-DIG-SQ-T01-04 | Digester Tanks 01-04, Safety Equipments | TAB-DIG-T-01-04 | Digester Tanks 1-4 | [5 empty] | Equipment Location
94144 | TAB-DIG-SQ-T05-08 | Digester Tanks 05-08, Safety Equipments | TAB-DIG-T-05-08 | Digester Tanks 5-8 | [5 empty] | Equipment Location
69339 | TAB-DIG-SQ-T09-12 | Digester Tanks 09-12, Safety Equipments | TAB-DIG-T-09-12 | Digester Tanks 9-12 | [5 empty] | Equipment Location
93157 | TAB-DIG-P-T13-16 | Digester Tanks 13-16, & Trailer Park,Sump Pumps | TAB-DIG-T-13-16 | Digester Tanks 13-16 | [5 empty] | Equipment Location
69343 | TAB-DIG-STRC-T13-16 | Digester Tanks 13-16, Drains, Electrical Service(110/220V), Lighting, Plumbing | TAB-DIG-T-13-16 | Digester Tanks 13-16 | [5 empty] | Equipment Location
89942 | TAB-DIG-ELQ-T13-16 | Digester Tanks 13-16, Electrical Equipment | TAB-DIG-T-13-16 | Digester Tanks 13-16 | [5 empty] | Equipment Location
91732 | TAB-DIG-HE-T13-16 | Digester Tanks 13-16, Heat Exchanger, Southwest Cluster | TAB-DIG-T-13-16 | Digester Tanks 13-16 | [5 empty] | Equipment Location
69340 | TAB-DIG-SQ-T13-16 | Digester Tanks 13-16, Safety Equipments | TAB-DIG-T-13-16 | Digester Tanks 13-16 | [5 empty] | Equipment Location
69342 | TAB-DIG-STRC-T1-4 | Digester Tanks 1-4 - Drains, Electrical Service(110/220V), Lighting, Plumbing | TAB-DIG-T-01-04 | Digester Tanks 1-4 | [5 empty] | Equipment Location
68804 | TAB-DIG-ELQ-T1-4 | Digester Tanks 1-4, Electrical Equipment | TAB-DIG-T-01-04 | Digester Tanks 1-4 | [5 empty] | Equipment Location
68978 | TAB-DIG-FX-T1-4 | Digester Tanks 1-4, Flame Arresters, Condensate Tanks, Moisture Separators | TAB-DIG-T-01-04 | Digester Tanks 1-4 | [5 empty] | Obsolete Entity
91489 | TAB-DIG-GAS-DOME1-4 | Digester Tanks 1-4, Flame Arresters, Pressure Relief & Vacuum Breaker Valves | TAB-DIG-T-01-04 | Digester Tanks 1-4 | [5 empty] | Equipment Location
91730 | TAB-DIG-HE-T01-04 | Digester Tanks 1-4, Heat Exchanger, | TAB-DIG-T-01-04 | Digester Tanks 1-4 | [5 empty] | Equipment Location
93156 | TAB-DIG-P-T1-4 | Digester Tanks 1-4, Sump Pumps | TAB-DIG-T-01-04 | Digester Tanks 1-4 | [5 empty] | Equipment Location
94147 | TAB-DIG-STRC-19-22 | Digester Tanks 19-22 - Drains, Electrical Service(110/220V), UPS,Lighting, Plumbing | TAB-DIG-T-19-22 | Digester Tanks 19-22 |  |  |  | STRC |  | Equipment Location
89538 | TAB-DIG-C-T19-22 | Digester Tanks 19-22 - Gas Compressors | TAB-DIG-T-19-22 | Digester Tanks 19-22 | [5 empty] | Sub-sub-process
89943 | TAB-DIG-ELQ-T19-22 | Digester Tanks 19-22, Electrical Equipment | TAB-DIG-T-19-22 | Digester Tanks 19-22 | [5 empty] | Equipment Location
69004 | TAB-DIG-HE-T19-22 | Digester Tanks 19-22, Heat Exchangers | TAB-DIG-T-19-22 | Digester Tanks 19-22 | [5 empty] | Equipment Location
69006 | TAB-DIG-INQ-T19-22 | Digester Tanks 19-22, Instrument Equipment | TAB-DIG-T-19-22 | Digester Tanks 19-22 | [5 empty] | Equipment Location
69341 | TAB-DIG-SQ-T19-22 | Digester Tanks 19-22, Safety Equipments | TAB-DIG-T-19-22 | Digester Tanks 19-22 | [5 empty] | Equipment Location
93160 | TAB-DIG-P19-22 | Digester Tanks 19-22, Sump Pumps | TAB-DIG-T-19-22 | Digester Tanks 19-22 | [5 empty] | Equipment Location
94148 | TAB-DIG-STRC-T5-8 | Digester Tanks 5-8 - Drains, Electrical Service(110/220V), Lighting, Plumbing | TAB-DIG-T-05-08 | Digester Tanks 5-8 | [5 empty] | Equipment Location
89944 | TAB-DIG-ELQ-T5-8 | Digester Tanks 5-8, Electrical Equipment | TAB-DIG-T-05-08 | Digester Tanks 5-8 | [5 empty] | Equipment Location
91488 | TAB-DIG-FX-T5-8 | Digester Tanks 5-8, Flame Arrester, Condensate Tanks & Moisture Separators | TAB-DIG-FX-DOME5-8 | Digester Tanks 5-8, Flame Arresters, Pressure Relief & Vacuum Breaker Valves | [5 empty] | Equipment Location
91484 | TAB-DIG-FX-DOME5-8 | Digester Tanks 5-8, Flame Arresters, Pressure Relief & Vacuum Breaker Valves | TAB-DIG-T-05-08 | Digester Tanks 5-8 | [5 empty] | Equipment Location
91731 | TAB-DIG-HE-T05-08 | Digester Tanks 5-8, Heat Exchanger, Hot Water Pumps, Valves | TAB-DIG-T-05-08 | Digester Tanks 5-8 | [5 empty] | Equipment Location
20804 | COL-PSS-ALR-0001 | Control Panel, Operator | COL-PSS | Scott Sewage Pumping Station | Control Panel |  |  | ALR | http://www.toronto.ca/TWONTO#annunciator_panel | Electrical Equipment
20805 | COL-PSS-ALR-0001 | Control Panel, Operator | COL-PSS-MISC | Miscellaneous Equipment | Control Panel |  |  | ALR | http://www.toronto.ca/TWONTO#annunciator_panel | Electrical Equipment
7751 | COL-PSS-CB-0001 | Circuit Breaker, Incoming | COL-PSS | Scott Sewage Pumping Station | Circuit Breaker |  |  | CB | http://www.toronto.ca/TWONTO#breaker | Electrical Equipment
7752 | COL-PSS-CB-0001 | Circuit Breaker, Incoming | COL-PSS-MISC | Miscellaneous Equipment | Circuit Breaker |  |  | CB | http://www.toronto.ca/TWONTO#breaker | Electrical Equipment
7753 | COL-PSS-CB-0002 | Circuit Breaker, Lighting Panel | COL-PSS | Scott Sewage Pumping Station | Circuit Breaker |  |  | CB | http://www.toronto.ca/TWONTO#LV_electrical_panel | Electrical Equipment
7754 | COL-PSS-CB-0002 | Circuit Breaker, Lighting Panel | COL-PSS-MISC | Miscellaneous Equipment | Circuit Breaker |  |  | CB | http://www.toronto.ca/TWONTO#LV_electrical_panel | Electrical Equipment
7755 | COL-PSS-CH-0001 | Chamber, Inlet | COL-PSS | Scott Sewage Pumping Station | Chamber |  |  | CH | http://www.toronto.ca/TWONTO#equipment_or_access_chamber | Mechanical Equipment
20851 | COL-PSS-CH-0001 | Chamber, Inlet | COL-PSS-MISC | Miscellaneous Equipment | Chamber |  |  | CH | http://www.toronto.ca/TWONTO#equipment_or_access_chamber | Mechanical Equipment
20852 | COL-PSS-CH-0002 | Chamber, Discharge | COL-PSS | Scott Sewage Pumping Station | Chamber |  |  | CH | http://www.toronto.ca/TWONTO#equipment_or_access_chamber | Mechanical Equipment
20853 | COL-PSS-CH-0002 | Chamber, Discharge | COL-PSS-MISC | Miscellaneous Equipment | Chamber |  |  | CH | http://www.toronto.ca/TWONTO#equipment_or_access_chamber | Mechanical Equipment
7756 | COL-PSS-FEQ-0001S | Fire Prevention, Extinguisher | COL-PSS | Scott Sewage Pumping Station | Fire Prevention,Extinguisher |  | 42717 | FEQ | x | Obsolete Entity
7757 | COL-PSS-FEQ-0001S | Fire Prevention, Extinguisher | COL-PSS-MISC | Miscellaneous Equipment | Fire Prevention,Extinguisher |  | 42717 | FEQ | x | Obsolete Entity
7758 | COL-PSS-FEQ-0001S | Fire Prevention, Extinguisher | COL-W-OBSOLETE | Col West Obsolete Entities | Fire Prevention,Extinguisher |  | 42717 | FEQ | x | Obsolete Entity
69007 | TAB-DIG-INQ-T5-8 | Digester Tanks 5-8, Instrumentation Equipment | TAB-DIG-T-05-08 | Digester Tanks 5-8 | [5 empty] | Equipment Location
89945 | TAB-DIG-ELQ-T9-12 | Digester Tanks 9-12, Electrical Equipment | TAB-DIG-T-09-12 | Digester Tanks 9-12 | [5 empty] | Equipment Location
91483 | TAB-DIG-FX-9-12 | Digester Tanks 9-12, Flame Arresters, Condensate Tanks & Moisture Separators, | TAB-DIG-FX-DOME9-12 | Digester Tanks 9-12, Flame Arresters, Pressure Relief & Vacuum Breaker Valves |  |  |  | FX | http://www.toronto.ca/TWONTO#flame_arrestor | Equipment Location
91485 | TAB-DIG-FX-DOME9-12 | Digester Tanks 9-12, Flame Arresters, Pressure Relief & Vacuum Breaker Valves | TAB-DIG-T-09-12 | Digester Tanks 9-12 | [5 empty] | Equipment Location
68660 | TAB-DIG-C-T9-12 | Digester Tanks 9-12, Gas Compressors | TAB-DIG-T-09-12 | Digester Tanks 9-12 | [5 empty] | Equipment Location
91735 | TAB-DIG-INQ-T9-12 | Digester Tanks 9-12, Instrumentation Equipment | TAB-DIG-T-09-12 | Digester Tanks 9-12 | [5 empty] | Equipment Location
93158 | TAB-DIG-P-T9-12 | Digester Tanks 9-12, Sump Pumps | TAB-DIG-T-09-12 | Digester Tanks 9-12 | [5 empty] | Equipment Location
96841 | THR-DIG-DRN | Digester, Drainage Sump Pump | THR-DIG | Digester | [5 empty] | Equipment Location
133402 | THR-DIG-T-7-10 | Digester, Entities Common to Tanks 7-10 | THR-DIG-T | Digester, Tanks |  |  |  | T |  | Equipment Location
97613 | THR-DIG-T-7-8 | Digester, Entities Common to Tanks 7-8 | THR-DIG-T-7-10 | Digester, Entities Common to Tanks 7-10 |  |  |  | T |  | Equipment Location
133403 | THR-DIG-T-7-8 | Digester, Entities Common to Tanks 7-8 | THR-DIG-T | Digester, Tanks |  |  |  | T |  | Equipment Location
97614 | THR-DIG-T-9-10 | Digester, Entities Common to Tanks 9-10 | THR-DIG-T | Digester, Tanks |  |  |  | T |  | Equipment Location
97615 | THR-DIG-T-9-10 | Digester, Entities Common to Tanks 9-10 | THR-DIG-T-7-10 | Digester, Entities Common to Tanks 7-10 |  |  |  | T |  | Equipment Location
96807 | THR-DIG-C | Digester, Gas Compressors | THR-DIG | Digester | [5 empty] | Equipment Location
97392 | THR-DIG-PRS | Digester, Primary Return Sludge Line | THR-DIG | Digester | [5 empty] | Equipment Location
97391 | THR-DIG-PM | Digester, RCM PM Lead Task Entities | THR-DIG-T | Digester, Tanks | [5 empty] | Equipment Location
133212 | THR-DIG-PM | Digester, RCM PM Lead Task Entities | THR-DIG-RPU | RPU, UPS, Digester | [5 empty] | Equipment Location
133337 | THR-DIG-SCUM | Digester, Scum Line | THR-DIG | Digester | [5 empty] | Equipment Location
97671 | THR-DIG-TWAS | Digester, Thickened Waste Activated Sludge Line | THR-DIG | Digester | [5 empty] | Equipment Location
97208 | THR-DIG-P-MTI | Digester, Transfer Pump and Line to MTI | THR-DIG | Digester | [5 empty] | Equipment Location
96798 | THR-DIG-BU | Digester, Waste Gas Burners | THR-DIG | Digester | [5 empty] | Equipment Location
68543 | TAB-DIG | Digestion | TAB-WORK-AREA-5 | Work Area 5 | [5 empty] | Process
68544 | TAB-DIG | Digestion | TAB-WORK-AREA-SOL | TAB Work Area Sol | [5 empty] | Process
85125 | THC-DIG | Digestion | THCSLDMNT | THC Solids Maintenance | [5 empty] | Process
123613 | THC-DIG | Digestion | THCSLDOPS | THC Solids Operations | [5 empty] | Process
140586 | TNT-DIG | Digestion | TNT WORK AREA 9 | North Toronto Treatment Plant | [5 empty] | Process
94146 | TAB-DIG-STRC | Digestion Pipe Gallery - Drains, Walls, Lighting, Bldg, Services, PA System, Plumbing, Safety Equipments | TAB-DIG-PIP | Digestion Pipe Gallery, ELQ, PIT, STRC & Sump Pumps | [5 empty] | Equipment Location
93564 | TAB-DIG-PIP | Digestion Pipe Gallery, ELQ, PIT, STRC & Sump Pumps | TAB-DIG | Digestion | [5 empty] | Sub-Process
36245 | FHA-DIS | Disinfection | FHA WORK AREA 1 | Process | [5 empty] | Process
22987 | FHO-DIS | Disinfection | FHO WORK AREA 1 | Process | [5 empty] | Process
54478 | FIS-DIS | Disinfection | FIS WORK AREA 1 | Process | [5 empty] | Process
70833 | TAB-DIS | Disinfection | TAB-WORK-AREA-8 | Electrical Sub- Stations | [5 empty] | Process
70834 | TAB-DIS | Disinfection | TAB-WORK-AREA-SOL | TAB Work Area Sol | [5 empty] | Process
98663 | TAB-DIS | Disinfection | TAB-WORK-AREA-4 | Work Area 4 | [5 empty] | Process
98468 | THR-DIS | Disinfection | THR WORK AREA 4 | Liquid Handling 2 | [5 empty] | Process
134212 | THR-DIS | Disinfection | THR WORK AREA 1 | Solid Handling | [5 empty] | Process
140774 | TNT-DIS | Disinfection | TNT WORK AREA 9 | North Toronto Treatment Plant | [5 empty] | Process
98688 | TAB-DIS-CHEM | Disinfection - Chemical Bldg | TAB-DIS | Disinfection | [5 empty] | Equipment Location
70896 | TAB-DIS-INQ | Disinfection - Instrument Equipment | TAB-DIS | Disinfection | [5 empty] | Equipment Location
99029 | TAB-DIS-OF | Disinfection - Out Fall | TAB-DIS | Disinfection | [5 empty] | Equipment Location
134361 | THR-DIS-P-SUMP | Disinfection - Pump, Sump | THR-DIS-P | Disinfection - Pumping | [5 empty] | Equipment Location
134334 | THR-DIS-P | Disinfection - Pumping | THR-DIS | Disinfection | [5 empty] | Sub-Process
20975 | COL-PST-CH-0001 | Chamber, Valve Chamber #1 | COL-PST | Strachan Pumping Station | Chamber |  |  | CH | http://www.toronto.ca/TWONTO#equipment_or_access_chamber | Mechanical Equipment
20976 | COL-PST-CH-0001 | Chamber, Valve Chamber #1 | COL-PST-MISC | Miscellaneous Equipment | Chamber |  |  | CH | http://www.toronto.ca/TWONTO#equipment_or_access_chamber | Mechanical Equipment
7820 | COL-PST-CH-0002 | Chamber, Valve Chamber #2 | COL-PST | Strachan Pumping Station | Chamber |  |  | CH | http://www.toronto.ca/TWONTO#equipment_or_access_chamber | Mechanical Equipment
20977 | COL-PST-CH-0002 | Chamber, Valve Chamber #2 | COL-PST-MISC | Miscellaneous Equipment | Chamber |  |  | CH | http://www.toronto.ca/TWONTO#equipment_or_access_chamber | Mechanical Equipment
7821 | COL-PST-CH-0003 | Chamber, Overflow | COL-PST-MISC | Miscellaneous Equipment | Chamber |  |  | CH | http://www.toronto.ca/TWONTO#equipment_or_access_chamber | Mechanical Equipment
20978 | COL-PST-CH-0003 | Chamber, Overflow | COL-PST | Strachan Pumping Station | Chamber |  |  | CH | http://www.toronto.ca/TWONTO#equipment_or_access_chamber | Mechanical Equipment
99066 | TAB-DIS-SP | Disinfection - Sampling & Metering | TAB-DIS | Disinfection | [5 empty] | Equipment Location
99130 | TAB-DIS-TUNN | Disinfection - Tunnel | TAB-DIS | Disinfection | [5 empty] | Equipment Location
71078 | TAB-DIS-UV | Disinfection - UV | TAB-DIS | Disinfection | [5 empty] | Equipment Location
99133 | TAB-DIS-UV | Disinfection - UV | TAB-DIS-OF | Disinfection - Out Fall | [5 empty] | Equipment Location
86826 | THC-DIS | Disinfection (Chlorination) Process | THCLIQMNT | THC Liquids Maintenance | [5 empty] | Process
12499 | FCL-DIS | Disinfection and Conditioning | FCL WORK AREA 1 | Process | [5 empty] | Process
98523 | THR-DIS-CW | Disinfection, City Water, BFP | THR-DIS | Disinfection | [5 empty] | Sub-Process
98561 | THR-DIS-FPW | Disinfection, Plant Water | THR-DIS | Disinfection | [5 empty] | Sub-Process
98617 | THR-DIS-P-SUS | Disinfection, Pumps, Sump & Chlorine Solution | THR-DIS-P | Disinfection - Pumping | [5 empty] | Equipment Location
98794 | THR-DIS-T-PP | Disinfection, Tank, Palace Pier | THR-DIS | Disinfection | [5 empty] | Sub-Process
134426 | THR-DIS-T-SH | Disinfection, Tank, Sodium Hypochlorite Storage | THR-DIS | Disinfection | [5 empty] | Sub-Process
136834 | THR-GQ-DIS | Disinfection, Work Area 1 | THR-GQ-WA1 | Grounds, Work Area 1 | [5 empty] | Mechanical Equipment
102583 | THR-PLQ-DIS | Disinfection, Work Area 1 | THR-PLQ-WA1 | Plumbing, Work Area 1 | [5 empty] | Mechanical Equipment
119919 | TAB-THK-V-DIST | Distribution Chamber Valves (Splitter Box) | TAB-THK | Floatation | [5 empty] | Equipment Location
87516 | THC-ELS-PDP-0101C | Distribution Panel, Building A | THC-ELS-PS-0001-A | Primary Power Equipment, Building A | Control Panel,Electrical |  |  | PDP | http://www.toronto.ca/TWONTO#LV_electrical_panel | Electrical Equipment
125426 | THC-ELS-PDP-0301B | Distribution Panel, Building A | THC-ELS-PS-0001-A | Primary Power Equipment, Building A | Control Panel,Electrical |  |  | PDP | http://www.toronto.ca/TWONTO#LV_electrical_panel | Electrical Equipment
87521 | THC-ELS-PDP-0402A | Distribution Panel, Building A | THC-ELS-PS-0001-A | Primary Power Equipment, Building A | Control Panel,Electrical |  |  | PDP | http://www.toronto.ca/TWONTO#LV_electrical_panel | Electrical Equipment
87522 | THC-ELS-PDP-0402B | Distribution Panel, Building A | THC-ELS-PS-0001-A | Primary Power Equipment, Building A | Control Panel,Electrical |  |  | PDP | http://www.toronto.ca/TWONTO#LV_electrical_panel | Electrical Equipment
87520 | THC-ELS-PDP-0402 | Distribution Panel, Building B | THC-ELS-PS-0001-B | Primary Power Equipment, Building B | Control Panel,Electrical |  |  | PDP | http://www.toronto.ca/TWONTO#LV_electrical_panel | Electrical Equipment
87526 | THC-ELS-PDP-1101A | Distribution Panel, Building H | THC-ELS-PS-0001-H | Primary Power Equipment, Building H | Control Panel,Electrical |  |  | PDP | http://www.toronto.ca/TWONTO#LV_electrical_panel | Electrical Equipment
125432 | THC-ELS-PDP-1202A | Distribution Panel, Building H | THC-ELS-PS-0001-H | Primary Power Equipment, Building H | Control Panel,Electrical |  |  | PDP | http://www.toronto.ca/TWONTO#LV_electrical_panel | Electrical Equipment
125419 | THC-ELS-PDP-0101B | Distribution Panel, Building I | THC-ELS-PS-0001-I | Primary Power Equipment, Building I | Control Panel,Electrical |  |  | PDP | http://www.toronto.ca/TWONTO#LV_electrical_panel | Electrical Equipment
125423 | THC-ELS-PDP-0202B | Distribution Panel, Building K | THC-ELS-BLDG-0001 | Main Substation 4160V Switchgear THC-ELS-BUS-0101/0202 (Gas Insulated Switchgear Substation) Building K | Control Panel,Electrical |  |  | PDP | http://www.toronto.ca/TWONTO#LV_electrical_panel | Electrical Equipment
125424 | THC-ELS-PDP-0202B | Distribution Panel, Building K | THC-ELS-PS-0001-K | Primary Power Equipment, Building K | Control Panel,Electrical |  |  | PDP | http://www.toronto.ca/TWONTO#LV_electrical_panel | Electrical Equipment
87533 | THC-ELS-PDP-1901 | Distribution Panel, Building K | THC-ELS-BLDG-0001 | Main Substation 4160V Switchgear THC-ELS-BUS-0101/0202 (Gas Insulated Switchgear Substation) Building K | Control Panel,Electrical |  |  | PDP | http://www.toronto.ca/TWONTO#LV_electrical_panel | Electrical Equipment
87534 | THC-ELS-PDP-1901 | Distribution Panel, Building K | THC-ELS-PS-0001-K | Primary Power Equipment, Building K | Control Panel,Electrical |  |  | PDP | http://www.toronto.ca/TWONTO#LV_electrical_panel | Electrical Equipment
87535 | THC-ELS-PDP-2002 | Distribution Panel, Building K | THC-ELS-PS-0001-K | Primary Power Equipment, Building K | Control Panel,Electrical |  |  | PDP | http://www.toronto.ca/TWONTO#LV_electrical_panel | Electrical Equipment
87523 | THC-ELS-PDP-0701 | Distribution Panel, Building L | THC-ELS-PS-0001-L | Primary Power Equipment, Building L | Control Panel,Electrical |  |  | PDP | http://www.toronto.ca/TWONTO#LV_electrical_panel | Electrical Equipment
125428 | THC-ELS-PDP-0800 | Distribution Panel, Building L | THC-ELS-PS-0001-L | Primary Power Equipment, Building L | Control Panel,Electrical |  |  | PDP | http://www.toronto.ca/TWONTO#LV_electrical_panel | Electrical Equipment
87524 | THC-ELS-PDP-0802 | Distribution Panel, Building L | THC-ELS-PS-0001-L | Primary Power Equipment, Building L | Control Panel,Electrical |  |  | PDP | http://www.toronto.ca/TWONTO#LV_electrical_panel | Electrical Equipment
87527 | THC-ELS-PDP-1101B | Distribution Panel, Building S | THC-ELS-PS-0001-S | Primary Power Equipment, Building S | Control Panel,Electrical |  |  | PDP | http://www.toronto.ca/TWONTO#LV_electrical_panel | Electrical Equipment
125433 | THC-ELS-PDP-1202B | Distribution Panel, Building S | THC-ELS-PS-0001-S | Primary Power Equipment, Building S | Control Panel,Electrical |  |  | PDP | http://www.toronto.ca/TWONTO#LV_electrical_panel | Electrical Equipment
115989 | WTR-WA1 | District East Location | WTR-SPC | Process Control Systems - Services Area | [5 empty] | Process
147736 | WTR-WA1 | District East Location | WTR-SPC2 | Process Control Systems - Equipment | [5 empty] | Process
53119 | OTH-DIS | DISTRICT OPERARTIONS | OTH | DOS - OTHERS | [5 empty] | Process
67275 | OTH-DIS | DISTRICT OPERARTIONS | FAC | DOS - FACILITIES | [5 empty] | Process
10283 | DIS | District Operations | WT&S | Water Treatment & Supply | [5 empty] | Facility
53120 | OTH-DIS-EAST | DISTRICT OPERATIONS - EAST | OTH-DIS | DISTRICT OPERARTIONS | [5 empty] | Sub-Process
53121 | OTH-DIS-NOR | DISTRICT OPERATIONS - NORTH | FAC-PHA | YARD - 125 PHARMACY ROAD | [5 empty] | Sub-Process
53122 | OTH-DIS-NOR | DISTRICT OPERATIONS - NORTH | OTH-DIS | DISTRICT OPERARTIONS | [5 empty] | Sub-Process
7907 | COL-PSU-ALR-0001 | Control Panel, Operator | COL-PSU-MISC | Miscellaneous Equipment | Control Panel |  |  | ALR | http://www.toronto.ca/TWONTO#annunciator_panel | Electrical Equipment
21092 | COL-PSU-ALR-0001 | Control Panel, Operator | COL-PSU | Sunnyside Pumping Station | Control Panel |  |  | ALR | http://www.toronto.ca/TWONTO#annunciator_panel | Electrical Equipment
7922 | COL-PSU-FEQ-0001S | Fire Prevention, Extinguisher | COL-PSU | Sunnyside Pumping Station | Fire Prevention,Extinguisher |  | 46866 | FEQ | x | Obsolete Entity
21098 | COL-PSU-FEQ-0001S | Fire Prevention, Extinguisher | COL-PSU-MISC | Miscellaneous Equipment | Fire Prevention,Extinguisher |  | 46866 | FEQ | x | Obsolete Entity
21099 | COL-PSU-FEQ-0001S | Fire Prevention, Extinguisher | COL-W-OBSOLETE | Col West Obsolete Entities | Fire Prevention,Extinguisher |  | 46866 | FEQ | x | Obsolete Entity
7923 | COL-PSU-FEQ-0002S | Fire Prevention, Extinguisher | COL-PSU | Sunnyside Pumping Station | Fire Prevention,Extinguisher |  | 46867 | FEQ | x | Obsolete Entity
7924 | COL-PSU-FEQ-0002S | Fire Prevention, Extinguisher | COL-PSU-MISC | Miscellaneous Equipment | Fire Prevention,Extinguisher |  | 46867 | FEQ | x | Obsolete Entity
7925 | COL-PSU-FEQ-0002S | Fire Prevention, Extinguisher | COL-W-OBSOLETE | Col West Obsolete Entities | Fire Prevention,Extinguisher |  | 46867 | FEQ | x | Obsolete Entity
53123 | OTH-DIS-SOU | DISTRICT OPERATIONS - SOUTH | OTH-DIS | DISTRICT OPERARTIONS | [5 empty] | Sub-Process
53124 | OTH-DIS-WEST | DISTRICT OPERATIONS - WEST | OTH-DIS | DISTRICT OPERARTIONS | [5 empty] | Sub-Process
115990 | WTR-WA3 | District West Location | WTR-SPC | Process Control Systems - Services Area | [5 empty] | Process
147737 | WTR-WA3 | District West Location | WTR-SPC2 | Process Control Systems - Equipment | [5 empty] | Process
29996 | DOS | DIVISIONAL OPERATIONS SERVICES | OS | Operational Support | [5 empty] | Facility
89388 | THC-MCS-T-BLDG A | Domestic Hot Water Tank, Building A | THC-PWA-HWT | Domestic Hot Water Tanks | [5 empty] | Equipment Location
89389 | THC-MCS-T-BLDG I | Domestic Hot Water Tank, Building I | THC-PWA-HWT | Domestic Hot Water Tanks | [5 empty] | Equipment Location
89390 | THC-MCS-T-BLDG J | Domestic Hot Water Tank, Building J | THC-PWA-HWT | Domestic Hot Water Tanks | [5 empty] | Equipment Location
89391 | THC-MCS-T-BLDG K | Domestic Hot Water Tank, Building K | THC-PWA-HWT | Domestic Hot Water Tanks | [5 empty] | Equipment Location
89392 | THC-MCS-T-BLDG M | Domestic Hot Water Tank, Building M | THC-PWA-HWT | Domestic Hot Water Tanks | [5 empty] | Equipment Location
126824 | THC-MCS-T-BLDG U | Domestic Hot Water Tank, Building U | THC-PWA-HWT | Domestic Hot Water Tanks | [5 empty] | Equipment Location
91376 | THC-PWA-HWT | Domestic Hot Water Tanks | THC-PWA-CITY WATER | Plant Water City Water | [5 empty] | Sub-Process
71217 | TAB-DOM-HOTWTR | Domestic Water Systems, Floatation | TAB-WORK-AREA-6 | Work Area 6 | [5 empty] | Process
71218 | TAB-DOM-HOTWTR | Domestic Water Systems, Floatation | TAB-WORK-AREA-SEO | TAB Work Area SEO | [5 empty] | Process
141261 | TRK-DON | DON DRAINAGE AREA | TRK | DOS - TRUNK SEWER SYSTEM | [5 empty] | Process
67627 | SWM-DON | DON WATERSHED | SWM | DOS - STORM WATER MANAGEMENT | [5 empty] | Process
28374 | COL-RBB-SS-0002 | Door Entry system, Sample Room | COL-RBB | Western Beaches Tunnel (Battery Park)-Storm | Security System |  |  | SS |  | Electrical Equipment
28375 | COL-RBB-SS-0002 | Door Entry system, Sample Room | COL-RBB-MISC | Miscellaneous Equipment | Security System |  |  | SS |  | Electrical Equipment
28372 | COL-RBB-SS-0001 | Door Entry system, Valve Room | COL-RBB | Western Beaches Tunnel (Battery Park)-Storm | Security System |  |  | SS |  | Electrical Equipment
28373 | COL-RBB-SS-0001 | Door Entry system, Valve Room | COL-RBB-MISC | Miscellaneous Equipment | Security System |  |  | SS |  | Electrical Equipment
114932 | WTR-PWT-DR-0003 | Door, Overhead | WTR-PWT-AUX | Auxiliary Equipment (Building Facilities) |  |  |  | DR | http://www.toronto.ca/TWONTO#roll_up_door | Mechanical Equipment
146828 | WTR-PWT-DR-0004 | Door, Overhead | WTR-PWT-AUX | Auxiliary Equipment (Building Facilities) |  |  |  | DR | http://www.toronto.ca/TWONTO#roll_up_door | Mechanical Equipment
49148 | MTMH224 | DORSET PARK STS | TRK-HCK | HIGHLAND CREEK DRAINAGE AREA | [5 empty] | Sub-Process
10178 | COW | DOS - CONSTRUCTION WEST | DOS | DIVISIONAL OPERATIONS SERVICES | [5 empty] | Work Area
10699 | ENG | DOS - ENGINEERING | DOS | DIVISIONAL OPERATIONS SERVICES | [5 empty] | Work Area
10761 | FAC | DOS - FACILITIES | DOS | DIVISIONAL OPERATIONS SERVICES | [5 empty] | Work Area
56739 | HEE | DOS - HEAVY EQUIPMENT | DOS | DIVISIONAL OPERATIONS SERVICES | [5 empty] | Work Area
67274 | OST | DOS - OPERATIONS SUPPORT | DOS | DIVISIONAL OPERATIONS SERVICES | [5 empty] | Work Area
53118 | OTH | DOS - OTHERS | DOS | DIVISIONAL OPERATIONS SERVICES | [5 empty] | Work Area
67626 | SWM | DOS - STORM WATER MANAGEMENT | DOS | DIVISIONAL OPERATIONS SERVICES | [5 empty] | Work Area
29997 | DOS-AGL | DOS ALTERNATE GL | OS | Operational Support | [5 empty] | Facility
99143 | THR-DL-EFF | Dosing Line, Disinfection, Effluent | THR-DIS-P | Disinfection - Pumping | [5 empty] | Equipment Location
134699 | THR-DL-FPW | Dosing Line, Disinfection, Filtered Plant Water | THR-DIS-P | Disinfection - Pumping | [5 empty] | Equipment Location
99144 | THR-DL-NPRS | Dosing Line, North Ferrous Chloride | THR-PRS-P | Phosphorous Removal System, Pumps | Pump,Centrifugal |  |  |  |  | Equipment Location
134700 | THR-DL-NRAS | Dosing Line, North RAS Chemical Feed | THR-DIS-P-NRAS | Pumps, Disinfection, North Return Activated Sludge | Transmitter,Pressure |  |  |  |  | Equipment Location
134701 | THR-DL-SPRS | Dosing Line, South Ferrous Chloride | THR-PRS-P | Phosphorous Removal System, Pumps | Pump,Centrifugal |  |  |  |  | Equipment Location
99145 | THR-DL-SRAS | Dosing Line, South RAS Chemical Feed | THR-DIS-P-SRAS | Pumps, Disinfection, South Return Activated Sludge | Transmitter,Pressure |  |  |  |  | Equipment Location
134702 | THR-DL-WA4 | Dosing Lines-Work Area4 | THR-DIS | Disinfection | [5 empty] | Equipment Location
99192 | THR-DRN-WA1 | Drains, Work Area 1 | THR-GRK-PRTY-WA1 | WA1 Property, Humber T. P. for DOS Work Orders | [5 empty] | Equipment Location
99193 | THR-DRN-WA1 | Drains, Work Area 1 | THR-GRK-WA1 | Building & Grounds Work Area 1 | [5 empty] | Equipment Location
99194 | THR-DRN-WA2 | Drains, Work Area 2 | THR-GRK-PRTY-WA2 | WA2 Property, Humber T. P. for DOS Work Orders | [5 empty] | Equipment Location
134734 | THR-DRN-WA2 | Drains, Work Area 2 | THR-GRK-WA2 | Building & Grounds Work Area 2 | [5 empty] | Equipment Location
134735 | THR-DRN-WA3 | Drains, Work Area 3 | THR-GRK-PRTY-WA3 | WA3 Property, Humber T. P. for DOS Work Orders | [5 empty] | Equipment Location
134736 | THR-DRN-WA3 | Drains, Work Area 3 | THR-GRK-WA3 | Buildings & Grounds, Work Area 3 | [5 empty] | Equipment Location
134737 | THR-DRN-WA4 | Drains, Work Area 4 | THR-GRK-PRTY-WA4 | WA4 Property, Humber T. P. for DOS Work Oders | [5 empty] | Equipment Location
7954 | COL-PSU-P-0300 | Pump, Centrifugal | COL-PSU | Sunnyside Pumping Station | Pump |  | 34164 | P | x | Mechanical Equipment
96842 | THR-DIG-DT-7720 | Drip Trap, Automatic, Burner BU-7720 Digester Gas Condensate, WGB Building | THR-DIG-BU-7720 | Waste Gas Burner, Burner 7720, WGB Bldg Roof |  |  |  | DT | http://www.toronto.ca/TWONTO#condensate_trap | Mechanical Equipment
96843 | THR-DIG-DT-7750 | Drip Trap, Automatic, Burner BU-7750 Digester Gas Condensate, WGB Building | THR-DIG-BU-7750 | Waste Gas Burner, Burner 7750, WGB Bldg Roof |  |  |  | DT | http://www.toronto.ca/TWONTO#condensate_trap | Mechanical Equipment
132830 | THR-DIG-DT-7780 | Drip Trap, Automatic, Burner BU-7780 Digester Gas Condensate, WGB Building | THR-DIG-BU-7780 | Burner, Waste Gas 7780, Waste Gas Burner Building Roof |  |  |  | DT | http://www.toronto.ca/TWONTO#condensate_trap | Mechanical Equipment
95390 | THR-BG-DT-0103 | Drip Trap, Condensate, Condensor 0103, High Press Gas Conditioning System Train 1, Gas Comp Bldg | THR-BG-CU-0103 | Condensor, Fuel Gas, High Press Gas Conditioning System Train 1, Gas Comp Bldg |  |  |  | DT | http://www.toronto.ca/TWONTO#condensate_trap | Mechanical Equipment
131780 | THR-BG-DT-0203 | Drip Trap, Condensate, Condensor 0203, High Press Gas Conditioning System Train 2, Gas Comp Bldg | THR-BG-CU-0203 | Condensor, Fuel Gas, High Press Gas Conditioning System Train 2, Gas Comp Bldg |  |  |  | DT | http://www.toronto.ca/TWONTO#condensate_trap | Mechanical Equipment
131778 | THR-BG-DT-0102 | Drip Trap, Condensate, Heat Exch 0102, High Press Gas Conditioning System Train 1, Gas Comp Bldg | THR-BG-HE-0102 | Heat Exchanger, Oil for Fuel Gas Compressor 0101, Compressor Building, Gas Compressor (And Dryer) |  |  |  | DT | http://www.toronto.ca/TWONTO#condensate_trap | Mechanical Equipment
131779 | THR-BG-DT-0202 | Drip Trap, Condensate, Heat Exch 0202, High Press Gas Conditioning System Train 2, Gas Comp Bldg | THR-BG-HE-0202 | Heat Exchanger, Fuel Gas Pre-Cooler, High Press Gas Conditioning System Train 2, Gas Comp Bldg |  |  |  | DT | http://www.toronto.ca/TWONTO#condensate_trap | Mechanical Equipment
132827 | THR-DIG-DT-0001 | Drip Trap, Condensate, Low Pressure DG Header, Gas Compressor Building | THR-DIG | Digester |  |  |  | DT | http://www.toronto.ca/TWONTO#condensate_trap | Mechanical Equipment
7960 | COL-PSU-UPS-0001 | UPS, Main Floor | COL-PSU | Sunnyside Pumping Station | Uninterruptible Power Supply |  |  | UPS | http://www.toronto.ca/TWONTO#UPS | Electrical Equipment
21190 | COL-PSU-UPS-0001 | UPS, Main Floor | COL-PSU-MISC | Miscellaneous Equipment | Uninterruptible Power Supply |  |  | UPS | http://www.toronto.ca/TWONTO#UPS | Electrical Equipment
132828 | THR-DIG-DT-0002 | Drip Trap, Condensate, Low Pressure DG Header, Gas Compressor Building | THR-DIG | Digester |  |  |  | DT | http://www.toronto.ca/TWONTO#condensate_trap | Mechanical Equipment
132829 | THR-DIG-DT-0003 | Drip Trap, Condensate, Low Pressure DG Header, Gas Compressor Building | THR-DIG | Digester |  |  |  | DT | http://www.toronto.ca/TWONTO#condensate_trap | Mechanical Equipment
8936 | COL-RBB-HPU-0218 | Drive, Hydraulic system | COL-RBB | Western Beaches Tunnel (Battery Park)-Storm | Drive |  |  | HPU | http://www.toronto.ca/TWONTO#hydraulic_power_pack | Electrical Equipment
8937 | COL-RBB-HPU-0218 | Drive, Hydraulic system | COL-RBB-MISC | Miscellaneous Equipment | Drive |  |  | HPU | http://www.toronto.ca/TWONTO#hydraulic_power_pack | Electrical Equipment
9069 | COL-RBC-HPU-0001 | Drive, Hydraulic system | COL-RBC | Cowan Shaft (WBT)-storm | Drive |  |  | HPU | http://www.toronto.ca/TWONTO#hydraulic_power_pack | Mechanical Equipment
9070 | COL-RBC-HPU-0001 | Drive, Hydraulic system | COL-RBC-MISC | Miscellaneous Equipment | Drive |  |  | HPU | http://www.toronto.ca/TWONTO#hydraulic_power_pack | Mechanical Equipment
9100 | COL-RBG-HPU-0001 | Drive, Hydraulic system | COL-RBG | Glendale Shaft (WBT)-storm | Drive |  |  | HPU | http://www.toronto.ca/TWONTO#hydraulic_power_pack | Mechanical Equipment
28523 | COL-RBG-HPU-0001 | Drive, Hydraulic system | COL-RBG-MISC | Miscellaneous Equipment | Drive |  |  | HPU | http://www.toronto.ca/TWONTO#hydraulic_power_pack | Mechanical Equipment
7460 | COL-PSM-DRV-0001 | Drive, Variable Speed Drive Panel | COL-PSM | Simcoe St Sewage Pumping Station | Drive |  |  | DRV | http://www.toronto.ca/TWONTO#VSD | Electrical Equipment
8175 | COL-PTD-FEQ-0001S | Fire Prevention, Extinguisher | COL-PTD | Todmorden Sewage Pumping Station | Fire Prevention,Extinguisher |  | 40173 | FEQ | x | Obsolete Entity
8176 | COL-PTD-FEQ-0001S | Fire Prevention, Extinguisher | COL-PTD-MISC | Miscellaneous Equipment | Fire Prevention,Extinguisher |  | 40173 | FEQ | x | Obsolete Entity
21945 | COL-PTD-FEQ-0001S | Fire Prevention, Extinguisher | COL-W-OBSOLETE | Col West Obsolete Entities | Fire Prevention,Extinguisher |  | 40173 | FEQ | x | Obsolete Entity
7461 | COL-PSM-DRV-0001 | Drive, Variable Speed Drive Panel | COL-PSM-MISC | Miscellaneous Equipment | Drive |  |  | DRV | http://www.toronto.ca/TWONTO#VSD | Electrical Equipment
28283 | COL-RBB-DRV-0101 | Drive, Variable Speed Elec | COL-RBB | Western Beaches Tunnel (Battery Park)-Storm | Drive |  |  | DRV | http://www.toronto.ca/TWONTO#VSD | Electrical Equipment
28284 | COL-RBB-DRV-0101 | Drive, Variable Speed Elec | COL-RBB-MISC | Miscellaneous Equipment | Drive |  |  | DRV | http://www.toronto.ca/TWONTO#VSD | Electrical Equipment
8840 | COL-RBB-DRV-0102 | Drive, Variable Speed Elec | COL-RBB | Western Beaches Tunnel (Battery Park)-Storm | Drive |  |  | DRV | http://www.toronto.ca/TWONTO#VSD | Electrical Equipment
8841 | COL-RBB-DRV-0102 | Drive, Variable Speed Elec | COL-RBB-MISC | Miscellaneous Equipment | Drive |  |  | DRV | http://www.toronto.ca/TWONTO#VSD | Electrical Equipment
65843 | TAB-DEW-DRV-0060 | Drive, VFD, New Wet Wel Pump #4 | TAB-DEW-P-3504 | Pump , Decant # 4, New Wet Well |  |  |  | DRV | http://www.toronto.ca/TWONTO#VFD | Electrical Equipment
85323 | TAB-DEW-DRV-0058 | Drive, VFD, New Wet Well Pump # 2 | TAB-DEW-P-3502 | Pump, Decant #2 New Wet Well |  |  |  | DRV | http://www.toronto.ca/TWONTO#VFD | Electrical Equipment
85324 | TAB-DEW-DRV-0059 | Drive, VFD, New Wet Well Pump # 3 | TAB-DEW-P-3503 | Pump, Decant #3, New Wet Well |  |  |  | DRV | http://www.toronto.ca/TWONTO#VFD | Electrical Equipment
85315 | TAB-DEW-DRV-0045 | Drive, VFD, Polymer Feed Pump #1 | TAB-DEW-P-3310 | Pump, Polymer Solution Feed #1 |  |  |  | DRV | http://www.toronto.ca/TWONTO#VFD | Electrical Equipment
85316 | TAB-DEW-DRV-0046 | Drive, VFD, Polymer Pump # 1 | TAB-DEW-P-3320 | Pump , Polymer Solution Feed #2 |  |  |  | DRV | http://www.toronto.ca/TWONTO#VFD | Electrical Equipment
65840 | TAB-DEW-DRV-0054 | Drive, VFD, Polymer Pump # 10 | TAB-DEW-P-3420 | Pump, Polymer Solution Feed #10 |  |  |  | DRV | http://www.toronto.ca/TWONTO#VFD | Electrical Equipment
65841 | TAB-DEW-DRV-0055 | Drive, VFD, Polymer Pump # 11 | TAB-DEW-P-3430 | Pump, Polymer Solution Feed #11 |  |  |  | DRV | http://www.toronto.ca/TWONTO#VFD | Electrical Equipment
85322 | TAB-DEW-DRV-0056 | Drive, VFD, Polymer Pump # 12 | TAB-DEW-P-3440 | Pump, Polymer Solution Feed #12 |  |  |  | DRV | http://www.toronto.ca/TWONTO#VFD | Electrical Equipment
85317 | TAB-DEW-DRV-0047 | Drive, VFD, Polymer Pump # 3 | TAB-DEW-P-3330 | Pump, Polymer Solution Feed #3 |  |  |  | DRV | http://www.toronto.ca/TWONTO#VFD | Electrical Equipment
85318 | TAB-DEW-DRV-0048 | Drive, VFD, Polymer Pump # 4 | TAB-DEW-P-3340 | Pump , Polymer Solution Feed #4 |  |  |  | DRV | http://www.toronto.ca/TWONTO#VFD | Electrical Equipment
85319 | TAB-DEW-DRV-0049 | Drive, VFD, Polymer Pump # 5 | TAB-DEW-P-3350 | Pump , Polymer Solution Feed #5 |  |  |  | DRV | http://www.toronto.ca/TWONTO#VFD | Electrical Equipment
65838 | TAB-DEW-DRV-0050 | Drive, VFD, Polymer Pump # 6 | TAB-DEW-P-3360 | Pump, Polymer Solution Feed #6 |  |  |  | DRV | http://www.toronto.ca/TWONTO#VFD | Electrical Equipment
65839 | TAB-DEW-DRV-0051 | Drive, VFD, Polymer Pump # 7 | TAB-DEW-P-3370 | Pump, Polymer Solution Feed #7 |  |  |  | DRV | http://www.toronto.ca/TWONTO#VFD | Electrical Equipment
85320 | TAB-DEW-DRV-0052 | Drive, VFD, Polymer Pump # 8 | TAB-DEW-P-3380 | Pump, Polymer Solution Feed #8 |  |  |  | DRV | http://www.toronto.ca/TWONTO#VFD | Electrical Equipment
85321 | TAB-DEW-DRV-0053 | Drive, VFD, Polymer Pump # 9 | TAB-DEW-P-3410 | Pump, Polymer Solution Feed #9 |  |  |  | DRV | http://www.toronto.ca/TWONTO#VFD | Electrical Equipment
3929 | COL-PEV-WEL-0600 | Dry Well | COL-PEV-MISC | Miscellaneous Equipment |  |  |  | WEL |  | Sub-sub-process
13386 | COL-PEV-WEL-0600 | Dry Well | COL-PEV | Ellis Sewage Pumping Station |  |  |  | WEL |  | Sub-sub-process
13387 | COL-PEV-WEL-0600 | Dry Well | COL-PSK-MISC | Miscellaneous Equipment |  |  |  | WEL |  | Sub-sub-process
4517 | COL-PHP-WEL-0600 | Dry Well | COL-PHP | High Park Sewage Pumping Station |  |  |  | WEL |  | Sub-sub-process
14550 | COL-PHP-WEL-0600 | Dry Well | COL-PHP-MISC | Miscellaneous Equipment |  |  |  | WEL |  | Sub-sub-process
14551 | COL-PHP-WEL-0600 | Dry Well | COL-PSK-MISC | Miscellaneous Equipment |  |  |  | WEL |  | Sub-sub-process
8197 | COL-PTD-UPS-0001 | UPS | COL-PTD | Todmorden Sewage Pumping Station | Uninterruptible Power Supply |  |  | UPS | http://www.toronto.ca/TWONTO#UPS | Electrical Equipment
21956 | COL-PTD-UPS-0001 | UPS | COL-PTD-MISC | Miscellaneous Equipment | Uninterruptible Power Supply |  |  | UPS | http://www.toronto.ca/TWONTO#UPS | Electrical Equipment
6924 | COL-PRR-WEL-0001 | Dry Well | COL-PRR | Riverside Sewage Pumping Station | Well |  |  | WEL |  | Mechanical Equipment
6925 | COL-PRR-WEL-0001 | Dry Well | COL-PRR-MISC | Miscellaneous Equipment | Well |  |  | WEL |  | Mechanical Equipment
6973 | COL-PRX-WEL-0200 | Dry Well | COL-PRX | Roxborough Sewage Pumping Station | Well |  |  | WEL |  | Mechanical Equipment
6974 | COL-PRX-WEL-0200 | Dry Well | COL-PRX-MISC | Miscellaneous Equipment | Well |  |  | WEL |  | Mechanical Equipment
7314 | COL-PSK-WEL-0600 | Dry Well | COL-PSK | Skydome Sewage Pumping Station |  |  |  | WEL |  | Sub-sub-process
20543 | COL-PSK-WEL-0600 | Dry Well | COL-PSK-MISC | Miscellaneous Equipment |  |  |  | WEL |  | Sub-sub-process
7740 | COL-PSP-WEL-0600 | Dry Well | COL-PSP-MISC | Miscellaneous Equipment |  |  |  | WEL |  | Sub-sub-process
20798 | COL-PSP-WEL-0600 | Dry Well | COL-PHP-MISC | Miscellaneous Equipment |  |  |  | WEL |  | Sub-sub-process
20799 | COL-PSP-WEL-0600 | Dry Well | COL-PSP | Southport Sewage Pumping Station |  |  |  | WEL |  | Sub-sub-process
7799 | COL-PSS-WEL-0600 | Dry Well | COL-PSS-MISC | Miscellaneous Equipment |  |  |  | WEL |  | Sub-sub-process
20962 | COL-PSS-WEL-0600 | Dry Well | COL-PSS | Scott Sewage Pumping Station |  |  |  | WEL |  | Sub-sub-process
7902 | COL-PST-WEL-0600 | Dry Well | COL-PST-MISC | Miscellaneous Equipment |  |  |  | WEL |  | Sub-sub-process
8233 | COL-PTS-P-0100 | Pump Submersible | COL-W-OBSOLETE | Col West Obsolete Entities | Pump |  |  | P | x | Mechanical Equipment
21088 | COL-PST-WEL-0600 | Dry Well | COL-PHP-MISC | Miscellaneous Equipment |  |  |  | WEL |  | Sub-sub-process
8237 | COL-PTS-P-0200 | Pump Submersible | COL-W-OBSOLETE | Col West Obsolete Entities | Pump |  |  | P | x | Mechanical Equipment
8254 | COL-PVM-ALR-0001 | Control Panel, Operator | COL-PVM-MISC | Miscellaneous Equipment | Control Panel |  |  | ALR | http://www.toronto.ca/TWONTO#annunciator_panel | Electrical Equipment
22659 | COL-PVM-ALR-0001 | Control Panel, Operator | COL-PVM | Valleymede Sewage Pumping Station | Control Panel |  |  | ALR | http://www.toronto.ca/TWONTO#annunciator_panel | Electrical Equipment
8255 | COL-PVM-ALR-0002 | Gas Alarm, Exterior | COL-PVM | Valleymede Sewage Pumping Station | Fire Prevention,Alarm |  |  | ALR | http://www.toronto.ca/TWONTO#annunciator_panel | Electrical Equipment
22660 | COL-PVM-ALR-0002 | Gas Alarm, Exterior | COL-PVM-MISC | Miscellaneous Equipment | Fire Prevention,Alarm |  |  | ALR | http://www.toronto.ca/TWONTO#annunciator_panel | Electrical Equipment
21089 | COL-PST-WEL-0600 | Dry Well | COL-PST | Strachan Pumping Station |  |  |  | WEL |  | Sub-sub-process
21296 | COL-PSU-WEL-0600 | Dry Well | COL-PHP-MISC | Miscellaneous Equipment |  |  |  | WEL |  | Sub-sub-process
21297 | COL-PSU-WEL-0600 | Dry Well | COL-PSU | Sunnyside Pumping Station |  |  |  | WEL |  | Sub-sub-process
21298 | COL-PSU-WEL-0600 | Dry Well | COL-PSU-MISC | Miscellaneous Equipment |  |  |  | WEL |  | Sub-sub-process
8264 | COL-PVM-FA-0002S | Fire Alarm System, Wet Well | COL-PVM | Valleymede Sewage Pumping Station | Building Service,Fire Alarm |  | 42932 | FA | x | Obsolete Entity
8265 | COL-PVM-FA-0002S | Fire Alarm System, Wet Well | COL-W-OBSOLETE | Col West Obsolete Entities | Building Service,Fire Alarm |  | 42932 | FA | x | Obsolete Entity
22676 | COL-PVM-FA-0002S | Fire Alarm System, Wet Well | COL-PVM-MISC | Miscellaneous Equipment | Building Service,Fire Alarm |  | 42932 | FA | x | Obsolete Entity
8266 | COL-PVM-FEQ-0001S | Fire Prevention, Extinguisher | COL-PVM | Valleymede Sewage Pumping Station | Fire Prevention,Extinguisher |  | 42896 | FEQ | x | Obsolete Entity
8267 | COL-PVM-FEQ-0001S | Fire Prevention, Extinguisher | COL-PVM-MISC | Miscellaneous Equipment | Fire Prevention,Extinguisher |  | 42896 | FEQ | x | Obsolete Entity
22677 | COL-PVM-FEQ-0001S | Fire Prevention, Extinguisher | COL-W-OBSOLETE | Col West Obsolete Entities | Fire Prevention,Extinguisher |  | 42896 | FEQ | x | Obsolete Entity
8313 | COL-PVM-WEL-0600 | Dry Well | COL-PVM-MISC | Miscellaneous Equipment |  |  |  | WEL |  | Sub-sub-process
22749 | COL-PVM-WEL-0600 | Dry Well | COL-PSK-MISC | Miscellaneous Equipment |  |  |  | WEL |  | Sub-sub-process
22750 | COL-PVM-WEL-0600 | Dry Well | COL-PVM | Valleymede Sewage Pumping Station |  |  |  | WEL |  | Sub-sub-process
63134 | MTMH135 | DUFFERIN STS | TRK-DON | DON DRAINAGE AREA | [5 empty] | Sub-Process
33840 | FCL-PAC-DCU-0201 | Dust Collector, PAC Storage Tank T-0201, Dry Chemical Building, PAC Storage Tanks | FCL-PAC-T-0201 | Tank, Storage, Powder Activated Carbon, Dry Chemical Building PAC Tanks |  |  |  | DCU | http://www.toronto.ca/TWONTO#dust_collector | Electrical Equipment
33841 | FCL-PAC-DCU-0301 | Dust Collector, PAC Storage Tank T-0301, Dry Chemical Building, PAC Storage Tanks | FCL-PAC-T-0301 | Tank, Storage, Powder Activated Carbon, ry Chemical Building PAC Tanks |  |  |  | DCU | http://www.toronto.ca/TWONTO#dust_collector | Electrical Equipment
2656 | COL-EAST | East | COL | Complex Systems | [5 empty] | Work Area
64879 | TAB-CAP-PRJ-0006 | East & West Electrical Control Room Upgrades | TAB-AER-SB | Aeration Odour Control |  |  |  | PRJ | http://www.toronto.ca/TWONTO#project | Mechanical Equipment
64880 | TAB-CAP-PRJ-0006 | East & West Electrical Control Room Upgrades | TAB-STR-STRC-AG | Aeration Gallery - Safety, Drains, Plumbing & PA System |  |  |  | PRJ | http://www.toronto.ca/TWONTO#project | Mechanical Equipment
83535 | TAB-CAP-PRJ-0006 | East & West Electrical Control Room Upgrades | TAB-WORK-AREA-2 | Work Area 2 |  |  |  | PRJ | http://www.toronto.ca/TWONTO#project | Mechanical Equipment
49086 | MTMH223 | EAST HIGHLAND CREEK STS | TRK-HCK | HIGHLAND CREEK DRAINAGE AREA | [5 empty] | Sub-Process
11189 | FCL-ACC-HTR-0501 | East Perimeter Heating Heaters HTR-0501A,B&C | FCL-ACC | Climate Control (HVAC) |  |  |  | HTR | http://www.toronto.ca/TWONTO#heater | Equipment Location
2657 | COL-EAST-PS | East Pumping Stations | COL-EAST | East | [5 empty] | Sub Area
64885 | TAB-CAP-PRJ-0016 | ECAP 3 / 5 - Aeration West Control Rm / Blower Bldg | TAB-WA6 | Common to Projects, Bldg. Services, Z Building |  |  |  | PRJ | http://www.toronto.ca/TWONTO#project | Electrical Equipment
83540 | TAB-CAP-PRJ-0015 | ECAP 4 North Susbstion | TAB-WA6 | Common to Projects, Bldg. Services, Z Building |  |  |  | PRJ | http://www.toronto.ca/TWONTO#project | Electrical Equipment
31905 | FCL-DCL-INJ-0420 | Eductor, RMF Dechlorination, RMF Facility | FCL-DCL-SO-0401 | Sulphonator, RMF Dechlorination, Machine Room,Gaseous Chemical Building |  |  |  | INJ | http://www.toronto.ca/TWONTO#ejector | Electrical Equipment
31906 | FCL-DCL-INJ-0520 | Eductor, RMF Dechlorination, RMF Facility | FCL-DCL-SO-0501 | Sulphonator, RMF Dechlorination, Machine Room,Gaseous Chemical Building |  |  |  | INJ | http://www.toronto.ca/TWONTO#ejector | Electrical Equipment
38601 | FHA-WWW-EFFL | Effluent Discharge | FHA-WWW | Residue Management / Waste Water System | [5 empty] | Sub-Process
135524 | THR-EPS | Effluent Pumping Station | THR WORK AREA 3 | Plant Services | [5 empty] | Process
135525 | THR-EPS | Effluent Pumping Station | THR WORK AREA 4 | Liquid Handling 2 | [5 empty] | Process
100180 | THR-EPS-P | Effluent Pumping Station, Pumps | THR-EPS | Effluent Pumping Station | [5 empty] | Equipment Location
63306 | MTMH186 | EGLINTON STM | TRK-DON | DON DRAINAGE AREA | [5 empty] | Sub-Process
36246 | FHA-ELS | Electrical | FHA WORK AREA 2 | Services | [5 empty] | Process
12500 | FCL-ELS | Electrical Distribution | FCL WORK AREA 2 | Plant Services | [5 empty] | Process
32160 | FCL-ELS | Electrical Distribution | FCL | R L Clark Water Treatment Plant | [5 empty] | Process
120546 | TAB_EL1_13.8KV_ELECABS | Electrical Distribution Cabinets,13.8KV,North Substation | TAB_EL1_13.8KV | Electrical,13.8KV,North Substation | [5 empty] | Electrical Equipment
81269 | TAB_RUU_13.8KV_ELECABS | Electrical Distribution Cabinets,13.8KV,Tunnel Substation | TAB_RUU_13.8KV | Electrical,13.8KV,Tunnel Substation | [5 empty] | Electrical Equipment
81266 | TAB_EL1_4.16KV_ELECABS | Electrical Distribution Cabinets,4.16KV,North Substation | TAB_EL1_4.16KV | Electrical,4.16KV,North Substation | [5 empty] | Electrical Equipment
81267 | TAB_EL1_NS | Electrical Distribution,North Substation | TAB-ELS-NORTH | North Substation | [5 empty] | Division
120549 | TAB_EL1_NS | Electrical Distribution,North Substation | TAB | Ashbridges Bay Treatment Plant | [5 empty] | Division
3423 | COL-PCU-AUX-ELEC | Electrical Equipment | COL-PCU-AUX | Auxiliary Equipment | [5 empty] | Sub-Process
4699 | COL-PLB-AUX-ELEC | Electrical Equipment | COL-PLB-AUX | Auxiliary Equipment | [5 empty] | Sub-Process
15121 | COL-PLB-AUX-ELEC | Electrical Equipment | COL-PLB | Long Branch Pumping Station | [5 empty] | Sub-Process
8477 | COL-PWR-AUX-ELEC | Electrical Equipment | COL-PWR-AUX | Auxiliary Equipment | [5 empty] | Sub-Process
76753 | TAB-PRS-ELQ | Electrical Equipment | TAB-PRS2 | Phosphorus Removal System | [5 empty] | Equipment Location
116493 | YTF-ELS | Electrical Equipment | YTF-BLDG | Bullding Services | [5 empty] | Process
83538 | TAB-CAP-PRJ-0008 | Electrical Equipment Assesment- Capital project | TAB-STR-STRC | Blower Bldg Services - Drains, Electrical Service(110/220V), Lighting, Plumbing |  |  |  | PRJ | http://www.toronto.ca/TWONTO#project | Electrical Equipment
99810 | THR-ELS-MAINSUB | Electrical Equipment at the Main Substation | THR-ELS | Electrical Power System | [5 empty] | Equipment Location
64735 | TAB-AER-OZ-ELQ | Electrical Equipment Location, Aeration West Quad House | TAB-AER-SB | Aeration Odour Control | Control Panel,MCC |  |  |  |  | Equipment Location
64736 | TAB-AER-OZ-ELQ | Electrical Equipment Location, Aeration West Quad House | TAB-WORK-AREA-SOL | TAB Work Area Sol | Control Panel,MCC |  |  |  |  | Equipment Location
81265 | TAB_EL1_13.8KV_JUNCT EQUP | Electrical Junction Equipment,13.8KV | TAB_EL1_13.8KV | Electrical,13.8KV,North Substation | [5 empty] | Electrical Equipment
120547 | TAB_EL1_13.8KV_LINES | Electrical Power Line,13.8KV,North Substation | TAB_EL1_13.8KV | Electrical,13.8KV,North Substation | [5 empty] | Electrical Equipment
7 | TAB_EL1_L_1501 | Electrical Power Line,EL1-BUS-1501,EL1-TR-1501,North Substation | TAB_EL1_13.8KV_LINES | Electrical Power Line,13.8KV,North Substation | [5 empty] | Division
8317 | COL-PWC-CB-0001 | Circuit Breaker, Main | COL-PWC | Wirral Court Sewage Pumping Station | Circuit Breaker |  |  | CB | http://www.toronto.ca/TWONTO#breaker | Electrical Equipment
22752 | COL-PWC-CB-0001 | Circuit Breaker, Main | COL-PWC-MISC | Miscellaneous Equipment | Circuit Breaker |  |  | CB | http://www.toronto.ca/TWONTO#breaker | Electrical Equipment
22753 | COL-PWC-CH-0001 | Chamber, Inlet Chamber 1 | COL-PWC | Wirral Court Sewage Pumping Station | Chamber |  |  | CH | http://www.toronto.ca/TWONTO#equipment_or_access_chamber | Mechanical Equipment
22754 | COL-PWC-CH-0001 | Chamber, Inlet Chamber 1 | COL-PWC-MISC | Miscellaneous Equipment | Chamber |  |  | CH | http://www.toronto.ca/TWONTO#equipment_or_access_chamber | Mechanical Equipment
22755 | COL-PWC-CH-0002 | Chamber, Inlet Chamber 2 | COL-PWC | Wirral Court Sewage Pumping Station | Chamber |  |  | CH | http://www.toronto.ca/TWONTO#equipment_or_access_chamber | Mechanical Equipment
22756 | COL-PWC-CH-0002 | Chamber, Inlet Chamber 2 | COL-PWC-MISC | Miscellaneous Equipment | Chamber |  |  | CH | http://www.toronto.ca/TWONTO#equipment_or_access_chamber | Mechanical Equipment
8318 | COL-PWC-CH-0003 | Chamber, Bar Screen | COL-PWC | Wirral Court Sewage Pumping Station | Chamber |  |  | CH | http://www.toronto.ca/TWONTO#equipment_or_access_chamber | Mechanical Equipment
8319 | COL-PWC-CH-0003 | Chamber, Bar Screen | COL-PWC-MISC | Miscellaneous Equipment | Chamber |  |  | CH | http://www.toronto.ca/TWONTO#equipment_or_access_chamber | Mechanical Equipment
8320 | COL-PWC-CH-0004 | Chamber, Overflow | COL-PWC | Wirral Court Sewage Pumping Station | Chamber |  |  | CH | http://www.toronto.ca/TWONTO#equipment_or_access_chamber | Mechanical Equipment
22757 | COL-PWC-CH-0004 | Chamber, Overflow | COL-PWC-MISC | Miscellaneous Equipment | Chamber |  |  | CH | http://www.toronto.ca/TWONTO#equipment_or_access_chamber | Mechanical Equipment
9 | TAB_EL1_L_1503 | Electrical Power Line,EL1-BUS-1501,EL1-TR-1503,North Substation | TAB_EL1_13.8KV_LINES | Electrical Power Line,13.8KV,North Substation | [5 empty] | Division
11 | TAB_EL1_L_1505 | Electrical Power Line,EL1-BUS-1501,EL1-TR-1505,North Substation | TAB_EL1_13.8KV_LINES | Electrical Power Line,13.8KV,North Substation | [5 empty] | Division
8322 | COL-PWC-FEQ-0001S | Fire Prevention, Extinguisher | COL-PWC-MISC | Miscellaneous Equipment | Fire Prevention,Extinguisher |  | 42897 | FEQ | x | Obsolete Entity
22762 | COL-PWC-FEQ-0001S | Fire Prevention, Extinguisher | COL-PWC | Wirral Court Sewage Pumping Station | Fire Prevention,Extinguisher |  | 42897 | FEQ | x | Obsolete Entity
22763 | COL-PWC-FEQ-0001S | Fire Prevention, Extinguisher | COL-W-OBSOLETE | Col West Obsolete Entities | Fire Prevention,Extinguisher |  | 42897 | FEQ | x | Obsolete Entity
8 | TAB_EL1_L_1502 | Electrical Power Line,EL1-BUS-1502,EL1-TR-1502,North Substation | TAB_EL1_13.8KV_LINES | Electrical Power Line,13.8KV,North Substation | [5 empty] | Division
10 | TAB_EL1_L_1504 | Electrical Power Line,EL1-BUS-1502,EL1-TR-1504,North Substation | TAB_EL1_13.8KV_LINES | Electrical Power Line,13.8KV,North Substation | [5 empty] | Division
52 | TAB_EL1_L_1506 | Electrical Power Line,EL1-BUS-1502,EL1-TR-1506,North Substation | TAB_EL1_13.8KV_LINES | Electrical Power Line,13.8KV,North Substation | [5 empty] | Division
99296 | THR-ELS | Electrical Power System | THR WORK AREA 3 | Plant Services | [5 empty] | Process
100041 | THR-ELS-TESTREPORTS | Electrical Power System, Bulk Test Reports | THR WORK AREA 3 | Plant Services | [5 empty] | Equipment Location
73440 | TAB-ELS-ESQ | Electrical Safety Equipment | TAB POWER DISTRIB | TAB Power Distribution and Process Control | [5 empty] | Process
104558 | TAB-ELS-ESQ | Electrical Safety Equipment | TAB-WORK-AREA-8 | Electrical Sub- Stations | [5 empty] | Process
87266 | THC-ELS-ELQ-0001 | Electrical Services 110 - 220V | THC-GRK-ELS | Electrical Services, Maintenance- virtual entity | Building Service,Electrical 110 - 220 V |  |  | ELQ | http://www.toronto.ca/TWONTO#distribution_system | Electrical Equipment
87267 | THC-ELS-ELQ-0001 | Electrical Services 110 - 220V | THC-GRK-MAINT | Building Maintenance | Building Service,Electrical 110 - 220 V |  |  | ELQ | http://www.toronto.ca/TWONTO#distribution_system | Electrical Equipment
128501 | THC-PWA-ELQ-0001 | Electrical Services 110 - 220V, Building L | THC-ELS-PS-0001-L | Primary Power Equipment, Building L | Building Service,Electrical 110 - 220 V |  |  | ELQ | http://www.toronto.ca/TWONTO#distribution_system | Electrical Equipment
126230 | THC-GRK-ELS | Electrical Services, Maintenance- virtual entity | THC-GRK | Buildings & Grounds | [5 empty] | Sub-Process
126231 | THC-GRK-ELS | Electrical Services, Maintenance- virtual entity | THCLIQOPS | THC Liquids Operations | [5 empty] | Sub-Process
73581 | TAB-ELS-SUB | Electrical Substations | TAB POWER DISTRIB | TAB Power Distribution and Process Control | [5 empty] | Process
105202 | TAB-ELS-SUB | Electrical Substations | TAB-WORK-AREA-8 | Electrical Sub- Stations | [5 empty] | Process
110373 | WTR-PAH-ELS | Electrical System | WTR-PAH | Armour Heights Pumping Station | [5 empty] | Sub-Process
110510 | WTR-PDS-ELS | Electrical System | WTR-PDS | Dorset Pumping Station | [5 empty] | Sub-Process
143519 | WTR-PDS-ELS | Electrical System | WTR-PDSS | Dorset Pumping station (Chamber Replaced with Pod) | [5 empty] | Sub-Process
143616 | WTR-PEG-ELS | Electrical System | WTR-PEG | Eglinton Pumping Station | [5 empty] | Sub-Process
110867 | WTR-PEL-ELS | Electrical System | WTR-PEL | Ellesmere Pumping Station | [5 empty] | Sub-Process
144295 | WTR-PHL-ELS | Electrical System | WTR-PHL | High Level Pumping Station | [5 empty] | Sub-Process
144669 | WTR-PJO-ELS | Electrical System | WTR-PJO | Wm. H. Johnston Pumping Station | [5 empty] | Sub-Process
112075 | WTR-PJS-ELS | Electrical System | WTR-PJS | John Street Pumping Station | [5 empty] | Sub-Process
145153 | WTR-PKL-ELS | Electrical System | WTR-PKL | Keele Pumping Station | [5 empty] | Sub-Process
112773 | WTR-PKN-ELS | Electrical System | WTR-PKN | Kennedy Pumping Station | [5 empty] | Sub-Process
145386 | WTR-PLW-ELS | Electrical System | WTR-PLW | Lawrence Pumping Station | [5 empty] | Sub-Process
145584 | WTR-PMI-ELS | Electrical System | WTR-PMI | Milliken Pumping Station | [5 empty] | Sub-Process
145946 | WTR-PPD-ELS | Electrical System | WTR-PPD | Parkdale Pumping Station | [5 empty] | Sub-Process
146117 | WTR-PRH-ELS | Electrical System | WTR-PRH | Rosehill Pumping Station | [5 empty] | Sub-Process
114297 | WTR-PRV-ELS | Electrical System | WTR-PRV | Richview Pumping Station | [5 empty] | Sub-Process
114490 | WTR-PSA-ELS | Electrical System | WTR-PSA | St. Albans Pumping Station | [5 empty] | Sub-Process
114632 | WTR-PSC-ELS | Electrical System | WTR-PSC | Scarborough Pumping Station | [5 empty] | Sub-Process
114804 | WTR-PTH-ELS | Electrical System | WTR-PTH | Thornhill Pumping Station | [5 empty] | Sub-Process
146829 | WTR-PWT-ELS | Electrical System | WTR-PWT | West Toronto Pumping Station | [5 empty] | Sub-Process
115075 | WTR-RBV-ELS | Electrical System | WTR-RBV | Bayview Reservoir | [5 empty] | Sub-Process
115138 | WTR-RDF-ELS | Electrical System | WTR-RDF | Dufferin Reservoir | [5 empty] | Sub-Process
8363 | COL-PWE-ALR-0001 | Control Panel, Operator | COL-PWE-MISC | Miscellaneous Equipment | Control Panel |  |  | ALR | http://www.toronto.ca/TWONTO#annunciator_panel | Electrical Equipment
23184 | COL-PWE-ALR-0001 | Control Panel, Operator | COL-PWE | Wellington Sewage Pumping Station (partial operation) | Control Panel |  |  | ALR | http://www.toronto.ca/TWONTO#annunciator_panel | Electrical Equipment
147116 | WTR-REG-ELS | Electrical System | WTR-REG | Eglinton Reservoir | [5 empty] | Sub-Process
115286 | WTR-REL-ELS | Electrical System | WTR-REL | Ellesmere Reservoir | [5 empty] | Sub-Process
115310 | WTR-RKL-ELS | Electrical System | WTR-RKL | Keele Reservoir | [5 empty] | Sub-Process
147232 | WTR-RLL-ELS | Electrical System | WTR-RLL | Leslie Tank | [5 empty] | Sub-Process
115379 | WTR-RLW-ELS | Electrical System | WTR-RLW | Lawrence Reservoir | [5 empty] | Sub-Process
115397 | WTR-RMA-ELS | Electrical System | WTR-RMA | Markham Reservoir | [5 empty] | Sub-Process
147319 | WTR-RMI-ELS | Electrical System | WTR-RMI | Milliken Reservoir | [5 empty] | Sub-Process
115561 | WTR-RMT-ELS | Electrical System | WTR-RMT | Milliken Tank | [5 empty] | Sub-Process
147423 | WTR-RRG-ELS | Electrical System | WTR-RRG | Rouge Tank | [5 empty] | Sub-Process
147458 | WTR-RRH-ELS | Electrical System | WTR-RRH | Rosehill Reservoir | [5 empty] | Sub-Process
147592 | WTR-RRV-ELS | Electrical System | WTR-RRV | Richview Reservoir | [5 empty] | Sub-Process
147636 | WTR-RST-ELS | Electrical System | WTR-RST | St.Clair Reservoir | [5 empty] | Sub-Process
147678 | WTR-RWA-ELS | Electrical System | WTR-RWA | Warden Tank | [5 empty] | Sub-Process
147704 | WTR-RWL-ELS | Electrical System | WTR-RWL | Whitlam Tank | [5 empty] | Sub-Process
99298 | THR-ELS-ADM | Electrical System, Administration Building | THR-ELS | Electrical Power System | [5 empty] | Equipment Location
99297 | THR-ELS-ACB | Electrical System, Air Compressor Building | THR-ELS | Electrical Power System | [5 empty] | Equipment Location
99521 | THR-ELS-CG | Electrical System, Co-Generation | THR-ELS | Electrical Power System | [5 empty] | Equipment Location
99624 | THR-ELS-GCB | Electrical System, Digester Gas Compressor Building | THR-ELS | Electrical Power System | [5 empty] | Equipment Location
135033 | THR-ELS-DIG | Electrical System, Digester Tanks | THR-ELS | Electrical Power System | [5 empty] | Equipment Location
99535 | THR-ELS-DIS | Electrical System, Disinfection, Chlorine Building | THR-ELS | Electrical Power System | [5 empty] | Equipment Location
135063 | THR-ELS-EMS | Electrical System, East Maintenance Shop | THR-ELS | Electrical Power System | [5 empty] | Equipment Location
99615 | THR-ELS-EPS | Electrical System, Effluent Pumping System | THR-ELS | Electrical Power System | [5 empty] | Equipment Location
99616 | THR-ELS-FC | Electrical System, Ferrous Chloride Building | THR-ELS | Electrical Power System | [5 empty] | Equipment Location
135065 | THR-ELS-FPW | Electrical System, Filtered Plant Water Building | THR-ELS | Electrical Power System | [5 empty] | Equipment Location
99617 | THR-ELS-FST | Electrical System, Final Sedimentation Tanks & Galleries | THR-ELS | Electrical Power System | [5 empty] | Equipment Location
8448 | COL-PWP-FEQ-0001S | Fire Prevention, Extinguisher | COL-PWP-MISC | Miscellaneous Equipment | Fire Prevention,Extinguisher |  | 42899 | FEQ | x | Obsolete Entity
8449 | COL-PWP-FEQ-0001S | Fire Prevention, Extinguisher | COL-W-OBSOLETE | Col West Obsolete Entities | Fire Prevention,Extinguisher |  | 42899 | FEQ | x | Obsolete Entity
135066 | THR-ELS-FST | Electrical System, Final Sedimentation Tanks & Galleries | THR-ELS-HPBB | Electrical System, High Pressure Blower Building | [5 empty] | Equipment Location
99628 | THR-ELS-GRIT | Electrical System, Grit Bldg., North Prelimanry and Primary Station | THR-ELS | Electrical Power System | [5 empty] | Equipment Location
135075 | THR-ELS-HH | Electrical System, Head House and Engine Room | THR-ELS | Electrical Power System | [5 empty] | Equipment Location
135076 | THR-ELS-HPBB | Electrical System, High Pressure Blower Building | THR-ELS | Electrical Power System | [5 empty] | Equipment Location
135303 | THR-ELS-NS | Electrical System, North Substation | THR-ELS | Electrical Power System | [5 empty] | Equipment Location
135304 | THR-ELS-OCS | Electrical System, Odour Control System | THR-ELS | Electrical Power System | [5 empty] | Equipment Location
99899 | THR-ELS-PRS | Electrical System, Phosphorous Removal System | THR-ELS | Electrical Power System | [5 empty] | Equipment Location
99898 | THR-ELS-PRMS | Electrical System, Primary Station South | THR-ELS | Electrical Power System | [5 empty] | Equipment Location
99902 | THR-ELS-RSPS | Electrical System, Returns Sludge Pumping Station | THR-ELS | Electrical Power System | [5 empty] | Equipment Location
135364 | THR-ELS-STB | Electrical System, Sludge Thickening Building | THR-ELS | Electrical Power System | [5 empty] | Equipment Location
99970 | THR-ELS-SS | Electrical System, South Main Substation | THR-ELS | Electrical Power System | [5 empty] | Equipment Location
135522 | THR-ELS-WS | Electrical System, West Substation | THR-ELS | Electrical Power System | [5 empty] | Equipment Location
12501 | FCL-ELS-2 | Electrical Systems | FCL-ELS | Electrical Distribution |  |  |  | ELS | http://www.toronto.ca/TWONTO#distribution_system | Sub-Process
120545 | TAB_EL1_13.8KV | Electrical,13.8KV,North Substation | TAB_EL1_NS | Electrical Distribution,North Substation | [5 empty] | Division
81268 | TAB_RUU_13.8KV | Electrical,13.8KV,Tunnel Substation | TAB_EL1_NS | Electrical Distribution,North Substation | [5 empty] | Division
120548 | TAB_EL1_4.16KV | Electrical,4.16KV,North Substation | TAB_EL1_NS | Electrical Distribution,North Substation | [5 empty] | Division
17294 | FHA-ELS-ELS | Electrical/Instrumentation Test Equipment | FHA WORK AREA 2 | Services | [5 empty] | Process
33789 | FCL-MCS-6 | Elevators | FCL-MCS | Mechanical Services |  |  |  | MCS | http://www.toronto.ca/TWONTO#defined_collection_of_assets | Sub-Process
37211 | FHA-MCS-ELV | Elevators | FHA-MCS | Mechanical | [5 empty] | Mechanical Equipment
50151 | MTMH362 | ELM CTS | TRK-HMR | HUMBER DRAINAGE AREA | [5 empty] | Sub-Process
66430 | MTMH362 | ELM CTS | TRK-DON | DON DRAINAGE AREA | [5 empty] | Sub-Process
66870 | MTMH522 | ELMCREST STS | TRK-LVW | LAKEVIEW DRAINAGE AREA | [5 empty] | Sub-Process
25748 | FHO-NEXUS | Emergency and Exits lights- Expansion Site | FHO WORK AREA 2 | Services | [5 empty] | Process
19804 | FHA-SES-SQ-2 | Emergency Breathing Apparatus SCBA | FHA-SES | Safety & Environmental Services |  |  |  | SQ |  | Equipment Location
12733 | FCL-ELS-LTG | Emergency Lighting | FCL-SES | Safety and Environmental Services | [5 empty] | Sub-Process
32394 | FCL-ELS-LTG | Emergency Lighting | FCL-ELS | Electrical Distribution | [5 empty] | Sub-Process
17337 | FHA-ELS-LTG EMERG | Emergency Lights | FHA-SES | Safety & Environmental Services | [5 empty] | Equipment Location
32444 | FCL-ELS-PS-0003 | Emergency Power | FCL-ELS | Electrical Distribution |  |  |  | PS |  | Sub-Process
32162 | FCL-ELS-4 | Emergency Power and UPS | FCL-ELS | Electrical Distribution |  |  |  | ELS | http://www.toronto.ca/TWONTO#distribution_system | Sub-Process
125463 | THC-ELS-PS-0003-H | Emergency Power Equipment, Diesel & UPS, Building H | THC-ELS-PS-0003 | Power supply, UPS |  |  |  | PS |  | Equipment Location
8486 | COL-PWR-CB-0002 | Circuit Breaker, Lighting Panel Transformer | COL-PWR-MISC | Miscellaneous Equipment | Circuit Breaker |  | 35103 | CB | x | Electrical Equipment
8487 | COL-PWR-CB-0002 | Circuit Breaker, Lighting Panel Transformer | COL-PWR-SUSPENDED | West Rouge P.S.suspended entities | Circuit Breaker |  | 35103 | CB | x | Electrical Equipment
24567 | COL-PWR-CB-0002 | Circuit Breaker, Lighting Panel Transformer | COL-PWR | West Rouge Pumping Station | Circuit Breaker |  | 35103 | CB | x | Electrical Equipment
8494 | COL-PWR-CP-0001S | Control Panel, Operator | COL-PWR-MISC | Miscellaneous Equipment | Control Panel |  | 35034 | CP | x | Electrical Equipment
24572 | COL-PWR-CP-0001S | Control Panel, Operator | COL-PWR | West Rouge Pumping Station | Control Panel |  | 35034 | CP | x | Electrical Equipment
24573 | COL-PWR-CP-0001S | Control Panel, Operator | COL-PWR-SUSPENDED | West Rouge P.S.suspended entities | Control Panel |  | 35034 | CP | x | Electrical Equipment
8555 | COL-PWR-FA-5731 | Control Panel, Fire Alarm | COL-PWR-MISC | Miscellaneous Equipment | Control Panel |  | 35101 | FA | x | Electrical Equipment
24585 | COL-PWR-FA-5731 | Control Panel, Fire Alarm | COL-PWR-SUSPENDED | West Rouge P.S.suspended entities | Control Panel |  | 35101 | FA | x | Electrical Equipment
8564 | COL-PWR-FIT-5403 | Transmitter, Flow | COL-PWR-SUSPENDED | West Rouge P.S.suspended entities | Transmitter |  | 35035 | FIT | x | Instrumentation Equipment
24676 | COL-PWR-FIT-5403 | Transmitter, Flow | COL-PWR-MISC | Miscellaneous Equipment | Transmitter |  | 35035 | FIT | x | Instrumentation Equipment
8565 | COL-PWR-FIT-5558 | Transmitter, Flow | COL-PWR-MISC | Miscellaneous Equipment | Transmitter |  | 35036 | FIT | x | Instrumentation Equipment
24677 | COL-PWR-FIT-5558 | Transmitter, Flow | COL-PWR-SUSPENDED | West Rouge P.S.suspended entities | Transmitter |  | 35036 | FIT | x | Instrumentation Equipment
8570 | COL-PWR-FN-0001S | Fan, Centrifugal | COL-PWR-MISC | Miscellaneous Equipment | Fan |  | 35100 | FN | x | Mechanical Equipment
24682 | COL-PWR-FN-0001S | Fan, Centrifugal | COL-PWR | West Rouge Pumping Station | Fan |  | 35100 | FN | x | Mechanical Equipment
24683 | COL-PWR-FN-0001S | Fan, Centrifugal | COL-PWR-SUSPENDED | West Rouge P.S.suspended entities | Fan |  | 35100 | FN | x | Mechanical Equipment
8571 | COL-PWR-FN-0003 | Fan, Supply | COL-PWR | West Rouge Pumping Station | Fan |  | 35037 | FN | x | Mechanical Equipment
24688 | COL-PWR-FN-0003 | Fan, Supply | COL-PWR-MISC | Miscellaneous Equipment | Fan |  | 35037 | FN | x | Mechanical Equipment
24689 | COL-PWR-FN-0003 | Fan, Supply | COL-PWR-SUSPENDED | West Rouge P.S.suspended entities | Fan |  | 35037 | FN | x | Mechanical Equipment
8572 | COL-PWR-FN-0004 | Fan, Centrifugal | COL-PWR-MISC | Miscellaneous Equipment | Fan |  | 35038 | FN | x | Mechanical Equipment
24690 | COL-PWR-FN-0004 | Fan, Centrifugal | COL-PWR | West Rouge Pumping Station | Fan |  | 35038 | FN | x | Mechanical Equipment
24691 | COL-PWR-FN-0004 | Fan, Centrifugal | COL-PWR-SUSPENDED | West Rouge P.S.suspended entities | Fan |  | 35038 | FN | x | Mechanical Equipment
8593 | COL-PWR-GDR-5500 | Grinder, Comminutor | COL-PWR-SUSPENDED | West Rouge P.S.suspended entities | Grinder |  | 35039 | GDR | x | Mechanical Equipment
24703 | COL-PWR-GDR-5500 | Grinder, Comminutor | COL-PWR | West Rouge Pumping Station | Grinder |  | 35039 | GDR | x | Mechanical Equipment
24704 | COL-PWR-GDR-5500 | Grinder, Comminutor | COL-PWR-MISC | Miscellaneous Equipment | Grinder |  | 35039 | GDR | x | Mechanical Equipment
8597 | COL-PWR-HS-5735 | Switch, Hand/Transfer | COL-PWR-MISC | Miscellaneous Equipment | Switch |  | 35040 | HS | x | Electrical Equipment
8598 | COL-PWR-HS-5735 | Switch, Hand/Transfer | COL-PWR-SUSPENDED | West Rouge P.S.suspended entities | Switch |  | 35040 | HS | x | Electrical Equipment
8612 | COL-PWR-LIT-0301 | Transmitter, Level | COL-PWR-MISC | Miscellaneous Equipment | Transmitter,Level |  | 35041 | LIT | x | Instrumentation Equipment
25691 | COL-PWR-LIT-0301 | Transmitter, Level | COL-PWR | West Rouge Pumping Station | Transmitter,Level |  | 35041 | LIT | x | Instrumentation Equipment
25692 | COL-PWR-LIT-0301 | Transmitter, Level | COL-PWR-SUSPENDED | West Rouge P.S.suspended entities | Transmitter,Level |  | 35041 | LIT | x | Instrumentation Equipment
8613 | COL-PWR-LIT-0401 | Transmitter, Level | COL-PWR-SUSPENDED | West Rouge P.S.suspended entities | Transmitter,Level |  | 35042 | LIT | x | Instrumentation Equipment
25693 | COL-PWR-LIT-0401 | Transmitter, Level | COL-PWR-MISC | Miscellaneous Equipment | Transmitter,Level |  | 35042 | LIT | x | Instrumentation Equipment
8625 | COL-PWR-LSH-0302 | Switch, Level-High | COL-PWR | West Rouge Pumping Station | Switch,Level |  | 35091 | LSH | x | Instrumentation Equipment
8626 | COL-PWR-LSH-0302 | Switch, Level-High | COL-PWR-MISC | Miscellaneous Equipment | Switch,Level |  | 35091 | LSH | x | Instrumentation Equipment
25705 | COL-PWR-LSH-0302 | Switch, Level-High | COL-PWR-SUSPENDED | West Rouge P.S.suspended entities | Switch,Level |  | 35091 | LSH | x | Instrumentation Equipment
8627 | COL-PWR-LSH-0402 | Switch, Level-High | COL-PWR | West Rouge Pumping Station | Switch,Level |  | 35092 | LSH | x | Instrumentation Equipment
8628 | COL-PWR-LSH-0402 | Switch, Level-High | COL-PWR-SUSPENDED | West Rouge P.S.suspended entities | Switch,Level |  | 35092 | LSH | x | Instrumentation Equipment
25706 | COL-PWR-LSH-0402 | Switch, Level-High | COL-PWR-MISC | Miscellaneous Equipment | Switch,Level |  | 35092 | LSH | x | Instrumentation Equipment
8629 | COL-PWR-LSH-5404 | Switch, Level-High | COL-PWR-MISC | Miscellaneous Equipment | Switch,Level |  | 35093 | LSH | x | Instrumentation Equipment
25707 | COL-PWR-LSH-5404 | Switch, Level-High | COL-PWR | West Rouge Pumping Station | Switch,Level |  | 35093 | LSH | x | Instrumentation Equipment
25708 | COL-PWR-LSH-5404 | Switch, Level-High | COL-PWR-SUSPENDED | West Rouge P.S.suspended entities | Switch,Level |  | 35093 | LSH | x | Instrumentation Equipment
8630 | COL-PWR-LSH-5405 | Switch, Level-High | COL-PWR | West Rouge Pumping Station | Switch,Level |  | 35094 | LSH | x | Instrumentation Equipment
8631 | COL-PWR-LSH-5405 | Switch, Level-High | COL-PWR-SUSPENDED | West Rouge P.S.suspended entities | Switch,Level |  | 35094 | LSH | x | Instrumentation Equipment
25709 | COL-PWR-LSH-5405 | Switch, Level-High | COL-PWR-MISC | Miscellaneous Equipment | Switch,Level |  | 35094 | LSH | x | Instrumentation Equipment
8632 | COL-PWR-LSH-5406 | Switch, Level-High | COL-PWR-MISC | Miscellaneous Equipment | Switch,Level |  | 35095 | LSH | x | Instrumentation Equipment
25710 | COL-PWR-LSH-5406 | Switch, Level-High | COL-PWR | West Rouge Pumping Station | Switch,Level |  | 35095 | LSH | x | Instrumentation Equipment
25711 | COL-PWR-LSH-5406 | Switch, Level-High | COL-PWR-SUSPENDED | West Rouge P.S.suspended entities | Switch,Level |  | 35095 | LSH | x | Instrumentation Equipment
25712 | COL-PWR-LSH-5734 | Switch, Level-High | COL-PWR-MISC | Miscellaneous Equipment | Switch,Level |  | 35096 | LSH | x | Instrumentation Equipment
25713 | COL-PWR-LSH-5734 | Switch, Level-High | COL-PWR-SUSPENDED | West Rouge P.S.suspended entities | Switch,Level |  | 35096 | LSH | x | Instrumentation Equipment
8637 | COL-PWR-LSL-0005 | Switch, Level-Low | COL-PWR | West Rouge Pumping Station | Switch,Level |  | 35109 | LSL | x | Instrumentation Equipment
8638 | COL-PWR-LSL-0005 | Switch, Level-Low | COL-PWR-SUSPENDED | West Rouge P.S.suspended entities | Switch,Level |  | 35109 | LSL | x | Instrumentation Equipment
25717 | COL-PWR-LSL-0005 | Switch, Level-Low | COL-PWR-MISC | Miscellaneous Equipment | Switch,Level |  | 35109 | LSL | x | Instrumentation Equipment
8640 | COL-PWR-LSL-0303 | Switch, Level-Low | COL-PWR | West Rouge Pumping Station | Switch,Level |  | 35097 | LSL | x | Instrumentation Equipment
8641 | COL-PWR-LSL-0303 | Switch, Level-Low | COL-PWR-SUSPENDED | West Rouge P.S.suspended entities | Switch,Level |  | 35097 | LSL | x | Instrumentation Equipment
25721 | COL-PWR-LSL-0303 | Switch, Level-Low | COL-PWR-MISC | Miscellaneous Equipment | Switch,Level |  | 35097 | LSL | x | Instrumentation Equipment
8642 | COL-PWR-LSL-0403 | Switch, Level-Low | COL-PWR-MISC | Miscellaneous Equipment | Switch,Level |  | 35098 | LSL | x | Instrumentation Equipment
25722 | COL-PWR-LSL-0403 | Switch, Level-Low | COL-PWR | West Rouge Pumping Station | Switch,Level |  | 35098 | LSL | x | Instrumentation Equipment
25723 | COL-PWR-LSL-0403 | Switch, Level-Low | COL-PWR-SUSPENDED | West Rouge P.S.suspended entities | Switch,Level |  | 35098 | LSL | x | Instrumentation Equipment
8658 | COL-PWR-MCC-0001 | Motor Control Centre | COL-PWR-MISC | Miscellaneous Equipment | Control Panel,MCC |  | 35099 | MCC | x | Electrical Equipment
25783 | COL-PWR-MCC-0001 | Motor Control Centre | COL-PWR | West Rouge Pumping Station | Control Panel,MCC |  | 35099 | MCC | x | Electrical Equipment
25784 | COL-PWR-MCC-0001 | Motor Control Centre | COL-PWR-SUSPENDED | West Rouge P.S.suspended entities | Control Panel,MCC |  | 35099 | MCC | x | Electrical Equipment
8660 | COL-PWR-MISC | Miscellaneous Equipment | COL-PWR | West Rouge Pumping Station |  |  | 35110 |  | x | Obsolete Entity
8661 | COL-PWR-MISC | Miscellaneous Equipment | COL-PWR-SUSPENDED | West Rouge P.S.suspended entities |  |  | 35110 |  | x | Obsolete Entity
25792 | COL-PWR-P-5510 | Pump, Centrifugal | COL-PWR | West Rouge Pumping Station | Pump |  | 35050 | P | x | Mechanical Equipment
25793 | COL-PWR-P-5510 | Pump, Centrifugal | COL-PWR-SUSPENDED | West Rouge P.S.suspended entities | Pump |  | 35050 | P | x | Mechanical Equipment
8666 | COL-PWR-P-5530 | Pump, Centrifugal | COL-PWR | West Rouge Pumping Station | Pump |  | 35057 | P | x | Mechanical Equipment
25794 | COL-PWR-P-5530 | Pump, Centrifugal | COL-PWR-SUSPENDED | West Rouge P.S.suspended entities | Pump |  | 35057 | P | x | Mechanical Equipment
8667 | COL-PWR-P-5550 | Pump, Centrifugal | COL-PWR-SUSPENDED | West Rouge P.S.suspended entities | Pump |  | 35062 | P | x | Mechanical Equipment
25795 | COL-PWR-P-5550 | Pump, Centrifugal | COL-PWR | West Rouge Pumping Station | Pump |  | 35062 | P | x | Mechanical Equipment
125464 | THC-ELS-PS-0003-I | Emergency Power Equipment, Diesel & UPS, Building I | THC-ELS-PS-0003 | Power supply, UPS |  |  |  | PS |  | Equipment Location
125465 | THC-ELS-PS-0003-K | Emergency Power Equipment, Diesel & UPS, Building K | THC-ELS-PS-0003 | Power supply, UPS |  |  |  | PS |  | Equipment Location
8684 | COL-PWR-T-0002 | Tank 2, Diesel Fuel | COL-PWR-MISC | Miscellaneous Equipment | Tank |  | 35067 | T | x | Mechanical Equipment
25809 | COL-PWR-T-0002 | Tank 2, Diesel Fuel | COL-PWR | West Rouge Pumping Station | Tank |  | 35067 | T | x | Mechanical Equipment
25810 | COL-PWR-T-0002 | Tank 2, Diesel Fuel | COL-PWR-SUSPENDED | West Rouge P.S.suspended entities | Tank |  | 35067 | T | x | Mechanical Equipment
125466 | THC-ELS-PS-0003-L | Emergency Power Equipment, Diesel & UPS, Building L | THC-ELS-PS-0003 | Power supply, UPS |  |  |  | PS |  | Equipment Location
125467 | THC-ELS-PS-0003-M | Emergency Power Equipment, Diesel & UPS, Building M | THC-ELS-PS-0003 | Power supply, UPS |  |  |  | PS |  | Equipment Location
125468 | THC-ELS-PS-0003-O | Emergency Power Equipment, Diesel & UPS, Building O | THC-ELS-PS-0003 | Power supply, UPS |  |  |  | PS |  | Equipment Location
16 | 16856 | Emergency Power, Diesel & UPS | FIS-ELS | System, Electrical Distribution System | [5 empty] | Sub-Process
34360 | FCL-SES-1 | Emergency Showers | FCL-SES | Safety and Environmental Services |  |  |  | SES |  | Sub-Process
50061 | MTMH335 | EMERY STS | TRK-HMR | HUMBER DRAINAGE AREA | [5 empty] | Sub-Process
99186 | THR-DRN-ER | Engine Room, Work Area 3 | THR-DRN-WA3 | Drains, Work Area 3 | [5 empty] | Mechanical Equipment
136835 | THR-GQ-ER | Engine Room, Work Area 3 | THR-GQ-WA3 | Grounds, Work Area 3 | [5 empty] | Mechanical Equipment
102585 | THR-PLQ-ER | Engine Room, Work Area 3 | THR-PLQ-WA3 | Plumbing, Work Area 3 | [5 empty] | Mechanical Equipment
53765 | SWM-PWD-ENG-0002 | Engine, Diesel | SWM-PWD | Warden Storm | Engine |  |  | ENG | http://www.toronto.ca/TWONTO#engine | Mechanical Equipment
67969 | SWM-PWD-ENG-0002 | Engine, Diesel | SWM-PWD-MISC | Miscellaneous Equipment | Engine |  |  | ENG | http://www.toronto.ca/TWONTO#engine | Mechanical Equipment
8821 | COL-RBB-ALR-0001 | Control Panel, Gas Alarm | COL-RBB | Western Beaches Tunnel (Battery Park)-Storm | Control Panel |  |  | ALR | http://www.toronto.ca/TWONTO#annunciator_panel | Electrical Equipment
8822 | COL-RBB-ALR-0001 | Control Panel, Gas Alarm | COL-RBB-MISC | Miscellaneous Equipment | Control Panel |  |  | ALR | http://www.toronto.ca/TWONTO#annunciator_panel | Electrical Equipment
53764 | SWM-PWD-ENG-0001 | Engine, Diesel | SWM-PWD-MISC | Miscellaneous Equipment | Engine |  |  | ENG | http://www.toronto.ca/TWONTO#engine | Mechanical Equipment
67968 | SWM-PWD-ENG-0001 | Engine, Diesel | SWM-PWD | Warden Storm | Engine |  |  | ENG | http://www.toronto.ca/TWONTO#engine | Mechanical Equipment
53766 | SWM-PWD-ENG-0100 | Engine, Diesel | SWM-PWD-MISC | Miscellaneous Equipment | Engine |  |  | ENG | http://www.toronto.ca/TWONTO#engine | Mechanical Equipment
67970 | SWM-PWD-ENG-0100 | Engine, Diesel | SWM-PWD | Warden Storm | Engine |  |  | ENG | http://www.toronto.ca/TWONTO#engine | Mechanical Equipment
8825 | COL-RBB-CB-0001 | Circuit Breaker, Electronic Trip | COL-RBB | Western Beaches Tunnel (Battery Park)-Storm | Circuit Breaker |  |  | CB | http://www.toronto.ca/TWONTO#breaker | Electrical Equipment
8826 | COL-RBB-CB-0001 | Circuit Breaker, Electronic Trip | COL-RBB-MISC | Miscellaneous Equipment | Circuit Breaker |  |  | CB | http://www.toronto.ca/TWONTO#breaker | Electrical Equipment
8827 | COL-RBB-CH-0001 | Chamber, U.V. Disinfection | COL-RBB | Western Beaches Tunnel (Battery Park)-Storm | Chamber |  |  | CH | http://www.toronto.ca/TWONTO#equipment_or_access_chamber | Mechanical Equipment
8828 | COL-RBB-CH-0001 | Chamber, U.V. Disinfection | COL-RBB-MISC | Miscellaneous Equipment | Chamber |  |  | CH | http://www.toronto.ca/TWONTO#equipment_or_access_chamber | Mechanical Equipment
53767 | SWM-PWD-ENG-0200 | Engine, Diesel | SWM-PWD-MISC | Miscellaneous Equipment | Engine |  |  | ENG | http://www.toronto.ca/TWONTO#engine | Mechanical Equipment
67971 | SWM-PWD-ENG-0200 | Engine, Diesel | SWM-PWD | Warden Storm | Engine |  |  | ENG | http://www.toronto.ca/TWONTO#engine | Mechanical Equipment
112076 | WTR-PJS-ENW | Enwave Process | WTR-PJS | John Street Pumping Station | [5 empty] | Process
65725 | TAB-DEW EQUAL OCS | Equalization Tank Odour Control System | TAB-DEW-EQUALIZATION | Equalization Tank System | [5 empty] | Equipment Location
85248 | TAB-DEW EQUAL OCS | Equalization Tank Odour Control System | TAB-WORK-AREA-SOL | TAB Work Area Sol | [5 empty] | Equipment Location
85326 | TAB-DEW-EQUALIZATION | Equalization Tank System | TAB-WORK-AREA-3 | Work Area 3 | [5 empty] | Process
85327 | TAB-DEW-EQUALIZATION | Equalization Tank System | TAB-WORK-AREA-SOL | TAB Work Area Sol | [5 empty] | Process
10768 | FAC-YCM-EQUIP | EQUIPMENT | FAC-YCM | YARD - 545 COMMISSIONERS ROAD | [5 empty] | Sub-Process
87272 | THC-ELS-INSPECTION | ESA Inspection plant wide | THC-GRK-ELS | Electrical Services, Maintenance- virtual entity | [5 empty] | Electrical Equipment
30320 | ECC | Etobicoke Civic Centre | BUS | Business Unit Support | [5 empty] | Facility
66824 | MTMH521 | ETOBICOKE STS | TRK-LVW | LAKEVIEW DRAINAGE AREA | [5 empty] | Sub-Process
30634 | FCL-ACC-FN-0606 | Exhaust Fan, Residue Management Facility Clarification Facility Electrical Distribution Room | FCL-ACC-RMF | Residue Management HVAC Equipment |  |  |  | FN | http://www.toronto.ca/TWONTO#blower_or_fan_with_drive | Mechanical Equipment
10959 | FCL-ACC-FN-0607 | Exhaust Fan, Residue Management Facility Clarification Facility Pump Room/North | FCL-ACC-RMF | Residue Management HVAC Equipment |  |  |  | FN | http://www.toronto.ca/TWONTO#blower_or_fan_with_drive | Mechanical Equipment
10960 | FCL-ACC-FN-0608 | Exhaust Fan, Residue Management Facility Clarification Facility Pump Room/South | FCL-ACC-RMF | Residue Management HVAC Equipment |  |  |  | FN | http://www.toronto.ca/TWONTO#blower_or_fan_with_drive | Mechanical Equipment
70954 | TAB-ACC-FN | Exhaust Fans | TAB-WORK-AREA-6 | Work Area 6 | [5 empty] | Process
70955 | TAB-ACC-FN | Exhaust Fans | TAB-WORK-AREA-SEO | TAB Work Area SEO | [5 empty] | Process
58383 | TAB-ACC-FN-WGB | Exhaust Fans Waste Gas Burner Station | TAB-ACC-FN | Exhaust Fans | Fan |  |  |  |  | Equipment Location
71945 | TAB-ACC-FN-AUX | Exhaust Fans , Aux. Bldg | TAB-ACC-FN | Exhaust Fans | [5 empty] | Equipment Location
71946 | TAB-ACC-FN-AUX | Exhaust Fans , Aux. Bldg | TAB-ACC-FN-ZBLDG | Exhaust Fans , Z Bldg | [5 empty] | Equipment Location
58369 | TAB-ACC-FN-AER | Exhaust Fans , Chemical & Aeration Bldg | TAB-ACC-FN | Exhaust Fans | [5 empty] | Equipment Location
71947 | TAB-ACC-FN-CHL | Exhaust Fans , Chlorine Bldg. | TAB-ACC-FN | Exhaust Fans | [5 empty] | Equipment Location
58372 | TAB-ACC-FN-DBLDG | Exhaust Fans , D Bldg | TAB-ACC-FN | Exhaust Fans | [5 empty] | Equipment Location
71948 | TAB-ACC-FN-DEW | Exhaust Fans , Dewatering Bldg. | TAB-ACC-FN | Exhaust Fans | [5 empty] | Equipment Location
58164 | TAB-ACC-FN-01-04 | Exhaust Fans , Digester 01-04 | TAB-ACC-FN | Exhaust Fans |  |  |  | FN | http://www.toronto.ca/TWONTO#blower_or_fan_with_drive | Equipment Location
58177 | TAB-ACC-FN-05-08 | Exhaust Fans , Digester 05-08 | TAB-ACC-FN | Exhaust Fans |  |  |  | FN | http://www.toronto.ca/TWONTO#blower_or_fan_with_drive | Equipment Location
58179 | TAB-ACC-FN-09-12 | Exhaust Fans , Digester 09-12 | TAB-ACC-FN | Exhaust Fans |  |  |  | FN | http://www.toronto.ca/TWONTO#blower_or_fan_with_drive | Equipment Location
71031 | TAB-ACC-FN-13-16 | Exhaust Fans , Digester 13-16 | TAB-ACC-FN | Exhaust Fans |  |  |  | FN | http://www.toronto.ca/TWONTO#blower_or_fan_with_drive | Equipment Location
58246 | TAB-ACC-FN-19-22 | Exhaust Fans , Digester 19-22 | TAB-ACC-FN | Exhaust Fans |  |  |  | FN | http://www.toronto.ca/TWONTO#blower_or_fan_with_drive | Equipment Location
8842 | COL-RBB-FA-0001S | Fire Alarm System, Valve House | COL-RBB | Western Beaches Tunnel (Battery Park)-Storm | Building Service,Fire Alarm |  | 42934 | FA | x | Obsolete Entity
8843 | COL-RBB-FA-0001S | Fire Alarm System, Valve House | COL-RBB-MISC | Miscellaneous Equipment | Building Service,Fire Alarm |  | 42934 | FA | x | Obsolete Entity
28286 | COL-RBB-FA-0001S | Fire Alarm System, Valve House | COL-W-OBSOLETE | Col West Obsolete Entities | Building Service,Fire Alarm |  | 42934 | FA | x | Obsolete Entity
8845 | COL-RBB-FEQ-0001S | Fire Prevention, Extinguisher | COL-RBB | Western Beaches Tunnel (Battery Park)-Storm | Fire Prevention,Extinguisher |  | 42905 | FEQ | x | Obsolete Entity
8846 | COL-RBB-FEQ-0001S | Fire Prevention, Extinguisher | COL-RBB-MISC | Miscellaneous Equipment | Fire Prevention,Extinguisher |  | 42905 | FEQ | x | Obsolete Entity
28287 | COL-RBB-FEQ-0001S | Fire Prevention, Extinguisher | COL-W-OBSOLETE | Col West Obsolete Entities | Fire Prevention,Extinguisher |  | 42905 | FEQ | x | Obsolete Entity
8918 | COL-RBB-FEQ-0002S | Fire Prevention, Extinguisher | COL-RBB | Western Beaches Tunnel (Battery Park)-Storm | Fire Prevention,Extinguisher |  | 42906 | FEQ | x | Obsolete Entity
8919 | COL-RBB-FEQ-0002S | Fire Prevention, Extinguisher | COL-RBB-MISC | Miscellaneous Equipment | Fire Prevention,Extinguisher |  | 42906 | FEQ | x | Obsolete Entity
28288 | COL-RBB-FEQ-0002S | Fire Prevention, Extinguisher | COL-W-OBSOLETE | Col West Obsolete Entities | Fire Prevention,Extinguisher |  | 42906 | FEQ | x | Obsolete Entity
8920 | COL-RBB-FEQ-0003S | Fire Prevention, Extinguisher | COL-W-OBSOLETE | Col West Obsolete Entities | Fire Prevention,Extinguisher |  | 42907 | FEQ | x | Obsolete Entity
28289 | COL-RBB-FEQ-0003S | Fire Prevention, Extinguisher | COL-RBB | Western Beaches Tunnel (Battery Park)-Storm | Fire Prevention,Extinguisher |  | 42907 | FEQ | x | Obsolete Entity
28290 | COL-RBB-FEQ-0003S | Fire Prevention, Extinguisher | COL-RBB-MISC | Miscellaneous Equipment | Fire Prevention,Extinguisher |  | 42907 | FEQ | x | Obsolete Entity
58380 | TAB-ACC-FN-THK | Exhaust Fans , Floation Bldg | TAB-ACC-FN | Exhaust Fans | [5 empty] | Equipment Location
58374 | TAB-ACC-FN-HRS | Exhaust Fans , Heat Recovery Bldg | TAB-ACC-FN | Exhaust Fans | [5 empty] | Equipment Location
71950 | TAB-ACC-FN-INC | Exhaust Fans , Incinerator Bldg | TAB-ACC-FN | Exhaust Fans | [5 empty] | Equipment Location
71951 | TAB-ACC-FN-IPS | Exhaust Fans , IPS Bldg | TAB-ACC-FN | Exhaust Fans | [5 empty] | Equipment Location
58375 | TAB-ACC-FN-M&T | Exhaust Fans , M&T Bldg. | TAB-ACC-FN | Exhaust Fans | [5 empty] | Equipment Location
71953 | TAB-ACC-FN-PBLDG | Exhaust Fans , P Bldg | TAB-ACC-FN | Exhaust Fans | [5 empty] | Equipment Location
58379 | TAB-ACC-FN-SLO | Exhaust Fans , Silo/Odour Control Bldg | TAB-ACC-FN | Exhaust Fans | [5 empty] | Equipment Location
71954 | TAB-ACC-FN-STCK | Exhaust Fans , Stack | TAB-ACC-FN | Exhaust Fans | [5 empty] | Equipment Location
71956 | TAB-ACC-FN-ZBLDG | Exhaust Fans , Z Bldg | TAB-ACC-FN | Exhaust Fans | [5 empty] | Equipment Location
71949 | TAB-ACC-FN-ELS | Exhaust Fans ,Electrical & Sub stations | TAB-ACC-FN | Exhaust Fans | [5 empty] | Equipment Location
58370 | TAB-ACC-FN-BL | Exhaust Fans Blower Bldg. | TAB-ACC-AHU | Air Handling Unit & Supply Fan | [5 empty] | Equipment Location
58371 | TAB-ACC-FN-BL | Exhaust Fans Blower Bldg. | TAB-ACC-FN | Exhaust Fans | [5 empty] | Equipment Location
58373 | TAB-ACC-FN-GAS | Exhaust Fans Gas Control Bldg. | TAB-ACC-FN | Exhaust Fans | [5 empty] | Equipment Location
71955 | TAB-ACC-FN-TUN | Exhaust Fans, All tunnels | TAB-ACC-FN | Exhaust Fans | [5 empty] | Equipment Location
58381 | TAB-ACC-FN-TUNL | Exhaust Fans, Lower tunnels | TAB-ACC-FN | Exhaust Fans | [5 empty] | Equipment Location
71952 | TAB-ACC-FN-OPS | Exhaust Fans, OPS | TAB-ACC-FN | Exhaust Fans | [5 empty] | Equipment Location
32396 | FCL-ELS-LTX | Exit Lighting | FCL-ELS | Electrical Distribution | [5 empty] | Sub-Process
32397 | FCL-ELS-LTX | Exit Lighting | FCL-SES | Safety and Environmental Services | [5 empty] | Sub-Process
36395 | FHA-ELS-LTX EXIT | Exit Lights | FHA-SES | Safety & Environmental Services | [5 empty] | Equipment Location
116520 | YTF-ELS-LTX-1000 | Exit Signs | YTF-ELS | Electrical Equipment |  |  |  | LTX | http://www.toronto.ca/TWONTO#defined_collection_of_assets | Electrical Equipment
34362 | FCL-SES-5 | Eye Wash Stations Chemical Building | FCL-SES | Safety and Environmental Services |  |  |  | SES |  | Sub-Process
14455 | FCL-SES-5A | Eye Wash Stations Low Lift | FCL-SES | Safety and Environmental Services |  |  |  | SES |  | Sub-Process
14823 | FCL-SES-SQ-0007 | Eyewash Station, Admin Building, Operators Lab,Eye wash station - main change room | FCL-SES | Safety and Environmental Services |  |  |  | SQ |  | Equipment Location
34673 | FCL-SES-SQ-0008 | Eyewash Station/Shower, Low Lift PS Building, Alum Delivery Door,Raw Water Pump Room Basement beside Phosphoric acid Skids | FCL-SES | Safety and Environmental Services |  |  |  | SQ |  | Equipment Location
20927 | FHO | F.J. Horgan Water Treatment Plant | WT&S | Water Treatment & Supply | [5 empty] | Facility
38982 | FHO | F.J. Horgan Water Treatment Plant | TW | Toronto Water | [5 empty] | Facility
37171 | FHA-GRK-ELS-0200 | Facility Electrical System | FHA-GRK | Building & Grounds |  |  |  | ELS | http://www.toronto.ca/TWONTO#distribution_system | Equipment Location
43841 | FHO-ELS-LTG | Facility Electrical System | FHO-GRK | Buildings & Grounds | Building Service,Electrical 110 - 220 V |  |  |  |  | Equipment Location
17 | 16861 | Facility Stores | FIS-GRK | FIS Buildings & Grounds | [5 empty] | Sub-Process
66742 | MTMH465 | FAIRFIELD CTS | TRK-NTO | NORTH TORONTO DRAINAGE AREA | [5 empty] | Sub-Process
30577 | FCL-ACC-FN-0014 | Fan (FN-29) Exhaust,Washroom & locker rooms, Gaseous Chemical Building, Roof | FCL-ACC-CL | Gaseous Chemical Building HVAC Equipment |  |  |  | FN | http://www.toronto.ca/TWONTO#blower_or_fan_with_drive | Mechanical Equipment
30575 | FCL-ACC-FN-0012 | Fan (FN-8), Exhaust,workshop and MCC room , Gaseous Chemical Building, Roof | FCL-ACC-CL | Gaseous Chemical Building HVAC Equipment |  |  |  | FN | http://www.toronto.ca/TWONTO#blower_or_fan_with_drive | Mechanical Equipment
10942 | FCL-ACC-FN-0302 | Fan Hood, Admin Building Second Floor, Kitchen 213 West | FCL-ACC-ADMIN | Administration Building HVAC Equipment |  |  |  | FN | http://www.toronto.ca/TWONTO#blower_or_fan_with_drive | Mechanical Equipment
30576 | FCL-ACC-FN-0013 | Fan(FN-7) Exhaust, Corridor/Washrooms/Lab, Gaseous Chemical Building, Roof | FCL-ACC-CL | Gaseous Chemical Building HVAC Equipment |  |  |  | FN | http://www.toronto.ca/TWONTO#blower_or_fan_with_drive | Mechanical Equipment
7694 | COL-PSP-FN-0001 | Fan, Air Supply | COL-PSP-MISC | Miscellaneous Equipment | Fan |  |  | FN | http://www.toronto.ca/TWONTO#blower_or_fan_with_drive | Mechanical Equipment
20713 | COL-PSP-FN-0001 | Fan, Air Supply | COL-PSP | Southport Sewage Pumping Station | Fan |  |  | FN | http://www.toronto.ca/TWONTO#blower_or_fan_with_drive | Mechanical Equipment
7695 | COL-PSP-FN-0002 | Fan, Air Supply | COL-PSP-MISC | Miscellaneous Equipment | Fan |  |  | FN | http://www.toronto.ca/TWONTO#blower_or_fan_with_drive | Mechanical Equipment
20714 | COL-PSP-FN-0002 | Fan, Air Supply | COL-PSP | Southport Sewage Pumping Station | Fan |  |  | FN | http://www.toronto.ca/TWONTO#blower_or_fan_with_drive | Mechanical Equipment
53022 | NX2623A | Fan, Air Supply ES-1, Seawall Sub-Station Roof | TAB-ACC-AHU-SEAWL | AHUs/Supply Fans Sea Wall Substation | [5 empty] | Mechanical Equipment
9193 | COL-SMC-FN-0001 | Fan, Axial | COL-SMC | Maclean Detention Tank-storm | Fan |  |  | FN | http://www.toronto.ca/TWONTO#blower_or_fan_with_drive | Mechanical Equipment
28707 | COL-SMC-FN-0001 | Fan, Axial | COL-SMC-MISC | Miscellaneous Equipment | Fan |  |  | FN | http://www.toronto.ca/TWONTO#blower_or_fan_with_drive | Mechanical Equipment
3810 | COL-PEV-FN-0001 | Fan, Centrifugal | COL-PEV | Ellis Sewage Pumping Station | Fan |  |  | FN | http://www.toronto.ca/TWONTO#blower_or_fan_with_drive | Mechanical Equipment
3811 | COL-PEV-FN-0001 | Fan, Centrifugal | COL-PEV-MISC | Miscellaneous Equipment | Fan |  |  | FN | http://www.toronto.ca/TWONTO#blower_or_fan_with_drive | Mechanical Equipment
3812 | COL-PEV-FN-0002 | Fan, Centrifugal | COL-PEV | Ellis Sewage Pumping Station | Fan |  |  | FN | http://www.toronto.ca/TWONTO#blower_or_fan_with_drive | Mechanical Equipment
11245 | COL-PEV-FN-0002 | Fan, Centrifugal | COL-PEV-MISC | Miscellaneous Equipment | Fan |  |  | FN | http://www.toronto.ca/TWONTO#blower_or_fan_with_drive | Mechanical Equipment
3813 | COL-PEV-FN-0003 | Fan, Centrifugal | COL-PEV-MISC | Miscellaneous Equipment | Fan |  |  | FN | http://www.toronto.ca/TWONTO#blower_or_fan_with_drive | Mechanical Equipment
11246 | COL-PEV-FN-0003 | Fan, Centrifugal | COL-PEV | Ellis Sewage Pumping Station | Fan |  |  | FN | http://www.toronto.ca/TWONTO#blower_or_fan_with_drive | Mechanical Equipment
4477 | COL-PHP-FN-0001 | Fan, Centrifugal | COL-PHP | High Park Sewage Pumping Station | Fan |  |  | FN | http://www.toronto.ca/TWONTO#blower_or_fan_with_drive | Mechanical Equipment
14354 | COL-PHP-FN-0001 | Fan, Centrifugal | COL-PHP-MISC | Miscellaneous Equipment | Fan |  |  | FN | http://www.toronto.ca/TWONTO#blower_or_fan_with_drive | Mechanical Equipment
4478 | COL-PHP-FN-0002 | Fan, Centrifugal | COL-PHP | High Park Sewage Pumping Station | Fan |  |  | FN | http://www.toronto.ca/TWONTO#blower_or_fan_with_drive | Mechanical Equipment
14355 | COL-PHP-FN-0002 | Fan, Centrifugal | COL-PHP-MISC | Miscellaneous Equipment | Fan |  |  | FN | http://www.toronto.ca/TWONTO#blower_or_fan_with_drive | Mechanical Equipment
4479 | COL-PHP-FN-0003 | Fan, Centrifugal | COL-PHP | High Park Sewage Pumping Station | Fan |  |  | FN | http://www.toronto.ca/TWONTO#blower_or_fan_with_drive | Mechanical Equipment
4480 | COL-PHP-FN-0003 | Fan, Centrifugal | COL-PHP-MISC | Miscellaneous Equipment | Fan |  |  | FN | http://www.toronto.ca/TWONTO#blower_or_fan_with_drive | Mechanical Equipment
14858 | COL-PKG-FN-0002 | Fan, Centrifugal | COL-PKG | Kingston Rd Pumping Station | Fan |  |  | FN | http://www.toronto.ca/TWONTO#blower_or_fan_with_drive | Mechanical Equipment
14859 | COL-PKG-FN-0002 | Fan, Centrifugal | COL-PKG-MISC | Miscellaneous Equipment | Fan |  |  | FN | http://www.toronto.ca/TWONTO#blower_or_fan_with_drive | Mechanical Equipment
4905 | COL-PLV-FN-0001 | Fan, Centrifugal | COL-PLV | Livingston Road Pumping Station | Fan |  |  | FN | http://www.toronto.ca/TWONTO#blower_or_fan_with_drive | Mechanical Equipment
15682 | COL-PLV-FN-0001 | Fan, Centrifugal | COL-PLV-MISC | Miscellaneous Equipment | Fan |  |  | FN | http://www.toronto.ca/TWONTO#blower_or_fan_with_drive | Mechanical Equipment
4906 | COL-PLV-FN-0002 | Fan, Centrifugal | COL-PLV | Livingston Road Pumping Station | Fan |  |  | FN | http://www.toronto.ca/TWONTO#blower_or_fan_with_drive | Mechanical Equipment
4907 | COL-PLV-FN-0002 | Fan, Centrifugal | COL-PLV-MISC | Miscellaneous Equipment | Fan |  |  | FN | http://www.toronto.ca/TWONTO#blower_or_fan_with_drive | Mechanical Equipment
16939 | COL-PMP-FN-0001 | Fan, Centrifugal | COL-PMP | Mount Pleasant Sewage Pumping Station | Fan |  |  | FN | http://www.toronto.ca/TWONTO#blower_or_fan_with_drive | Mechanical Equipment
6322 | COL-PPU-FN-0001 | Fan, Centrifugal | COL-PPU | Port Union Road Sewage Pumping Station | Fan |  |  | FN | http://www.toronto.ca/TWONTO#blower_or_fan_with_drive | Mechanical Equipment
6323 | COL-PPU-FN-0001 | Fan, Centrifugal | COL-PPU-MISC | Miscellaneous Equipment | Fan |  |  | FN | http://www.toronto.ca/TWONTO#blower_or_fan_with_drive | Mechanical Equipment
6745 | COL-PRR-FN-0001 | Fan, Centrifugal | COL-PRR | Riverside Sewage Pumping Station | Fan |  |  | FN | http://www.toronto.ca/TWONTO#blower_or_fan_with_drive | Mechanical Equipment
18671 | COL-PRR-FN-0001 | Fan, Centrifugal | COL-PRR-MISC | Miscellaneous Equipment | Fan |  |  | FN | http://www.toronto.ca/TWONTO#blower_or_fan_with_drive | Mechanical Equipment
6746 | COL-PRR-FN-0002 | Fan, Centrifugal | COL-PRR | Riverside Sewage Pumping Station | Fan |  |  | FN | http://www.toronto.ca/TWONTO#blower_or_fan_with_drive | Mechanical Equipment
6747 | COL-PRR-FN-0002 | Fan, Centrifugal | COL-PRR-MISC | Miscellaneous Equipment | Fan |  |  | FN | http://www.toronto.ca/TWONTO#blower_or_fan_with_drive | Mechanical Equipment
6748 | COL-PRR-FN-0003 | Fan, Centrifugal | COL-PRR | Riverside Sewage Pumping Station | Fan |  |  | FN | http://www.toronto.ca/TWONTO#blower_or_fan_with_drive | Mechanical Equipment
6749 | COL-PRR-FN-0003 | Fan, Centrifugal | COL-PRR-MISC | Miscellaneous Equipment | Fan |  |  | FN | http://www.toronto.ca/TWONTO#blower_or_fan_with_drive | Mechanical Equipment
6940 | COL-PRX-FN-0001 | Fan, Centrifugal | COL-PRX | Roxborough Sewage Pumping Station | Fan |  |  | FN | http://www.toronto.ca/TWONTO#blower_or_fan_with_drive | Mechanical Equipment
6941 | COL-PRX-FN-0001 | Fan, Centrifugal | COL-PRX-MISC | Miscellaneous Equipment | Fan |  |  | FN | http://www.toronto.ca/TWONTO#blower_or_fan_with_drive | Mechanical Equipment
7331 | COL-PSL-FN-0002 | Fan, Centrifugal | COL-PSL | Sewells Road Sewage Pumping Station | Fan |  |  | FN | http://www.toronto.ca/TWONTO#blower_or_fan_with_drive | Mechanical Equipment
20556 | COL-PSL-FN-0002 | Fan, Centrifugal | COL-PSL-MISC | Miscellaneous Equipment | Fan |  |  | FN | http://www.toronto.ca/TWONTO#blower_or_fan_with_drive | Mechanical Equipment
7479 | COL-PSM-FN-0001 | Fan, Centrifugal | COL-PSM-MISC | Miscellaneous Equipment | Fan |  |  | FN | http://www.toronto.ca/TWONTO#blower_or_fan_with_drive | Mechanical Equipment
20604 | COL-PSM-FN-0001 | Fan, Centrifugal | COL-PSM | Simcoe St Sewage Pumping Station | Fan |  |  | FN | http://www.toronto.ca/TWONTO#blower_or_fan_with_drive | Mechanical Equipment
7480 | COL-PSM-FN-0002 | Fan, Centrifugal | COL-PSM-MISC | Miscellaneous Equipment | Fan |  |  | FN | http://www.toronto.ca/TWONTO#blower_or_fan_with_drive | Mechanical Equipment
20605 | COL-PSM-FN-0002 | Fan, Centrifugal | COL-PSM | Simcoe St Sewage Pumping Station | Fan |  |  | FN | http://www.toronto.ca/TWONTO#blower_or_fan_with_drive | Mechanical Equipment
7481 | COL-PSM-FN-0003 | Fan, Centrifugal | COL-PSM-MISC | Miscellaneous Equipment | Fan |  |  | FN | http://www.toronto.ca/TWONTO#blower_or_fan_with_drive | Mechanical Equipment
20606 | COL-PSM-FN-0003 | Fan, Centrifugal | COL-PSM | Simcoe St Sewage Pumping Station | Fan |  |  | FN | http://www.toronto.ca/TWONTO#blower_or_fan_with_drive | Mechanical Equipment
7540 | COL-PSM-FN-0004 | Fan, Centrifugal | COL-PSM-MISC | Miscellaneous Equipment | Fan |  |  | FN | http://www.toronto.ca/TWONTO#blower_or_fan_with_drive | Mechanical Equipment
20607 | COL-PSM-FN-0004 | Fan, Centrifugal | COL-PSM | Simcoe St Sewage Pumping Station | Fan |  |  | FN | http://www.toronto.ca/TWONTO#blower_or_fan_with_drive | Mechanical Equipment
7541 | COL-PSM-FN-0005 | Fan, Centrifugal | COL-PSM | Simcoe St Sewage Pumping Station | Fan |  |  | FN | http://www.toronto.ca/TWONTO#blower_or_fan_with_drive | Mechanical Equipment
20608 | COL-PSM-FN-0005 | Fan, Centrifugal | COL-PSM-MISC | Miscellaneous Equipment | Fan |  |  | FN | http://www.toronto.ca/TWONTO#blower_or_fan_with_drive | Mechanical Equipment
8180 | COL-PTD-FN-0002 | Fan, Centrifugal | COL-PTD | Todmorden Sewage Pumping Station | Fan |  |  | FN | http://www.toronto.ca/TWONTO#blower_or_fan_with_drive | Mechanical Equipment
8181 | COL-PTD-FN-0002 | Fan, Centrifugal | COL-PTD-MISC | Miscellaneous Equipment | Fan |  |  | FN | http://www.toronto.ca/TWONTO#blower_or_fan_with_drive | Mechanical Equipment
8269 | COL-PVM-FN-0001 | Fan, Centrifugal | COL-PVM | Valleymede Sewage Pumping Station | Fan |  |  | FN | http://www.toronto.ca/TWONTO#blower_or_fan_with_drive | Mechanical Equipment
22679 | COL-PVM-FN-0001 | Fan, Centrifugal | COL-PVM-MISC | Miscellaneous Equipment | Fan |  |  | FN | http://www.toronto.ca/TWONTO#blower_or_fan_with_drive | Mechanical Equipment
8270 | COL-PVM-FN-0002 | Fan, Centrifugal | COL-PVM | Valleymede Sewage Pumping Station | Fan |  |  | FN | http://www.toronto.ca/TWONTO#blower_or_fan_with_drive | Mechanical Equipment
22680 | COL-PVM-FN-0002 | Fan, Centrifugal | COL-PVM-MISC | Miscellaneous Equipment | Fan |  |  | FN | http://www.toronto.ca/TWONTO#blower_or_fan_with_drive | Mechanical Equipment
8271 | COL-PVM-FN-0003 | Fan, Centrifugal | COL-PVM | Valleymede Sewage Pumping Station | Fan |  |  | FN | http://www.toronto.ca/TWONTO#blower_or_fan_with_drive | Mechanical Equipment
22681 | COL-PVM-FN-0003 | Fan, Centrifugal | COL-PVM-MISC | Miscellaneous Equipment | Fan |  |  | FN | http://www.toronto.ca/TWONTO#blower_or_fan_with_drive | Mechanical Equipment
8323 | COL-PWC-FN-0001 | Fan, Centrifugal | COL-PWC-MISC | Miscellaneous Equipment | Fan |  |  | FN | http://www.toronto.ca/TWONTO#blower_or_fan_with_drive | Mechanical Equipment
22767 | COL-PWC-FN-0001 | Fan, Centrifugal | COL-PWC | Wirral Court Sewage Pumping Station | Fan |  |  | FN | http://www.toronto.ca/TWONTO#blower_or_fan_with_drive | Mechanical Equipment
22768 | COL-PWC-FN-0002 | Fan, Centrifugal | COL-PWC | Wirral Court Sewage Pumping Station | Fan |  |  | FN | http://www.toronto.ca/TWONTO#blower_or_fan_with_drive | Mechanical Equipment
22769 | COL-PWC-FN-0002 | Fan, Centrifugal | COL-PWC-MISC | Miscellaneous Equipment | Fan |  |  | FN | http://www.toronto.ca/TWONTO#blower_or_fan_with_drive | Mechanical Equipment
8926 | COL-RBB-FN-0001 | Fan, Centrifugal | COL-RBB-MISC | Miscellaneous Equipment | Fan |  |  | FN | http://www.toronto.ca/TWONTO#blower_or_fan_with_drive | Mechanical Equipment
28298 | COL-RBB-FN-0001 | Fan, Centrifugal | COL-RBB | Western Beaches Tunnel (Battery Park)-Storm | Fan |  |  | FN | http://www.toronto.ca/TWONTO#blower_or_fan_with_drive | Mechanical Equipment
6602 | COL-PRD-FN-0002 | Fan, Dry well exhaust air | COL-PRD-MISC | Miscellaneous Equipment | Fan |  |  | FN | http://www.toronto.ca/TWONTO#blower_or_fan_with_drive | Mechanical Equipment
18606 | COL-PRD-FN-0002 | Fan, Dry well exhaust air | COL-PRD | Redland Pumping Station | Fan |  |  | FN | http://www.toronto.ca/TWONTO#blower_or_fan_with_drive | Mechanical Equipment
6601 | COL-PRD-FN-0001 | Fan, Dry well supply air | COL-PRD | Redland Pumping Station | Fan |  |  | FN | http://www.toronto.ca/TWONTO#blower_or_fan_with_drive | Mechanical Equipment
18605 | COL-PRD-FN-0001 | Fan, Dry well supply air | COL-PRD-MISC | Miscellaneous Equipment | Fan |  |  | FN | http://www.toronto.ca/TWONTO#blower_or_fan_with_drive | Mechanical Equipment
17064 | COL-PMY-FN-0006 | Fan, Drywell Exhaust | COL-PMY | Maryport Sewage Pumping Station | Fan |  |  | FN | http://www.toronto.ca/TWONTO#blower_or_fan_with_drive | Mechanical Equipment
17065 | COL-PMY-FN-0006 | Fan, Drywell Exhaust | COL-PMY-MISC | Miscellaneous Equipment | Fan |  |  | FN | http://www.toronto.ca/TWONTO#blower_or_fan_with_drive | Mechanical Equipment
17062 | COL-PMY-FN-0005 | Fan, Drywell Ventilation | COL-PMY | Maryport Sewage Pumping Station | Fan |  |  | FN | http://www.toronto.ca/TWONTO#blower_or_fan_with_drive | Mechanical Equipment
17063 | COL-PMY-FN-0005 | Fan, Drywell Ventilation | COL-PMY-MISC | Miscellaneous Equipment | Fan |  |  | FN | http://www.toronto.ca/TWONTO#blower_or_fan_with_drive | Mechanical Equipment
2958 | COL-PBF-FN-0001 | Fan, Exhaust | COL-PBF-MISC | Miscellaneous Equipment | Fan |  |  | FN | http://www.toronto.ca/TWONTO#blower_or_fan_with_drive | Mechanical Equipment
4567 | COL-PKG-FN-0001 | Fan, Exhaust | COL-PKG | Kingston Rd Pumping Station | Fan |  |  | FN | http://www.toronto.ca/TWONTO#blower_or_fan_with_drive | Mechanical Equipment
14857 | COL-PKG-FN-0001 | Fan, Exhaust | COL-PKG-MISC | Miscellaneous Equipment | Fan |  |  | FN | http://www.toronto.ca/TWONTO#blower_or_fan_with_drive | Mechanical Equipment
4908 | COL-PLV-FN-0003 | Fan, Exhaust | COL-PLV | Livingston Road Pumping Station | Fan |  |  | FN | http://www.toronto.ca/TWONTO#blower_or_fan_with_drive | Mechanical Equipment
4909 | COL-PLV-FN-0003 | Fan, Exhaust | COL-PLV-MISC | Miscellaneous Equipment | Fan |  |  | FN | http://www.toronto.ca/TWONTO#blower_or_fan_with_drive | Mechanical Equipment
4967 | COL-PMD-FN-0002 | Fan, Exhaust | COL-PMD | Midland Pumping Station | Fan |  |  | FN | http://www.toronto.ca/TWONTO#blower_or_fan_with_drive | Mechanical Equipment
15778 | COL-PMD-FN-0002 | Fan, Exhaust | COL-PMD-MISC | Miscellaneous Equipment | Fan |  |  | FN | http://www.toronto.ca/TWONTO#blower_or_fan_with_drive | Mechanical Equipment
20505 | COL-PSK-FN-0001 | Fan, Exhaust | COL-PSK | Skydome Sewage Pumping Station | Fan |  |  | FN | http://www.toronto.ca/TWONTO#blower_or_fan_with_drive | Mechanical Equipment
20506 | COL-PSK-FN-0001 | Fan, Exhaust | COL-PSK-MISC | Miscellaneous Equipment | Fan |  |  | FN | http://www.toronto.ca/TWONTO#blower_or_fan_with_drive | Mechanical Equipment
7267 | COL-PSK-FN-0002 | Fan, Exhaust | COL-PSK | Skydome Sewage Pumping Station | Fan |  |  | FN | http://www.toronto.ca/TWONTO#blower_or_fan_with_drive | Mechanical Equipment
20507 | COL-PSK-FN-0002 | Fan, Exhaust | COL-PSK-MISC | Miscellaneous Equipment | Fan |  |  | FN | http://www.toronto.ca/TWONTO#blower_or_fan_with_drive | Mechanical Equipment
20508 | COL-PSK-FN-0003 | Fan, Exhaust | COL-PSK | Skydome Sewage Pumping Station | Fan |  |  | FN | http://www.toronto.ca/TWONTO#blower_or_fan_with_drive | Mechanical Equipment
20509 | COL-PSK-FN-0003 | Fan, Exhaust | COL-PSK-MISC | Miscellaneous Equipment | Fan |  |  | FN | http://www.toronto.ca/TWONTO#blower_or_fan_with_drive | Mechanical Equipment
7330 | COL-PSL-FN-0001 | Fan, Exhaust | COL-PSL | Sewells Road Sewage Pumping Station | Fan |  |  | FN | http://www.toronto.ca/TWONTO#blower_or_fan_with_drive | Mechanical Equipment
20555 | COL-PSL-FN-0001 | Fan, Exhaust | COL-PSL-MISC | Miscellaneous Equipment | Fan |  |  | FN | http://www.toronto.ca/TWONTO#blower_or_fan_with_drive | Mechanical Equipment
7696 | COL-PSP-FN-0003 | Fan, Exhaust | COL-PSP-MISC | Miscellaneous Equipment | Fan |  |  | FN | http://www.toronto.ca/TWONTO#blower_or_fan_with_drive | Mechanical Equipment
20715 | COL-PSP-FN-0003 | Fan, Exhaust | COL-PSP | Southport Sewage Pumping Station | Fan |  |  | FN | http://www.toronto.ca/TWONTO#blower_or_fan_with_drive | Mechanical Equipment
7760 | COL-PSS-FN-0001 | Fan, Exhaust | COL-PSS-MISC | Miscellaneous Equipment | Fan |  |  | FN | http://www.toronto.ca/TWONTO#blower_or_fan_with_drive | Mechanical Equipment
20863 | COL-PSS-FN-0001 | Fan, Exhaust | COL-PSS | Scott Sewage Pumping Station | Fan |  |  | FN | http://www.toronto.ca/TWONTO#blower_or_fan_with_drive | Mechanical Equipment
8997 | COL-RBB-UPS-0001 | UPS, Sample Room | COL-RBB-MISC | Miscellaneous Equipment | Uninterruptible Power Supply |  |  | UPS | http://www.toronto.ca/TWONTO#UPS | Electrical Equipment
28389 | COL-RBB-UPS-0001 | UPS, Sample Room | COL-RBB | Western Beaches Tunnel (Battery Park)-Storm | Uninterruptible Power Supply |  |  | UPS | http://www.toronto.ca/TWONTO#UPS | Electrical Equipment
7927 | COL-PSU-FN-0001 | Fan, Exhaust | COL-PSU-MISC | Miscellaneous Equipment | Fan |  |  | FN | http://www.toronto.ca/TWONTO#blower_or_fan_with_drive | Mechanical Equipment
21139 | COL-PSU-FN-0001 | Fan, Exhaust | COL-PSU | Sunnyside Pumping Station | Fan |  |  | FN | http://www.toronto.ca/TWONTO#blower_or_fan_with_drive | Mechanical Equipment
7928 | COL-PSU-FN-0002 | Fan, Exhaust | COL-PSU-MISC | Miscellaneous Equipment | Fan |  |  | FN | http://www.toronto.ca/TWONTO#blower_or_fan_with_drive | Mechanical Equipment
21140 | COL-PSU-FN-0002 | Fan, Exhaust | COL-PSU | Sunnyside Pumping Station | Fan |  |  | FN | http://www.toronto.ca/TWONTO#blower_or_fan_with_drive | Mechanical Equipment
21141 | COL-PSU-FN-0003 | Fan, Exhaust | COL-PSU | Sunnyside Pumping Station | Fan |  |  | FN | http://www.toronto.ca/TWONTO#blower_or_fan_with_drive | Mechanical Equipment
21142 | COL-PSU-FN-0003 | Fan, Exhaust | COL-PSU-MISC | Miscellaneous Equipment | Fan |  |  | FN | http://www.toronto.ca/TWONTO#blower_or_fan_with_drive | Mechanical Equipment
8179 | COL-PTD-FN-0001 | Fan, Exhaust | COL-PTD | Todmorden Sewage Pumping Station | Fan |  |  | FN | http://www.toronto.ca/TWONTO#blower_or_fan_with_drive | Mechanical Equipment
21946 | COL-PTD-FN-0001 | Fan, Exhaust | COL-PTD-MISC | Miscellaneous Equipment | Fan |  |  | FN | http://www.toronto.ca/TWONTO#blower_or_fan_with_drive | Mechanical Equipment
9063 | COL-RBC-FEQ-0001S | Fire Prevention, Extinguisher | COL-W-OBSOLETE | Col West Obsolete Entities | Fire Prevention,Extinguisher |  | 42908 | FEQ | x | Obsolete Entity
28446 | COL-RBC-FEQ-0001S | Fire Prevention, Extinguisher | COL-RBC | Cowan Shaft (WBT)-storm | Fire Prevention,Extinguisher |  | 42908 | FEQ | x | Obsolete Entity
28447 | COL-RBC-FEQ-0001S | Fire Prevention, Extinguisher | COL-RBC-MISC | Miscellaneous Equipment | Fire Prevention,Extinguisher |  | 42908 | FEQ | x | Obsolete Entity
9064 | COL-RBC-FIT-0001S | Transmitter, Flow | COL-W-OBSOLETE | Col West Obsolete Entities | Transmitter |  | 47584 | FIT | x | Obsolete Entity
28448 | COL-RBC-FIT-0001S | Transmitter, Flow | COL-RBC | Cowan Shaft (WBT)-storm | Transmitter |  | 47584 | FIT | x | Obsolete Entity
28449 | COL-RBC-FIT-0001S | Transmitter, Flow | COL-RBC-MISC | Miscellaneous Equipment | Transmitter |  | 47584 | FIT | x | Obsolete Entity
28299 | COL-RBB-FN-0002 | Fan, Exhaust | COL-RBB | Western Beaches Tunnel (Battery Park)-Storm | Fan |  |  | FN | http://www.toronto.ca/TWONTO#blower_or_fan_with_drive | Mechanical Equipment
28300 | COL-RBB-FN-0002 | Fan, Exhaust | COL-RBB-MISC | Miscellaneous Equipment | Fan |  |  | FN | http://www.toronto.ca/TWONTO#blower_or_fan_with_drive | Mechanical Equipment
8927 | COL-RBB-FN-0003 | Fan, Exhaust | COL-RBB-MISC | Miscellaneous Equipment | Fan |  |  | FN | http://www.toronto.ca/TWONTO#blower_or_fan_with_drive | Mechanical Equipment
28301 | COL-RBB-FN-0003 | Fan, Exhaust | COL-RBB | Western Beaches Tunnel (Battery Park)-Storm | Fan |  |  | FN | http://www.toronto.ca/TWONTO#blower_or_fan_with_drive | Mechanical Equipment
28451 | COL-RBC-FN-0001 | Fan, Exhaust | COL-RBC | Cowan Shaft (WBT)-storm | Fan |  |  | FN | http://www.toronto.ca/TWONTO#blower_or_fan_with_drive | Mechanical Equipment
28452 | COL-RBC-FN-0001 | Fan, Exhaust | COL-RBC-MISC | Miscellaneous Equipment | Fan |  |  | FN | http://www.toronto.ca/TWONTO#blower_or_fan_with_drive | Mechanical Equipment
28481 | COL-RBG-FN-0001 | Fan, Exhaust | COL-RBG | Glendale Shaft (WBT)-storm | Fan |  |  | FN | http://www.toronto.ca/TWONTO#blower_or_fan_with_drive | Mechanical Equipment
28482 | COL-RBG-FN-0001 | Fan, Exhaust | COL-RBG-MISC | Miscellaneous Equipment | Fan |  |  | FN | http://www.toronto.ca/TWONTO#blower_or_fan_with_drive | Mechanical Equipment
28561 | COL-SKW-FN-0001 | Fan, Exhaust | COL-SKW | Kew Beach Detention Tank (Kenilworth)-storm | Fan |  |  | FN | http://www.toronto.ca/TWONTO#blower_or_fan_with_drive | Mechanical Equipment
28562 | COL-SKW-FN-0001 | Fan, Exhaust | COL-SKW-MISC | Miscellaneous Equipment | Fan |  |  | FN | http://www.toronto.ca/TWONTO#blower_or_fan_with_drive | Mechanical Equipment
28563 | COL-SKW-FN-0002 | Fan, Exhaust | COL-SKW | Kew Beach Detention Tank (Kenilworth)-storm | Fan |  |  | FN | http://www.toronto.ca/TWONTO#blower_or_fan_with_drive | Mechanical Equipment
28564 | COL-SKW-FN-0002 | Fan, Exhaust | COL-SKW-MISC | Miscellaneous Equipment | Fan |  |  | FN | http://www.toronto.ca/TWONTO#blower_or_fan_with_drive | Mechanical Equipment
9075 | COL-RBC-LIT-0001S | Level Indicating Transmitter | COL-RBC | Cowan Shaft (WBT)-storm | Transmitter,Level |  | 47581 | LIT | x | Obsolete Entity
9076 | COL-RBC-LIT-0001S | Level Indicating Transmitter | COL-RBC-MISC | Miscellaneous Equipment | Transmitter,Level |  | 47581 | LIT | x | Obsolete Entity
28459 | COL-RBC-LIT-0001S | Level Indicating Transmitter | COL-W-OBSOLETE | Col West Obsolete Entities | Transmitter,Level |  | 47581 | LIT | x | Obsolete Entity
9077 | COL-RBC-LIT-0301S | Transmitter, Level | COL-RBC | Cowan Shaft (WBT)-storm | Transmitter,Level |  | 47583 | LIT | x | Obsolete Entity
9078 | COL-RBC-LIT-0301S | Transmitter, Level | COL-RBC-MISC | Miscellaneous Equipment | Transmitter,Level |  | 47583 | LIT | x | Obsolete Entity
28460 | COL-RBC-LIT-0301S | Transmitter, Level | COL-W-OBSOLETE | Col West Obsolete Entities | Transmitter,Level |  | 47583 | LIT | x | Obsolete Entity
53554 | SWM-PET-FN-0001 | Fan, Exhaust | SWM-PET | Eglinton - Bellamy Storm Pumping Station | Fan |  |  | FN | http://www.toronto.ca/TWONTO#blower_or_fan_with_drive | Mechanical Equipment
67724 | SWM-PET-FN-0001 | Fan, Exhaust | SWM-PET-MISC | Miscellaneous Equipment | Fan |  |  | FN | http://www.toronto.ca/TWONTO#blower_or_fan_with_drive | Mechanical Equipment
67974 | SWM-PWD-FN-0001 | Fan, Exhaust | SWM-PWD | Warden Storm | Fan |  |  | FN | http://www.toronto.ca/TWONTO#blower_or_fan_with_drive | Mechanical Equipment
67975 | SWM-PWD-FN-0001 | Fan, Exhaust | SWM-PWD-MISC | Miscellaneous Equipment | Fan |  |  | FN | http://www.toronto.ca/TWONTO#blower_or_fan_with_drive | Mechanical Equipment
58382 | TAB-ACC-FN-UV | Fan, Exhaust, | TAB-ACC-FN | Exhaust Fans | [5 empty] | Equipment Location
10968 | FCL-ACC-FN-0901 | Fan, Exhaust, (FN-0001), 0.04kW. RMF, Clarification Facility, Washroom Exhaust Fan | FCL-ACC-RMF | Residue Management HVAC Equipment |  |  |  | FN | http://www.toronto.ca/TWONTO#blower_or_fan_with_drive | Mechanical Equipment
30649 | FCL-ACC-FN-0902 | Fan, Exhaust, (FN-0002), 1.5kW. RMF, Clarification Facility, HVAC Room 1 | FCL-ACC-RMF | Residue Management HVAC Equipment |  |  |  | FN | http://www.toronto.ca/TWONTO#blower_or_fan_with_drive | Mechanical Equipment
30650 | FCL-ACC-FN-0904 | Fan, Exhaust, (FN-0003), 1.5kW. RMF, Centrifuge Building, HVAC Room | FCL-ACC-RMF | Residue Management HVAC Equipment |  |  |  | FN | http://www.toronto.ca/TWONTO#blower_or_fan_with_drive | Mechanical Equipment
10969 | FCL-ACC-FN-0903 | Fan, Exhaust, (FN-0003), 1.5kW. RMF, Clarification Facility, HVAC Room 2 | FCL-ACC-RMF | Residue Management HVAC Equipment |  |  |  | FN | http://www.toronto.ca/TWONTO#blower_or_fan_with_drive | Mechanical Equipment
30580 | FCL-ACC-FN-0021 | Fan, Exhaust, 0.75 HP, Filter Building, Lab, Admin Bulidng roof, Acces roof from 2nd floor lunchroom door | FCL-ACC-FLT | Filter Building HVAC Equipment |  |  |  | FN | http://www.toronto.ca/TWONTO#blower_or_fan_with_drive | Mechanical Equipment
30579 | FCL-ACC-FN-0020 | Fan, Exhaust, 0.75 HP, Filter Building, Lab, Admin Bulidng roof, Acces roof from 2nd floor lunchroom door | FCL-ACC-FLT | Filter Building HVAC Equipment |  |  |  | FN | http://www.toronto.ca/TWONTO#blower_or_fan_with_drive | Mechanical Equipment
39197 | FHO-ACC-FN-0349 | Fan, Exhaust, Chemical Building, S2, Storage Room, North West | FHO-ACC SECONDARY | Small Air Moving Equipment |  |  |  | FN | http://www.toronto.ca/TWONTO#blower_or_fan_with_drive | Division
50741 | NX2353A | Fan, Exhaust, EF-14, Heat Recovery Bldg. | TAB-ACC-FN-DEW | Exhaust Fans , Dewatering Bldg. | [5 empty] | Mechanical Equipment
121188 | THC-ACC-FN-4007 | Fan, Exhaust, from Sump Pit in Tunnel T12 & T15 , containing PRM-P-0122/0123 | THC-ACC-TUNNEL | Plant Tunnels, HVAC |  |  |  | FN | http://www.toronto.ca/TWONTO#blower_or_fan_with_drive | Division
121172 | THC-ACC-FN-1080 | Fan, Exhaust, PC10 HPU Building | THC-PRM-BLDG-HPU0010 | HPU Building 10 |  |  |  | FN | http://www.toronto.ca/TWONTO#blower_or_fan_with_drive | Division
58378 | TAB-ACC-FN-PWPS | Fan, Exhaust, PWPS Bldg. | TAB-ACC-FN | Exhaust Fans | [5 empty] | Equipment Location
58225 | TAB-ACC-FN-1501 | Fan, Exhaust, Seawall Sub Stn | TAB-ACC-FN-ELS | Exhaust Fans ,Electrical & Sub stations |  |  |  | FN | http://www.toronto.ca/TWONTO#blower_or_fan_with_drive | Mechanical Equipment
9089 | COL-RBC-UPS-0001 | UPS | COL-RBC | Cowan Shaft (WBT)-storm | Uninterruptible Power Supply |  |  | UPS | http://www.toronto.ca/TWONTO#UPS | Electrical Equipment
28469 | COL-RBC-UPS-0001 | UPS | COL-RBC-MISC | Miscellaneous Equipment | Uninterruptible Power Supply |  |  | UPS | http://www.toronto.ca/TWONTO#UPS | Electrical Equipment
81946 | THC-ACC-FN-4006 | Fan, Exhaust, SW Plant, Tunnel T12 | THC-ACC-TUNNEL | Plant Tunnels, HVAC |  |  |  | FN | http://www.toronto.ca/TWONTO#blower_or_fan_with_drive | Division
5847 | COL-PMY-FN-0004 | Fan, High Volume Exhaust | COL-PMY | Maryport Sewage Pumping Station | Fan |  |  | FN | http://www.toronto.ca/TWONTO#blower_or_fan_with_drive | Mechanical Equipment
5848 | COL-PMY-FN-0004 | Fan, High Volume Exhaust | COL-PMY-MISC | Miscellaneous Equipment | Fan |  |  | FN | http://www.toronto.ca/TWONTO#blower_or_fan_with_drive | Mechanical Equipment
5845 | COL-PMY-FN-0002 | Fan, High Volume Supply | COL-PMY | Maryport Sewage Pumping Station | Fan |  |  | FN | http://www.toronto.ca/TWONTO#blower_or_fan_with_drive | Mechanical Equipment
17060 | COL-PMY-FN-0002 | Fan, High Volume Supply | COL-PMY-MISC | Miscellaneous Equipment | Fan |  |  | FN | http://www.toronto.ca/TWONTO#blower_or_fan_with_drive | Mechanical Equipment
5846 | COL-PMY-FN-0003 | Fan, Low Volume Exhaust | COL-PMY | Maryport Sewage Pumping Station | Fan |  |  | FN | http://www.toronto.ca/TWONTO#blower_or_fan_with_drive | Mechanical Equipment
9095 | COL-RBG-FEQ-0001S | Fire Prevention, Extinguisher | COL-RBG-MISC | Miscellaneous Equipment | Fire Prevention,Extinguisher |  | 42909 | FEQ | x | Obsolete Entity
9096 | COL-RBG-FEQ-0001S | Fire Prevention, Extinguisher | COL-W-OBSOLETE | Col West Obsolete Entities | Fire Prevention,Extinguisher |  | 42909 | FEQ | x | Obsolete Entity
28477 | COL-RBG-FEQ-0001S | Fire Prevention, Extinguisher | COL-RBG | Glendale Shaft (WBT)-storm | Fire Prevention,Extinguisher |  | 42909 | FEQ | x | Obsolete Entity
17061 | COL-PMY-FN-0003 | Fan, Low Volume Exhaust | COL-PMY-MISC | Miscellaneous Equipment | Fan |  |  | FN | http://www.toronto.ca/TWONTO#blower_or_fan_with_drive | Mechanical Equipment
5844 | COL-PMY-FN-0001 | Fan, Low Volume Supply | COL-PMY-MISC | Miscellaneous Equipment | Fan |  |  | FN | http://www.toronto.ca/TWONTO#blower_or_fan_with_drive | Mechanical Equipment
17059 | COL-PMY-FN-0001 | Fan, Low Volume Supply | COL-PMY | Maryport Sewage Pumping Station | Fan |  |  | FN | http://www.toronto.ca/TWONTO#blower_or_fan_with_drive | Mechanical Equipment
30612 | FCL-ACC-FN-0408 | Fan, Propeller, Exhaust, High Lift Switchgear Room North/West | FCL-ACC-P-HL | High Lift Pumping Station HVAC Equipment |  |  |  | FN | http://www.toronto.ca/TWONTO#blower_or_fan_with_drive | Mechanical Equipment
10928 | FCL-ACC-FN-0114 | Fan, Propeller, Exhaust, Low Lift Building, Electric Room S/W (FN-17A) , MCC Room | FCL-ACC-P-LL | Low Lift Pumping Station HVAC Equipment |  |  |  | FN | http://www.toronto.ca/TWONTO#blower_or_fan_with_drive | Mechanical Equipment
30590 | FCL-ACC-FN-0115 | Fan, Propeller, Exhaust, Low Lift Building, Electric Room W (FN-17B), MCC Room | FCL-ACC-P-LL | Low Lift Pumping Station HVAC Equipment |  |  |  | FN | http://www.toronto.ca/TWONTO#blower_or_fan_with_drive | Mechanical Equipment
10927 | FCL-ACC-FN-0110 | Fan, Propeller, Exhaust, Low Lift Building, Near Chemical Storage N/E(FN-20), Washroom | FCL-ACC-P-LL | Low Lift Pumping Station HVAC Equipment |  |  |  | FN | http://www.toronto.ca/TWONTO#blower_or_fan_with_drive | Mechanical Equipment
30604 | FCL-ACC-FN-0303 | Fan, Roof, Sanitary, Admin Building Second Floor, Female Washroom | FCL-ACC-ADMIN | Administration Building HVAC Equipment |  |  |  | FN | http://www.toronto.ca/TWONTO#blower_or_fan_with_drive | Mechanical Equipment
5849 | COL-PMY-FN-0008 | Fan, Shaft 8B | COL-PMY | Maryport Sewage Pumping Station | Fan |  |  | FN | http://www.toronto.ca/TWONTO#blower_or_fan_with_drive | Mechanical Equipment
17066 | COL-PMY-FN-0008 | Fan, Shaft 8B | COL-PMY-MISC | Miscellaneous Equipment | Fan |  |  | FN | http://www.toronto.ca/TWONTO#blower_or_fan_with_drive | Mechanical Equipment
4965 | COL-PMD-FN-0001 | Fan, Supply | COL-PMD | Midland Pumping Station | Fan |  |  | FN | http://www.toronto.ca/TWONTO#blower_or_fan_with_drive | Mechanical Equipment
4966 | COL-PMD-FN-0001 | Fan, Supply | COL-PMD-MISC | Miscellaneous Equipment | Fan |  |  | FN | http://www.toronto.ca/TWONTO#blower_or_fan_with_drive | Mechanical Equipment
10953 | FCL-ACC-FN-0421 | Fan, Supply, E House, South Wall | FCL-ACC | Climate Control (HVAC) |  |  |  | FN | http://www.toronto.ca/TWONTO#blower_or_fan_with_drive | Mechanical Equipment
30589 | FCL-ACC-FN-0109 | Fan, Vane Axial, Low Lift Building, Pump Room Floor , South/East door (on the wall above door) | FCL-ACC-P-LL | Low Lift Pumping Station HVAC Equipment |  |  |  | FN | http://www.toronto.ca/TWONTO#blower_or_fan_with_drive | Mechanical Equipment
30616 | FCL-ACC-FN-0414 | Fan, Wall Propeller, High Lift Electrical Shop | FCL-ACC-P-HL | High Lift Pumping Station HVAC Equipment |  |  |  | FN | http://www.toronto.ca/TWONTO#blower_or_fan_with_drive | Mechanical Equipment
30617 | FCL-ACC-FN-0415 | Fan, Wall Propeller, High Lift Electrical Shop | FCL-ACC-P-HL | High Lift Pumping Station HVAC Equipment |  |  |  | FN | http://www.toronto.ca/TWONTO#blower_or_fan_with_drive | Mechanical Equipment
78892 | TAB-SLO-FN | Fans, Odour Control Building | TAB-SLO-LOADING | Sludge Loading - Bio-Solids | Fan |  |  |  |  | Obsolete Entity
10789 | FCL COMMUNICATIONS | FCL Communications | FCL-SPC1 | Process Control Systems - Administrative | [5 empty] | Process
10790 | FCL OIT | FCL OIT | FCL-SPC1 | Process Control Systems - Administrative | [5 empty] | Process
30419 | FCL PLC | FCL PLC | FCL-SPC1 | Process Control Systems - Administrative | [5 empty] | Process
30420 | FCL SCADA CLIENTS | FCL SCADA Clients | FCL-SPC1 | Process Control Systems - Administrative | [5 empty] | Process
30421 | FCL SCADA SERVERS | FCL SCADA Servers | FCL-SPC1 | Process Control Systems - Administrative | [5 empty] | Process
30422 | FCL SCADA SUPPORT | FCL SCADA Support | FCL-SPC1 | Process Control Systems - Administrative | [5 empty] | Process
11566 | FCL-AFTER SO2 | FCL-AFTER SO2 Sampling | FCL-SAMP | Sampling Systems | [5 empty] | Sub-Process
31488 | FCL-CBM | FCL-CBM | FCL | R L Clark Water Treatment Plant | [5 empty] | Work Area
33982 | FCL-ROUTINE | FCL-Routine | [7 empty] | Sub-Process
116922 | TAB-PRS-V-FECL2 | Ferrous Chloride Filters & Valves - Chemical Unloading Station | TAB-PRS2 | Phosphorus Removal System | [5 empty] | Equipment Location
116467 | TAB-PRS-P-FECL2 | Ferrous Chloride Pumps | TAB-PRS2 | Phosphorus Removal System | [5 empty] | Equipment Location
116617 | TAB-PRS-T-FECL2 | Ferrous Chloride Tanks & Valves | TAB-PRS2 | Phosphorus Removal System | [5 empty] | Equipment Location
16063 | FHA COMMUNICATIONS | FHA Communications | FHA-SPC1 | Process Control Systems - Administrative | [5 empty] | Process
16068 | FHA OIT | FHA OIT | FHA-SPC1 | Process Control Systems - Administrative | [5 empty] | Process
9110 | COL-RBG-UPS-0001 | UPS | COL-RBG | Glendale Shaft (WBT)-storm | Uninterruptible Power Supply |  |  | UPS | http://www.toronto.ca/TWONTO#UPS | Electrical Equipment
28538 | COL-RBG-UPS-0001 | UPS | COL-RBG-MISC | Miscellaneous Equipment | Uninterruptible Power Supply |  |  | UPS | http://www.toronto.ca/TWONTO#UPS | Electrical Equipment
18717 | FHA-PLANT | FHA Plant | FHA-SPC1 | Process Control Systems - Administrative | [5 empty] | Work Area
37244 | FHA-PLANT | FHA Plant | FHA | R C Harris Water Treatment Plant | [5 empty] | Work Area
16661 | FHA-CBM | FHA-CBM | [7 empty] | Work Area
9119 | COL-SKW-CB-0001 | Circuit Breaker, Main | COL-SKW-MISC | Miscellaneous Equipment | Circuit Breaker |  |  | CB | http://www.toronto.ca/TWONTO#breaker | Electrical Equipment
28546 | COL-SKW-CB-0001 | Circuit Breaker, Main | COL-SKW | Kew Beach Detention Tank (Kenilworth)-storm | Circuit Breaker |  |  | CB | http://www.toronto.ca/TWONTO#breaker | Electrical Equipment
9120 | COL-SKW-CB-0002 | Circuit Breaker, Tank Pump | COL-SKW | Kew Beach Detention Tank (Kenilworth)-storm | Circuit Breaker |  |  | CB | http://www.toronto.ca/TWONTO#breaker | Electrical Equipment
28547 | COL-SKW-CB-0002 | Circuit Breaker, Tank Pump | COL-SKW-MISC | Miscellaneous Equipment | Circuit Breaker |  |  | CB | http://www.toronto.ca/TWONTO#breaker | Electrical Equipment
9121 | COL-SKW-CB-0003 | Circuit Breaker, Gate | COL-SKW | Kew Beach Detention Tank (Kenilworth)-storm | Circuit Breaker |  |  | CB | http://www.toronto.ca/TWONTO#breaker | Electrical Equipment
9122 | COL-SKW-CB-0003 | Circuit Breaker, Gate | COL-SKW-MISC | Miscellaneous Equipment | Circuit Breaker |  |  | CB | http://www.toronto.ca/TWONTO#breaker | Electrical Equipment
9123 | COL-SKW-CB-0004 | Circuit Breaker, Lighting Panel | COL-SKW | Kew Beach Detention Tank (Kenilworth)-storm | Circuit Breaker |  |  | CB | http://www.toronto.ca/TWONTO#LV_electrical_panel | Electrical Equipment
9124 | COL-SKW-CB-0004 | Circuit Breaker, Lighting Panel | COL-SKW-MISC | Miscellaneous Equipment | Circuit Breaker |  |  | CB | http://www.toronto.ca/TWONTO#LV_electrical_panel | Electrical Equipment
28548 | COL-SKW-CH-0001 | Chamber, Water Chamber | COL-SKW | Kew Beach Detention Tank (Kenilworth)-storm | Chamber |  |  | CH | http://www.toronto.ca/TWONTO#equipment_or_access_chamber | Mechanical Equipment
28549 | COL-SKW-CH-0001 | Chamber, Water Chamber | COL-SKW-MISC | Miscellaneous Equipment | Chamber |  |  | CH | http://www.toronto.ca/TWONTO#equipment_or_access_chamber | Mechanical Equipment
9125 | COL-SKW-CH-0002 | Chamber, Valve | COL-SKW | Kew Beach Detention Tank (Kenilworth)-storm | Chamber |  |  | CH | http://www.toronto.ca/TWONTO#equipment_or_access_chamber | Mechanical Equipment
9126 | COL-SKW-CH-0002 | Chamber, Valve | COL-SKW-MISC | Miscellaneous Equipment | Chamber |  |  | CH | http://www.toronto.ca/TWONTO#equipment_or_access_chamber | Mechanical Equipment
28550 | COL-SKW-CH-0003 | Chamber, Water | COL-SKW | Kew Beach Detention Tank (Kenilworth)-storm | Chamber |  |  | CH | http://www.toronto.ca/TWONTO#equipment_or_access_chamber | Mechanical Equipment
28551 | COL-SKW-CH-0003 | Chamber, Water | COL-SKW-MISC | Miscellaneous Equipment | Chamber |  |  | CH | http://www.toronto.ca/TWONTO#equipment_or_access_chamber | Mechanical Equipment
28552 | COL-SKW-CH-0004 | Manhole, Sanitary Intercepting Server Monitoring | COL-SKW | Kew Beach Detention Tank (Kenilworth)-storm | Chamber |  |  | CH | http://www.toronto.ca/TWONTO#equipment_or_access_chamber | Mechanical Equipment
28553 | COL-SKW-CH-0004 | Manhole, Sanitary Intercepting Server Monitoring | COL-SKW-MISC | Miscellaneous Equipment | Chamber |  |  | CH | http://www.toronto.ca/TWONTO#equipment_or_access_chamber | Mechanical Equipment
9127 | COL-SKW-CH-0005 | Manhole, Tank Discharge to Asbridge Treametn Plant | COL-SKW-MISC | Miscellaneous Equipment | Chamber |  |  | CH | http://www.toronto.ca/TWONTO#equipment_or_access_chamber | Mechanical Equipment
28554 | COL-SKW-CH-0005 | Manhole, Tank Discharge to Asbridge Treametn Plant | COL-SKW | Kew Beach Detention Tank (Kenilworth)-storm | Chamber |  |  | CH | http://www.toronto.ca/TWONTO#equipment_or_access_chamber | Mechanical Equipment
18740 | FHA-RTE | FHA-Routine | FHA | R C Harris Water Treatment Plant | [5 empty] | Work Area
38989 | FHO COMMUNICATIONS | FHO Communications | FHO-SPC1 | Process Control Systems - Administrative | [5 empty] | Process
20943 | FHO OIT | FHO OIT | FHO-SPC1 | Process Control Systems - Administrative | [5 empty] | Process
23019 | FHO-DOZ-CONT | FHO OZONE CONTACT | FHO-DOZ | Ozonation System | [5 empty] | Sub-Process
9129 | COL-SKW-FEQ-0001S | Fire Prevention, Extinguisher | COL-SKW | Kew Beach Detention Tank (Kenilworth)-storm | Fire Prevention,Extinguisher |  | 46860 | FEQ | x | Obsolete Entity
9130 | COL-SKW-FEQ-0001S | Fire Prevention, Extinguisher | COL-SKW-MISC | Miscellaneous Equipment | Fire Prevention,Extinguisher |  | 46860 | FEQ | x | Obsolete Entity
9131 | COL-SKW-FEQ-0001S | Fire Prevention, Extinguisher | COL-W-OBSOLETE | Col West Obsolete Entities | Fire Prevention,Extinguisher |  | 46860 | FEQ | x | Obsolete Entity
40687 | FHO-DOZ-GEN | FHO OZONE GENERATION SYSTEM | FHO-DOZ | Ozonation System | [5 empty] | Sub-Process
39003 | FHO PLC | FHO PLC | FHO-SPC1 | Process Control Systems - Administrative | [5 empty] | Process
39005 | FHO SCADA CLIENTS | FHO SCADA Clients | FHO-SPC1 | Process Control Systems - Administrative | [5 empty] | Process
39006 | FHO SCADA SERVERS | FHO SCADA Servers | FHO-SPC1 | Process Control Systems - Administrative | [5 empty] | Process
39007 | FHO SCADA SUPPORT | FHO SCADA Support | FHO-SPC1 | Process Control Systems - Administrative | [5 empty] | Process
40021 | FHO-CBM | FHO-Condition Based Monitoiring | FHO | F.J. Horgan Water Treatment Plant | [5 empty] | Work Area
40022 | FHO-CBM-ROUTE-2 | FHO-Condition Based Monitoiring Route 2- HVAC System | FHO | F.J. Horgan Water Treatment Plant |  |  |  | ROUTE | route | Work Area
26125 | FHO-RTE | FHO-Routine | FHO | F.J. Horgan Water Treatment Plant | [5 empty] | Work Area
25118 | FHO-FLT-T-0101-KQ | Filter 1 | FHO-FLT | Filtration |  |  |  | T |  | Equipment Location
45026 | FHO-FLT-T-0201-KQ | Filter 2 | FHO-FLT | Filtration |  |  |  | T |  | Equipment Location
25119 | FHO-FLT-T-0301-KQ | Filter 3 | FHO-FLT | Filtration |  |  |  | T |  | Equipment Location
45029 | FHO-FLT-T-0401-KQ | Filter 4 | FHO-FLT | Filtration |  |  |  | T |  | Equipment Location
25121 | FHO-FLT-T-0501-KQ | Filter 5 | FHO-FLT | Filtration |  |  |  | T |  | Equipment Location
25122 | FHO-FLT-T-0601-KQ | Filter 6 | FHO-FLT | Filtration |  |  |  | T |  | Equipment Location
25124 | FHO-FLT-T-0701-KQ | Filter 7 | FHO-FLT | Filtration |  |  |  | T |  | Equipment Location
25125 | FHO-FLT-T-0801-KQ | Filter 8 | FHO-FLT | Filtration |  |  |  | T |  | Equipment Location
10916 | FCL-ACC-FLT | Filter Building HVAC Equipment | FCL-ACC | Climate Control (HVAC) | [5 empty] | Equipment Location
33533 | FCL-FLT-SAMP | Filter Composite Sampling | FCL-SAMP | Sampling Systems | [5 empty] | Sub-Process
32702 | FIS-FLT PIPE GALLERY | FILTER PIPE GALLERY | FIS-GRK | FIS Buildings & Grounds | [5 empty] | Building Service
38744 | FHA-WWW-RIPENING | Filter Ripening Flow | FHA-WWW | Residue Management / Waste Water System | [5 empty] | Sub-Process
5824 | COL-PMY-F-0001 | Filter, Activated Carbon | COL-PMY | Maryport Sewage Pumping Station | Fan |  |  | F | http://www.toronto.ca/TWONTO#air_filter_unit | Mechanical Equipment
5825 | COL-PMY-F-0001 | Filter, Activated Carbon | COL-PMY-MISC | Miscellaneous Equipment | Fan |  |  | F | http://www.toronto.ca/TWONTO#air_filter_unit | Mechanical Equipment
30546 | FCL-ACC-F-0407 | Filter, AHU-0401 Air Intake, High Lift Heating & Ventilation Room | FCL-ACC-AHU-0401 | Air Handling Unit, High Lift PS Control Room,Electrical Shop,Basement Office Air Supply,Control Room |  |  |  | F | http://www.toronto.ca/TWONTO#replaceable_air_filter | Mechanical Equipment
10892 | FCL-ACC-F-0701A | Filter, AHU-0701, Gaseous Building Roof | FCL-ACC-AHU-0701 | Air Handling Unit,Gaseous Chlorine Building, Roof S/W |  |  |  | F | http://www.toronto.ca/TWONTO#replaceable_air_filter | Mechanical Equipment
9128 | COL-SKW-F-0001 | Filter, Air | COL-SKW-MISC | Miscellaneous Equipment | Filter |  |  | F | http://www.toronto.ca/TWONTO#replaceable_air_filter | Mechanical Equipment
28557 | COL-SKW-F-0001 | Filter, Air | COL-SKW | Kew Beach Detention Tank (Kenilworth)-storm | Filter |  |  | F | http://www.toronto.ca/TWONTO#replaceable_air_filter | Mechanical Equipment
9187 | COL-SMC-F-0001 | Filter, Air | COL-SMC-MISC | Miscellaneous Equipment | Filter |  |  | F | http://www.toronto.ca/TWONTO#replaceable_air_filter | Mechanical Equipment
28671 | COL-SKW-P-0001 | Pump, Submersible | COL-SKW | Kew Beach Detention Tank (Kenilworth)-storm | Pump |  | 34124 | P | x | Mechanical Equipment
28672 | COL-SKW-P-0001 | Pump, Submersible | COL-SKW-MISC | Miscellaneous Equipment | Pump |  | 34124 | P | x | Mechanical Equipment
28701 | COL-SMC-F-0001 | Filter, Air | COL-SMC | Maclean Detention Tank-storm | Filter |  |  | F | http://www.toronto.ca/TWONTO#replaceable_air_filter | Mechanical Equipment
10882 | FCL-ACC-F-0204 | Filter, Air to Flocculation/Sedimentation Tunnel Dehumidification System, Dry Chemical BuildingBsmnt. W | FCL-ACC-P-LL | Low Lift Pumping Station HVAC Equipment |  |  |  | F | http://www.toronto.ca/TWONTO#replaceable_air_filter | Mechanical Equipment
10890 | FCL-ACC-F-0501 | Filter, Air, East Dehumidification D-0501, Filter Building, Filter Gallery Walkway | FCL-ACC-D-0501 | Dehumidifier, Filter Building East Dehumidication System, Filter Pipe Gallery East |  |  |  | F | http://www.toronto.ca/TWONTO#replaceable_air_filter | Mechanical Equipment
30551 | FCL-ACC-F-0801 | Filter, Air, Surge Building Dehumidification System D-0801, Surge Building N/W | FCL-ACC-D-0801 | Dehumidifier, Surge Building N/W |  |  |  | F | http://www.toronto.ca/TWONTO#replaceable_air_filter | Mechanical Equipment
30547 | FCL-ACC-F-0601 | Filter, Air, West Dehumidification D-0601, Filter Building, Pipe Gallery Walkway South | FCL-ACC-D-0601 | Dehumidifier, Filter Building West Dehumidication System, Filter Pipe Gallery West |  |  |  | F | http://www.toronto.ca/TWONTO#replaceable_air_filter | Mechanical Equipment
9152 | COL-SKW-UPS-0001 | UPS, RPU | COL-SKW | Kew Beach Detention Tank (Kenilworth)-storm | Uninterruptible Power Supply |  |  | UPS | http://www.toronto.ca/TWONTO#UPS | Electrical Equipment
9153 | COL-SKW-UPS-0001 | UPS, RPU | COL-SKW-MISC | Miscellaneous Equipment | Uninterruptible Power Supply |  |  | UPS | http://www.toronto.ca/TWONTO#UPS | Electrical Equipment
10883 | FCL-ACC-F-0206 | Filter, Alum & PAC Storage Ventilation, Dry Chemical Building Basement E | FCL-ACC-P-LL | Low Lift Pumping Station HVAC Equipment |  |  |  | F | http://www.toronto.ca/TWONTO#replaceable_air_filter | Mechanical Equipment
20601 | COL-PSM-F-0001 | Filter, Carbon | COL-PSM | Simcoe St Sewage Pumping Station | Filter |  |  | F | http://www.toronto.ca/TWONTO#air_filter_unit | Mechanical Equipment
9175 | COL-SMC-ALR-0101 | Control Panel, Operator | COL-SMC | Maclean Detention Tank-storm | Control Panel |  |  | ALR | http://www.toronto.ca/TWONTO#annunciator_panel | Electrical Equipment
28687 | COL-SMC-ALR-0101 | Control Panel, Operator | COL-SMC-MISC | Miscellaneous Equipment | Control Panel |  |  | ALR | http://www.toronto.ca/TWONTO#annunciator_panel | Electrical Equipment
9176 | COL-SMC-ALR-0201 | Control Panel, Operator | COL-SMC | Maclean Detention Tank-storm | Control Panel |  |  | ALR | http://www.toronto.ca/TWONTO#annunciator_panel | Electrical Equipment
9177 | COL-SMC-ALR-0201 | Control Panel, Operator | COL-SMC-MISC | Miscellaneous Equipment | Control Panel |  |  | ALR | http://www.toronto.ca/TWONTO#annunciator_panel | Electrical Equipment
9184 | COL-SMC-CH-0001 | Manhole, #2 | COL-SMC | Maclean Detention Tank-storm | Chamber |  |  | CH | http://www.toronto.ca/TWONTO#equipment_or_access_chamber | Mechanical Equipment
28690 | COL-SMC-CH-0001 | Manhole, #2 | COL-SMC-MISC | Miscellaneous Equipment | Chamber |  |  | CH | http://www.toronto.ca/TWONTO#equipment_or_access_chamber | Mechanical Equipment
28691 | COL-SMC-CH-0002 | Manhole, #1 | COL-SMC | Maclean Detention Tank-storm | Chamber |  |  | CH | http://www.toronto.ca/TWONTO#equipment_or_access_chamber | Mechanical Equipment
28692 | COL-SMC-CH-0002 | Manhole, #1 | COL-SMC-MISC | Miscellaneous Equipment | Chamber |  |  | CH | http://www.toronto.ca/TWONTO#equipment_or_access_chamber | Mechanical Equipment
20602 | COL-PSM-F-0001 | Filter, Carbon | COL-PSM-MISC | Miscellaneous Equipment | Filter |  |  | F | http://www.toronto.ca/TWONTO#air_filter_unit | Mechanical Equipment
5826 | COL-PMY-F-0002 | Filter, Compressed Air | COL-PMY-MISC | Miscellaneous Equipment | Filter |  |  | F | http://www.toronto.ca/TWONTO#discrete_unit_of_treatment_filter | Mechanical Equipment
17008 | COL-PMY-F-0002 | Filter, Compressed Air | COL-PMY | Maryport Sewage Pumping Station | Filter |  |  | F | http://www.toronto.ca/TWONTO#discrete_unit_of_treatment_filter | Mechanical Equipment
30539 | FCL-ACC-F-0201 | Filter, Dehumidifier D-0201 Air Inlet, Low Lift Pump Room Basement | FCL-ACC-D-0201 | Dehumidifier, Low Lift PS Dehumidification System, Dry Chemical Building Storage |  |  |  | F | http://www.toronto.ca/TWONTO#replaceable_air_filter | Mechanical Equipment
30540 | FCL-ACC-F-0202 | Filter, Dehumidifier D-0201 Reactive Air Inlet, Low Lift Pump Room Basement | FCL-ACC-D-0201 | Dehumidifier, Low Lift PS Dehumidification System, Dry Chemical Building Storage |  |  |  | F | http://www.toronto.ca/TWONTO#replaceable_air_filter | Mechanical Equipment
30543 | FCL-ACC-F-0207 | Filter, Dry Chemical Building Ventilation, FN-0208, Alum Storage Tanks, Basement | FCL-ACC-FN-0208 | Fan, Vane, Axial, Dry Chemical Building Ventilation System, Dry Chemical Storage Area East |  |  |  | F | http://www.toronto.ca/TWONTO#replaceable_air_filter | Mechanical Equipment
30549 | FCL-ACC-F-0701 | Filter, Fan F-0701 Air Intake, Gaseous Chemical Building, Cl&SO2 Machine Room/Storage Room Ventilation | FCL-ACC-FN-0701 | Fan, Vane, Axial, Supply, Cl&SO2 Machine Room/Storage Room Ventilation System, Gaseous Chemical Bldg |  |  |  | F | http://www.toronto.ca/TWONTO#replaceable_air_filter | Mechanical Equipment
30550 | FCL-ACC-F-0702 | Filter, Fan F-0702 Air Intake, Gaseous Chemical Building, Caustic Soda/Fluoride Room Ventilation | FCL-ACC-FN-0702 | Fan, Supply, Caustic Soda & Fluoride Room Ventilation, Gaseous Chemical Building |  |  |  | F | http://www.toronto.ca/TWONTO#replaceable_air_filter | Mechanical Equipment
30541 | FCL-ACC-F-0203 | Filter, Fan FN-0201 Air Inlet, Dry Chemical Building | FCL-ACC-FN-0201 | Fan, Vane, Axial, Lunch Room/Locker Room/Washroom/Lobby Ventilation System, Dry Chemical Building |  |  |  | F | http://www.toronto.ca/TWONTO#replaceable_air_filter | Mechanical Equipment
10886 | FCL-ACC-F-0401 | Filter, FN-0401 Inlet, N/E Recirculation System, High Lift Pump Room N/E | FCL-ACC-FN-0401 | Fan, Tube, Axial, N/E Recirculation System, Beside High Lift Pump floor, HVAC Room |  |  |  | F | http://www.toronto.ca/TWONTO#replaceable_air_filter | Mechanical Equipment
30544 | FCL-ACC-F-0402 | Filter, FN-0402 Inlet, S/E Recirculation System, High Lift Pump Room S/E | FCL-ACC-FN-0402 | Fan, Tube, Axial, S/E Recirculation System, High Lift PS Room S/E, HVAC Room |  |  |  | F | http://www.toronto.ca/TWONTO#replaceable_air_filter | Mechanical Equipment
10887 | FCL-ACC-F-0403 | Filter, FN-0403 Inlet, N/W Recirculation System, High Lift Pump Room N/W | FCL-ACC-FN-0403 | Fan, Tube, Axial, N/E Recirculation System, Beside High Lift Pump floor, HVAC Room |  |  |  | F | http://www.toronto.ca/TWONTO#replaceable_air_filter | Mechanical Equipment
9190 | COL-SMC-FEQ-0001S | Fire Prevention, Extinguisher | COL-SMC | Maclean Detention Tank-storm | Fire Prevention,Extinguisher |  | 46864 | FEQ | x | Obsolete Entity
28702 | COL-SMC-FEQ-0001S | Fire Prevention, Extinguisher | COL-SMC-MISC | Miscellaneous Equipment | Fire Prevention,Extinguisher |  | 46864 | FEQ | x | Obsolete Entity
28703 | COL-SMC-FEQ-0001S | Fire Prevention, Extinguisher | COL-W-OBSOLETE | Col West Obsolete Entities | Fire Prevention,Extinguisher |  | 46864 | FEQ | x | Obsolete Entity
10888 | FCL-ACC-F-0404 | Filter, FN-0404 Inlet, S/W Recirculation System, High Lift Pump Room S/W | FCL-ACC-FN-0404 | Fan, Tube, Axial, N/W Recirculation System, Beside High Lift Pump floor, HVAC Room |  |  |  | F | http://www.toronto.ca/TWONTO#replaceable_air_filter | Mechanical Equipment
30545 | FCL-ACC-F-0405 | Filter, FN-0405 Inlet, High Lift Pumping Station Ventilation, High Lift Electrical Shop | FCL-ACC-FN-0405 | Fan, Supply Air, High Lift Electrical Shop, Inside Duct Work |  |  |  | F | http://www.toronto.ca/TWONTO#replaceable_air_filter | Mechanical Equipment
10889 | FCL-ACC-F-0406 | Filter, FN-0406 Inlet, High Lift Switchgear Room Ventilation, Electrical Equipment Room | FCL-ACC-FN-0406 | Fan, Exhaust, High Lift PS Roof S/W |  |  |  | F | http://www.toronto.ca/TWONTO#replaceable_air_filter | Mechanical Equipment
13194 | FCL-FLT-F-0102 | Filter, Inlet Side of PDIT-0101, Filter F-0101, Filtration Pipe Gallery | FCL-FLT-PDIT-0101 | Transmitter, Pressure (Differential), Loss of Head for Filter 0101, Filter No.0101 |  |  |  | F | http://www.toronto.ca/TWONTO#replaceable_air_filter | Mechanical Equipment
33415 | FCL-FLT-F-0202 | Filter, Inlet Side of PDIT-0201, Filter F-0201, Filtration Pipe Gallery | FCL-FLT-PDIT-0201 | Transmitter, Pressure (Differential), Loss of Head for Filter 0201, , Filter No.0201 |  |  |  | F | http://www.toronto.ca/TWONTO#replaceable_air_filter | Mechanical Equipment
33416 | FCL-FLT-F-0302 | Filter, Inlet Side of PDIT-0301, Filter F-0301, Filtration Pipe Gallery | FCL-FLT-PDIT-0301 | Transmitter, Pressure (Differential), Loss of Head for Filter 0301, Filter No.0301 |  |  |  | F | http://www.toronto.ca/TWONTO#replaceable_air_filter | Mechanical Equipment
33418 | FCL-FLT-F-0402 | Filter, Inlet Side of PDIT-0401, Filter F-0401, Filtration Pipe Gallery | FCL-FLT-PDIT-0401 | Transmitter, Pressure (Differential), Loss of Head for Filter 0401, , Filter No.0401 |  |  |  | F | http://www.toronto.ca/TWONTO#replaceable_air_filter | Mechanical Equipment
33419 | FCL-FLT-F-0502 | Filter, Inlet Side of PDIT-0501, Filter F-0501, Filtration Pipe Gallery | FCL-FLT-PDIT-0501 | Transmitter, Pressure (Differential), Loss of Head for Filter 0501, Filter No.0501 |  |  |  | F | http://www.toronto.ca/TWONTO#replaceable_air_filter | Mechanical Equipment
33421 | FCL-FLT-F-0602 | Filter, Inlet Side of PDIT-0601, Filter F-0601, Filtration Pipe Gallery | FCL-FLT-PDIT-0601 | Transmitter, Pressure (Differential), Loss of Head for Filter 0601, , Filter No.0601 |  |  |  | F | http://www.toronto.ca/TWONTO#replaceable_air_filter | Mechanical Equipment
13198 | FCL-FLT-F-0702 | Filter, Inlet Side of PDIT-0701, Filter F-0701, Filtration Pipe Gallery | FCL-FLT-PDIT-0701 | Transmitter, Pressure (Differential), Loss of Head for Filter 0701, Filter No.0701 |  |  |  | F | http://www.toronto.ca/TWONTO#replaceable_air_filter | Mechanical Equipment
13199 | FCL-FLT-F-0802 | Filter, Inlet Side of PDIT-0801, Filter F-0801, Filtration Pipe Gallery | FCL-FLT-PDIT-0801 | Transmitter, Pressure (Differential), Loss of Head for Filter 0801, , Filter No.0801 |  |  |  | F | http://www.toronto.ca/TWONTO#replaceable_air_filter | Mechanical Equipment
13201 | FCL-FLT-F-0902 | Filter, Inlet Side of PDIT-0901, Filter F-0901, Filtration Pipe Gallery | FCL-FLT-PDIT-0901 | Transmitter, Pressure (Differential), Loss of Head for Filter 0901, Filter No.0901 |  |  |  | F | http://www.toronto.ca/TWONTO#replaceable_air_filter | Mechanical Equipment
33424 | FCL-FLT-F-1002 | Filter, Inlet Side of PDIT-1001, Filter F-1001, Filtration Pipe Gallery | FCL-FLT-PDIT-1001 | Transmitter, Pressure (Differential), Loss of Head for Filter 1001, , Filter No.1001 |  |  |  | F | http://www.toronto.ca/TWONTO#replaceable_air_filter | Mechanical Equipment
33425 | FCL-FLT-F-1102 | Filter, Inlet Side of PDIT-1101, Filter F-1101, Filtration Pipe Gallery | FCL-FLT-PDIT-1101 | Transmitter, Pressure (Differential), Loss of Head for Filter 1101, Filter No.1101 |  |  |  | F | http://www.toronto.ca/TWONTO#replaceable_air_filter | Mechanical Equipment
13204 | FCL-FLT-F-1202 | Filter, Inlet Side of PDIT-1201, Filter F-1201, Filtration Pipe Gallery | FCL-FLT-PDIT-1201 | Transmitter, Pressure (Differential), Loss of Head for Filter 1201, , Filter No.1201 |  |  |  | F | http://www.toronto.ca/TWONTO#replaceable_air_filter | Mechanical Equipment
33428 | FCL-FLT-F-1302 | Filter, Inlet Side of PDIT-1301, Filter F-1301, Filtration Pipe Gallery | FCL-FLT-PDIT-1301 | Transmitter, Pressure (Differential), Loss of Head for Filter 1301, Filter No.1301 |  |  |  | F | http://www.toronto.ca/TWONTO#replaceable_air_filter | Mechanical Equipment
13205 | FCL-FLT-F-1402 | Filter, Inlet Side of PDIT-1401, Filter F-1401, Filtration Pipe Gallery | FCL-FLT-PDIT-1401 | Transmitter, Pressure (Differential), Loss of Head for Filter 1401, , Filter No.1401 |  |  |  | F | http://www.toronto.ca/TWONTO#replaceable_air_filter | Mechanical Equipment
13206 | FCL-FLT-F-1502 | Filter, Inlet Side of PDIT-1501, Filter F-1501, Filtration Pipe Gallery | FCL-FLT-PDIT-1501 | Transmitter, Pressure (Differential), Loss of Head for Filter 1501, Filter No.1501 |  |  |  | F | http://www.toronto.ca/TWONTO#replaceable_air_filter | Mechanical Equipment
33431 | FCL-FLT-F-1602 | Filter, Inlet Side of PDIT-1601, Filter F-1601, Filtration Pipe Gallery | FCL-FLT-PDIT-1601 | Transmitter, Pressure (Differential), Loss of Head for Filter 1601, , Filter No.1601 |  |  |  | F | http://www.toronto.ca/TWONTO#replaceable_air_filter | Mechanical Equipment
33433 | FCL-FLT-F-1702 | Filter, Inlet Side of PDIT-1701, Filter F-1701, Filtration Pipe Gallery | FCL-FLT-PDIT-1701 | Transmitter, Pressure (Differential), Loss of Head for Filter 1701, Filter No.1701 |  |  |  | F | http://www.toronto.ca/TWONTO#replaceable_air_filter | Mechanical Equipment
13208 | FCL-FLT-F-1802 | Filter, Inlet Side of PDIT-1801, Filter F-1801, Filtration Pipe Gallery | FCL-FLT-PDIT-1801 | Transmitter, Pressure (Differential), Loss of Head for Filter 1801, , Filter No.1801 |  |  |  | F | http://www.toronto.ca/TWONTO#replaceable_air_filter | Mechanical Equipment
10880 | FCL-ACC-F-0103 | Filter, Inlet, , FN-0105, Pump Room East Recirculation System, Low Lift Pump Room | FCL-ACC-FN-0105 | Fan, Heater HTR-0103 Supply, Low Lift Pump Room Recirculation System East |  |  |  | F | http://www.toronto.ca/TWONTO#replaceable_air_filter | Mechanical Equipment
10881 | FCL-ACC-F-0104 | Filter, Inlet, , FN-0106, Pump Room East Recirculation System, Low Lift Pump Room | FCL-ACC-FN-0106 | Fan, Heater HTR-0104 Supply, Low Lift Pump Room Recirculation System West |  |  |  | F | http://www.toronto.ca/TWONTO#replaceable_air_filter | Mechanical Equipment
10879 | FCL-ACC-F-0101 | Filter, Inlet, AHU-0101, Low Lift PS Screen Room E | FCL-ACC-AHU-0101 | Air Handling Unit, Low Lift Screen Room Ventilation System, Low lift Screen Room |  |  |  | F | http://www.toronto.ca/TWONTO#replaceable_air_filter | Mechanical Equipment
30538 | FCL-ACC-F-0102 | Filter, Inlet, AHU-0102, Low Lift PS Electrical Room S | FCL-ACC-AHU-0101 | Air Handling Unit, Low Lift Screen Room Ventilation System, Low lift Screen Room |  |  |  | F | http://www.toronto.ca/TWONTO#replaceable_air_filter | Mechanical Equipment
10884 | FCL-ACC-F-0301 | Filter, Inlet, AHU-0303, Admin Building | FCL-ACC-AHU-0303 | Air Handling Unit, Roof Top, Admin Building Top of N/E Stairwell |  |  |  | F | http://www.toronto.ca/TWONTO#replaceable_air_filter | Mechanical Equipment
30552 | FCL-ACC-F-0902A | Filter, Intake Air, RMF Clarification Building, Dehumidification System D-0602, RMF Building Hallway | FCL-ACC-D-0602 | Dehumidifier, Residue Management Facility Clarification Facility/North side ,east tunnel wall |  |  |  | F | http://www.toronto.ca/TWONTO#replaceable_air_filter | Mechanical Equipment
10895 | FCL-ACC-F-0903A | Filter, Intake Air, RMF Clarification Building, Dehumidification System D-0603, RMF Building Hallway | FCL-ACC-D-0603 | Dehumidifier, Residue Management Facility Clarification Facility South Clarifier, East wall |  |  |  | F | http://www.toronto.ca/TWONTO#replaceable_air_filter | Mechanical Equipment
30553 | FCL-ACC-F-0904A | Filter, Intake Air, RMF Clarification Building, Dehumidification System D-0604, RMF Building Hallway | FCL-ACC-D-0604 | Dehumidifier, Residue Management Facility Clarification Facility/North |  |  |  | F | http://www.toronto.ca/TWONTO#replaceable_air_filter | Mechanical Equipment
30555 | FCL-ACC-F-0905A | Filter, Intake Air, RMF Clarification Building, Dehumidification System D-0605, RMF Building Hallway | FCL-ACC-D-0605 | Dehumidifier, Residue Management Facility Clarification Facility/South |  |  |  | F | http://www.toronto.ca/TWONTO#replaceable_air_filter | Mechanical Equipment
10885 | FCL-ACC-F-0302 | Filter, Outlet, AHU-0303, Admin Building | FCL-ACC-AHU-0303 | Air Handling Unit, Roof Top, Admin Building Top of N/E Stairwell |  |  |  | F | http://www.toronto.ca/TWONTO#replaceable_air_filter | Mechanical Equipment
30542 | FCL-ACC-F-0205 | Filter, Reactivation Air to Flocc./Sedim. Tunnel Dehumidification System, Dry Chemical BuildingBsmnt. W | FCL-ACC-P-LL | Low Lift Pumping Station HVAC Equipment |  |  |  | F | http://www.toronto.ca/TWONTO#replaceable_air_filter | Mechanical Equipment
10891 | FCL-ACC-F-0502 | Filter, Reactivation Air, East Dehumidification D-0501, Filter Building, Filter Gallery Walkway | FCL-ACC-D-0501 | Dehumidifier, Filter Building East Dehumidication System, Filter Pipe Gallery East |  |  |  | F | http://www.toronto.ca/TWONTO#replaceable_air_filter | Mechanical Equipment
9249 | COL-SMC-P-0001 | Pump, Submersible | COL-SMC | Maclean Detention Tank-storm | Pump |  | 34130 | P | x | Mechanical Equipment
9250 | COL-SMC-P-0001 | Pump, Submersible | COL-SMC-MISC | Miscellaneous Equipment | Pump |  | 34130 | P | x | Mechanical Equipment
28790 | COL-SMC-P-0002 | Pump, Submersible | COL-SMC | Maclean Detention Tank-storm | Pump |  | 34129 | P | x | Mechanical Equipment
28791 | COL-SMC-P-0002 | Pump, Submersible | COL-SMC-MISC | Miscellaneous Equipment | Pump |  | 34129 | P | x | Mechanical Equipment
10893 | FCL-ACC-F-0802 | Filter, Reactivation Air, Surge Building Dehumidification System D-0801, Surge Building N/W | FCL-ACC-D-0801 | Dehumidifier, Surge Building N/W |  |  |  | F | http://www.toronto.ca/TWONTO#replaceable_air_filter | Mechanical Equipment
30548 | FCL-ACC-F-0602 | Filter, Reactivation Air, West Dehumidification D-0601, Filter Building, Pipe Gallery Walkway South | FCL-ACC-D-0601 | Dehumidifier, Filter Building West Dehumidication System, Filter Pipe Gallery West |  |  |  | F | http://www.toronto.ca/TWONTO#replaceable_air_filter | Mechanical Equipment
10894 | FCL-ACC-F-0902B | Filter, Reactive. Air, RMF Clarification Building, Dehumidification System D-0602, RMF Building Hallway | FCL-ACC-D-0602 | Dehumidifier, Residue Management Facility Clarification Facility/North side ,east tunnel wall |  |  |  | F | http://www.toronto.ca/TWONTO#replaceable_air_filter | Mechanical Equipment
10896 | FCL-ACC-F-0903B | Filter, Reactive. Air, RMF Clarification Building, Dehumidification System D-0603, RMF Building Hallway | FCL-ACC-D-0603 | Dehumidifier, Residue Management Facility Clarification Facility South Clarifier, East wall |  |  |  | F | http://www.toronto.ca/TWONTO#replaceable_air_filter | Mechanical Equipment
30554 | FCL-ACC-F-0904B | Filter, Reactive. Air, RMF Clarification Building, Dehumidification System D-0604, RMF Building Hallway | FCL-ACC-D-0604 | Dehumidifier, Residue Management Facility Clarification Facility/North |  |  |  | F | http://www.toronto.ca/TWONTO#replaceable_air_filter | Mechanical Equipment
10897 | FCL-ACC-F-0905B | Filter, Reactive. Air, RMF Clarification Building, Dehumidification System D-0605, RMF Building Hallway | FCL-ACC-D-0605 | Dehumidifier, Residue Management Facility Clarification Facility/South |  |  |  | F | http://www.toronto.ca/TWONTO#replaceable_air_filter | Mechanical Equipment
100291 | THR-FPW | Filtered Plant Water | THR WORK AREA 3 | Plant Services | [5 empty] | Process
135590 | THR-FPW | Filtered Plant Water | THR WORK AREA 4 | Liquid Handling 2 | [5 empty] | Process
100304 | THR-FPW-F | Filtered Plant Water, Filter Beds | THR-FPW | Filtered Plant Water | [5 empty] | Equipment Location
135618 | THR-FPW-FW | Filtered Plant Water, Flushing Water | THR-FPW | Filtered Plant Water | [5 empty] | Equipment Location
135630 | THR-FPW-P | Filtered Plant Water, Pumps | THR-FPW | Filtered Plant Water | [5 empty] | Equipment Location
134731 | THR-DRN-FPW | Filtered Plant Water, Work Area 3 | THR-DRN-WA3 | Drains, Work Area 3 | [5 empty] | Mechanical Equipment
136836 | THR-GQ-FPW | Filtered Plant Water, Work Area 3 | THR-GQ-WA3 | Grounds, Work Area 3 | [5 empty] | Mechanical Equipment
102586 | THR-PLQ-FPW | Filtered Plant Water, Work Area 3 | THR-PLQ-WA3 | Plumbing, Work Area 3 | [5 empty] | Mechanical Equipment
13146 | FCL-FLT | Filtration | FCL WORK AREA 1 | Process | [5 empty] | Process
17975 | FHA-FLT | Filtration | FHA WORK AREA 1 | Process | [5 empty] | Sub-Process
17976 | FHA-FLT | Filtration | FHA-FILT | Filtration | [5 empty] | Sub-Process
24946 | FHO-FLT | Filtration | FHO WORK AREA 1 | Process | [5 empty] | Process
55083 | FIS-FLT | Filtration | FIS WORK AREA 1 | Process | [5 empty] | Process
18351 | FHA-FLT-SAMP | Filtration Sampling | FHA-SAMP | Sampling Systems | [5 empty] | Sub-Process
136321 | THR-FT-T | Final Sedimentation Tank & Dedicated WAS Pumping | THR-FT | Final Tank | [5 empty] | Equipment Location
100517 | THR-FT | Final Tank | THR WORK AREA 4 | Liquid Handling 2 | [5 empty] | Process
100521 | THR-FT-CFP | Final Tank, Cross Feed Pumps | THR-FT | Final Tank | [5 empty] | Equipment Location
100546 | THR-FT-DRN | Final Tank, Drainage, Sump Pumps | THR-FT-T | Final Sedimentation Tank & Dedicated WAS Pumping | [5 empty] | Equipment Location
135859 | THR-FT-DRN | Final Tank, Drainage, Sump Pumps | THR-FT | Final Tank | [5 empty] | Equipment Location
136017 | THR-FT-HWT | Final Tank, Plant Hot Water Tanks | THR-FT | Final Tank | [5 empty] | Equipment Location
29893 | CU2002 | Tank, Air, Air Padding System for Chlorine Tank Cars | TAB-SUSPENDED ENTITY | Suspended entities | Tank,Reservoir |  |  |  | x | Mechanical Equipment
101167 | THR-FT-RPU | Final Tank, Remote Processor Unit, UPS & RTU | THR-FT | Final Tank | [5 empty] | Equipment Location
101168 | THR-FT-RPU | Final Tank, Remote Processor Unit, UPS & RTU | THR-FT-T | Final Sedimentation Tank & Dedicated WAS Pumping | [5 empty] | Equipment Location
101166 | THR-FT-RAS-P | Final Tank, Return Activated Sludge Pumping | THR-FT | Final Tank | [5 empty] | Equipment Location
136344 | THR-FT-T-SCUM | Final Tank, Scum Tanks | THR-FT | Final Tank | [5 empty] | Equipment Location
136830 | THR-FT-WAS-P | Final Tank, Waste Activated Sludge Pumping | THR-FT | Final Tank | [5 empty] | Equipment Location
101784 | THR-FT-WAS-P-N | Final Tank, Waste Activated Sludge Pumping-North | THR-FT-WAS-P | Final Tank, Waste Activated Sludge Pumping | [5 empty] | Equipment Location
136831 | THR-FT-WAS-P-S | Final Tank, Waste Activated Sludge Pumping-South | THR-FT-WAS-P | Final Tank, Waste Activated Sludge Pumping | [5 empty] | Equipment Location
140880 | TNT-FT | Final Tanks 1-5 | TNT-STR | Secondary Treatment | [5 empty] | Sub-Process
116552 | YTF-SES-FEQ | Fire Equipment | YTF-BLDG | Bullding Services | [5 empty] | Process
51502 | FHO-SES-FEQ-1000 | Fire Equipment, Built In | FHO-SES | Safety & Environmental Services |  |  |  | FEQ | http://www.toronto.ca/TWONTO#defined_collection_of_assets | Equipment Location
91548 | THC-SES-FEQ | Fire Fighting System | THC-SES | Safety & Environmental Services | [5 empty] | Sub-Process
37798 | FHA-SES-FE | Fire Hydrants | FHA-SES | Safety & Environmental Services | [5 empty] | Equipment Location
105227 | TAB-FEQ-FH | Fire Hydrants | TAB-FEQ | Fire Protection Equipment, Plant Wide | Fire Prevention,Hydrant |  |  |  |  | Sub-Process
140538 | TNT-CW-FEQ | Fire Hydrants | TNT-CW | City Water | [5 empty] | Equipment Location
54578 | FIS-ELS-FA-0500 | Fire Prevention, Safety,Filter Building Mezzanine | FIS_FEQ | Asset Group, Fire Prevention, Safety, Evacuation and Suppression |  |  |  | FA | http://www.toronto.ca/TWONTO#defined_collection_of_assets | Division
29570 | FIS-ELS-FA-0101 | Fire Prevention, Safety,Outdoor Substation | FIS_FEQ | Asset Group, Fire Prevention, Safety, Evacuation and Suppression |  |  |  | FA | http://www.toronto.ca/TWONTO#defined_collection_of_assets | Division
29571 | FIS-ELS-FA-0300 | Fire Prevention, Safety,Raw Water Pumping Station,Upper Level,East | FIS_FEQ | Asset Group, Fire Prevention, Safety, Evacuation and Suppression |  |  |  | FA | http://www.toronto.ca/TWONTO#defined_collection_of_assets | Division
29572 | FIS-ELS-FA-0400 | Fire Prevention, Safety,Raw Water Pumping Station,Upper Level,West | FIS_FEQ | Asset Group, Fire Prevention, Safety, Evacuation and Suppression |  |  |  | FA | http://www.toronto.ca/TWONTO#defined_collection_of_assets | Division
73601 | TAB-FEQ | Fire Protection Equipment, Plant Wide | TAB-WORK-AREA-WWPW | TAB Work Area WWPW | [5 empty] | Process
105221 | TAB-FEQ | Fire Protection Equipment, Plant Wide | TAB-WORK-AREA-7 | Work Area 7 | [5 empty] | Process
105222 | TAB-FEQ | Fire Protection Equipment, Plant Wide | TAB-WORK-AREA-8 | Electrical Sub- Stations | [5 empty] | Process
7767 | DOS-DIS-STRA | TRK Disinfection - Sodium Hypochlorite Storage | TRK-DIS | TRK Disinfection | Analyzer,Chlorine | Storage |  |  | http://www.toronto.ca/TWONTO#building
34428 | FCL-SES-FP-0001 | Fire Protection System | FCL-SES | Safety and Environmental Services |  |  |  | FP | http://www.toronto.ca/TWONTO#defined_collection_of_assets | Sub-Process
53125 | OTH-FIR | FIRE SERVICES | OTH | DOS - OTHERS | [5 empty] | Process
37916 | FHA-SES-FH | Fire Standpipe & Hose Cabinets | FHA-SES | Safety & Environmental Services | [5 empty] | Equipment Location
105229 | TAB-FEQ-HC-BLWR | Fire Standpipe/Hose, Aeration/Blower Building | TAB-FEQ-HOSE | Fire Standpipe/Hose Cabinets | Fire Prevention,Hose |  |  |  |  | Equipment Location
105228 | TAB-FEQ-HC-AUX | Fire Standpipe/Hose, Auxilliary Building | TAB-FEQ-HOSE | Fire Standpipe/Hose Cabinets | Fire Prevention,Hose |  |  |  |  | Equipment Location
73607 | TAB-FEQ-HC-DEW | Fire Standpipe/Hose, Dewatering | TAB-FEQ-HOSE | Fire Standpipe/Hose Cabinets | Fire Prevention,Hose |  |  |  |  | Equipment Location
105230 | TAB-FEQ-HC-FLO | Fire Standpipe/Hose, Floatation Building | TAB-FEQ-HOSE | Fire Standpipe/Hose Cabinets | Fire Prevention,Hose |  |  |  |  | Equipment Location
73608 | TAB-FEQ-HC-INC | Fire Standpipe/Hose, Incineration/Heat Recovery | TAB-FEQ-HOSE | Fire Standpipe/Hose Cabinets | Fire Prevention,Hose |  |  |  |  | Equipment Location
105231 | TAB-FEQ-HC-PBLD | Fire Standpipe/Hose, P- Building | TAB-FEQ-HOSE | Fire Standpipe/Hose Cabinets | Fire Prevention,Hose |  |  |  |  | Equipment Location
105232 | TAB-FEQ-HC-PRT | Fire Standpipe/Hose, Primary Treatment | TAB-FEQ-HOSE | Fire Standpipe/Hose Cabinets | Fire Prevention,Hose |  |  |  |  | Equipment Location
10693 | ELQ1854 | Electrical Services 110 - 220V, Dewatering | THC-SUSPENDED | Suspended entity | Building Service,Electrical 110 - 220 V |  | 32290 |  | x | Electrical Equipment
30332 | ELQ1854 | Electrical Services 110 - 220V, Dewatering | THC-DEW | Dewatering Process | Building Service,Electrical 110 - 220 V |  | 32290 |  | x | Electrical Equipment
73609 | TAB-FEQ-HC-Z | Fire Standpipe/Hose, Z Building | TAB-FEQ-HOSE | Fire Standpipe/Hose Cabinets | Fire Prevention,Hose |  |  |  |  | Equipment Location
38196 | FHA-SES-SQ-4 | First Aid | FHA-SES | Safety & Environmental Services |  |  |  | SQ |  | Equipment Location
34417 | FCL-SES-FAK-0006 | First Aid Kit, High Lift Basement B1, Mechanical Room | FCL-SES | Safety and Environmental Services |  |  |  | FAK | http://www.toronto.ca/TWONTO#first_aid_kit | Equipment Location
81696 | EV2024D | Controller, Flow | TAB-PWA-INQ | Plant Water - Instrumentation Equipment | Controller,Flow | Control Loop |  |  | http://www.toronto.ca/TWONTO#controller
8074 | EV2025D | Controller, Flow | TAB-PWA-INQ | Plant Water - Instrumentation Equipment | Controller,Flow | Control Loop |  |  | http://www.toronto.ca/TWONTO#controller
81697 | EV2026D | Controller, Flow | TAB-PWA-INQ | Plant Water - Instrumentation Equipment | Controller,Flow | Control Loop |  |  | http://www.toronto.ca/TWONTO#controller
81699 | EV2622D | Flow Switch, Solenoid Control Valve | TAB-PWA-INQ | Plant Water - Instrumentation Equipment | Regulator,Flow | Control Loop |  |  | http://www.toronto.ca/TWONTO#flow_switch
8076 | EV2623D | Flow Switch, Solenoid Control Valve | TAB-PWA-INQ | Plant Water - Instrumentation Equipment | Regulator,Flow | Control Loop |  |  | http://www.toronto.ca/TWONTO#flow_switch
8077 | EV2624D | Flow Switch, Solenoid Control Valve | TAB-PWA-INQ | Plant Water - Instrumentation Equipment | Regulator,Flow | Control Loop |  |  | http://www.toronto.ca/TWONTO#flow_switch
140932 | TNT-GRK-FSTAID | First aid Kits | TNT-GRK | Groundskeeping, Building services, Safety Equipment | [5 empty] | Equipment Location
41984 | FIS>BLD>FLTR>MEZ | FIS Facility, Filter Building, Main Floor, Mezzanine | FIS-ELS | System, Electrical Distribution System | [5 empty] | Division
41985 | FIS>BLD>RW>S01>A01 | FIS Facility, Raw Water Pumping Station, Upper Level, Switchgear Area | FIS-ELS | System, Electrical Distribution System | [5 empty] | Division
28573 | FIS-BLD-SBTN | FIS Facility, Substation Yard, Substation Outdoor Enclosure | FIS-ELS | System, Electrical Distribution System | [5 empty] | Division
56619 | FIS>BLD>WS>MEZ | FIS Facility, Workshop Building, Mezzanine | FIS-ELS | System, Electrical Distribution System | [5 empty] | Division
27930 | FIS SCADA CLIENTS | FIS SCADA Clients | FIS-SPC1 | Process Control Systems - Administrative | [5 empty] | Process
52761 | FIS SCADA SERVERS | FIS SCADA Servers | FIS-SPC1 | Process Control Systems - Administrative | [5 empty] | Process
52762 | FIS SCADA SUPPORT | FIS SCADA Support | FIS-SPC1 | Process Control Systems - Administrative | [5 empty] | Process
55287 | FIS-GRK-0001 | FIS, Building Maintenance | FIS | Island Water Treatment Plant |  |  |  | GRK | activity | Building Service
55288 | FIS-GRK-0001 | FIS, Building Maintenance | FIS-GRK | FIS Buildings & Grounds |  |  |  | GRK | activity | Building Service
68977 | TAB-DIG-FX-DOME13-16 | Flame Arrester, Pressure Relief, Vacuum Breaker, Moisture/Sediment Traps & Gas Valves, Digester Tank 13-16 | TAB-DIG-T-13-16 | Digester Tanks 13-16 | [5 empty] | Sub-sub-process
68983 | TAB-DIG-FX-T19-22 | Flame Arresters, MS Traps, Pressure Relief & Gas Valves, Digester Tank 19-22 | TAB-DIG-T-19-22 | Digester Tanks 19-22 | [5 empty] | Equipment Location
95801 | THR-CG-FX-1101 | Flame Arrestor , Engine Gas Valve Train, Engine Fuel System, Engine-Gen 1101 | THR-CG-ENG-1101 | Engine, Generator 1101, Engine Room, Engine-Generator & Heat Recovery System | Flame Arrester |  |  | FX | http://www.toronto.ca/TWONTO#flame_arrestor | Mechanical Equipment
95802 | THR-CG-FX-1201 | Flame Arrestor , Engine Gas Valve Train, Engine Fuel System, Engine-Gen 1201 | THR-CG-ENG-1201 | Engine, Generator NT1788901, Engine Room, Engine-Generator & Heat Recovery System | Flame Arrester |  |  | FX | http://www.toronto.ca/TWONTO#flame_arrestor | Mechanical Equipment
131789 | THR-BG-FX-0201 | Flame Arrestor, Compressor 0201 Fuel Gas Train Outlet, Gas Compressor Building | THR-BG-C-0201 | Compressor, Centrifugal, Fuel Gas, Compressor Building, Gas Compressor (And Dryer), for COGEN | Compressor |  |  | FX | http://www.toronto.ca/TWONTO#flame_arrestor | Mechanical Equipment
80044 | TAB-THK | Floatation | TAB-WORK-AREA-5 | Work Area 5 | [5 empty] | Process
119600 | TAB-THK | Floatation | TAB-WORK-AREA-SOL | TAB Work Area Sol | [5 empty] | Process
119610 | TAB-THK-COMP | Floatation - Air Compressor | TAB-AI | Local Compressed Air Equipment | [5 empty] | Equipment Location
119611 | TAB-THK-COMP | Floatation - Air Compressor | TAB-THK | Floatation | [5 empty] | Equipment Location
80098 | TAB-THK-ELQ | Floatation - Electrical Equipment | TAB-THK | Floatation | [5 empty] | Equipment Location
10795 | FCL-ACC-AC-0301 | Air Conditioner, Indoor Liebert Unit, High Lift/Admin Building, Computer Room | FCL-ACC-P-HL | High Lift Pumping Station HVAC Equipment |  |  |  | AC | http://www.toronto.ca/TWONTO#air_condition | Electrical Equipment
80137 | TAB-THK-INQ | Floatation - Instrumentation Equipment | TAB-THK | Floatation | [5 empty] | Sub-Process
10796 | FCL-ACC-AHU-0010 | Air Handling Unit, 7.5 HP, Filter Building Lab, High Lift Pump Room Roof Top, First floor, Admin Builidng. | FCL-ACC-FLT | Filter Building HVAC Equipment |  |  |  | AHU | http://www.toronto.ca/TWONTO#air_handler_unit | Mechanical Equipment
30466 | FCL-ACC-AHU-0901-SUS | Air Handling Unit, Centrifuge Building, HVAC Room South | FCL-ACC-RMF | Residue Management HVAC Equipment |  |  | 42186 | AHU | x | Mechanical Equipment
30467 | FCL-ACC-AHU-0901-SUS | Air Handling Unit, Centrifuge Building, HVAC Room South | FCL-SUSPENDED | Suspended entity |  |  | 42186 | AHU | x | Mechanical Equipment
10809 | FCL-ACC-AHU-0902-SUS | Air Handling Unit, RMF Clarification Facility, Electrical Room | FCL-SUSPENDED | Suspended entity |  |  | 42187 | AHU | x | Mechanical Equipment
30468 | FCL-ACC-AHU-0902-SUS | Air Handling Unit, RMF Clarification Facility, Electrical Room | FCL-ACC-RMF | Residue Management HVAC Equipment |  |  | 42187 | AHU | x | Mechanical Equipment
10811 | FCL-ACC-AHU-0903-SUS | Air Handling Unit, Centrifuge Building, HVAC Room North | FCL-ACC-RMF | Residue Management HVAC Equipment |  |  | 42188 | AHU | x | Mechanical Equipment
10812 | FCL-ACC-AHU-0903-SUS | Air Handling Unit, Centrifuge Building, HVAC Room North | FCL-SUSPENDED | Suspended entity |  |  | 42188 | AHU | x | Mechanical Equipment
10814 | FCL-ACC-AHU-0904-SUS | Air Handling Unit, RMF Clarification Facility, Exit Corridor North | FCL-ACC-RMF | Residue Management HVAC Equipment |  |  | 42189 | AHU | x | Mechanical Equipment
30472 | FCL-ACC-AHU-0904-SUS | Air Handling Unit, RMF Clarification Facility, Exit Corridor North | FCL-SUSPENDED | Suspended entity |  |  | 42189 | AHU | x | Mechanical Equipment
10816 | FCL-ACC-AHU-0905-SUS | Air Handling Unit, RMF Clarification Facility, HVAC Room 1, Ground Floor | FCL-ACC-RMF | Residue Management HVAC Equipment |  |  | 42190 | AHU | x | Mechanical Equipment
10817 | FCL-ACC-AHU-0905-SUS | Air Handling Unit, RMF Clarification Facility, HVAC Room 1, Ground Floor | FCL-SUSPENDED | Suspended entity |  |  | 42190 | AHU | x | Mechanical Equipment
10819 | FCL-ACC-AHU-0906-SUS | Air Handling Unit, RMF Clarification Facility, HVAC Room 2, Ground Floor | FCL-ACC-RMF | Residue Management HVAC Equipment |  |  | 42191 | AHU | x | Mechanical Equipment
30475 | FCL-ACC-AHU-0906-SUS | Air Handling Unit, RMF Clarification Facility, HVAC Room 2, Ground Floor | FCL-SUSPENDED | Suspended entity |  |  | 42191 | AHU | x | Mechanical Equipment
10820 | FCL-ACC-AHU-0907-SUS | Air Handling Unit, RMF Clarification Facility, HVAC Room 2, Ground Floor | FCL-ACC-RMF | Residue Management HVAC Equipment |  |  | 42192 | AHU | x | Mechanical Equipment
30478 | FCL-ACC-AHU-0907-SUS | Air Handling Unit, RMF Clarification Facility, HVAC Room 2, Ground Floor | FCL-SUSPENDED | Suspended entity |  |  | 42192 | AHU | x | Mechanical Equipment
119591 | TAB-STR5-V | Floatation - WAS Distribution Valves | TAB-WORK-AREA-5 | Work Area 5 | [5 empty] | Equipment Location
10822 | FCL-ACC-AT-0201A | Analyzer, Humidity, Low Lift Dehumidification System, Low Lift Pump Room Basement | FCL-ACC-P-LL | Low Lift Pumping Station HVAC Equipment |  |  |  | AT | humidity analyzer/hygrometer | Electrical Equipment
30484 | FCL-ACC-AT-0202A | Analyzer, Humidity, Flocculation/Sedimentation Building, Tunnel Dehumidification System | FCL-ACC-P-HL | High Lift Pumping Station HVAC Equipment |  |  |  | AT | humidity analyzer/hygrometer | Electrical Equipment
30485 | FCL-ACC-AT-0301 | Analyzer, Humidity, AHU-0303, Admin Building | FCL-ACC-AHU-0303 | Air Handling Unit, Roof Top, Admin Building Top of N/E Stairwell |  |  |  | AT | humidity analyzer/hygrometer | Electrical Equipment
10824 | FCL-ACC-AT-0402 | Analyzer, Humidity, High Lift Pump Room N/E | FCL-ACC-FN-0402 | Fan, Tube, Axial, S/E Recirculation System, High Lift PS Room S/E, HVAC Room |  |  |  | AT | humidity analyzer/hygrometer | Electrical Equipment
10825 | FCL-ACC-AT-0403 | Analyzer, Humidity, Outside, High Lift Electrical Switchyard | FCL-ACC-FN-0403 | Fan, Tube, Axial, N/E Recirculation System, Beside High Lift Pump floor, HVAC Room |  |  |  | AT | humidity analyzer/hygrometer | Electrical Equipment
10826 | FCL-ACC-AT-0404 | Analyzer, Humidity, High Lift Electrical Equipment Room | FCL-ACC-FN-0408 | Fan, Propeller, Exhaust, High Lift Switchgear Room North/West |  |  |  | AT | humidity analyzer/hygrometer | Electrical Equipment
30486 | FCL-ACC-AT-0405 | Analyzer, Humidity, High Lift Electrical Shop | FCL-ACC-FN-0451 | Fan, Exhaust, High Lift Building, Basement B1, Electrical Shop, East Wall |  |  |  | AT | humidity analyzer/hygrometer | Electrical Equipment
10827 | FCL-ACC-AT-0406 | Analyzer, Humidity, Outside Admin Building West, South of Server Room/PCS room | FCL-ACC-ADMIN | Administration Building HVAC Equipment |  |  |  | AT | humidity analyzer/hygrometer | Electrical Equipment
30487 | FCL-ACC-AT-0408A | Analyzer, Humidity, Humidifier HU-0401 Intake, High Lift Heating & Ventilation Room | FCL-ACC-AHU-0401 | Air Handling Unit, High Lift PS Control Room,Electrical Shop,Basement Office Air Supply,Control Room |  |  |  | AT | humidity analyzer/hygrometer | Electrical Equipment
10829 | FCL-ACC-AT-0408B | Analyzer, Humidity, Humidifier HU-0401 Discharge, High Lift Heating & Ventilation Room | FCL-ACC-AHU-0401 | Air Handling Unit, High Lift PS Control Room,Electrical Shop,Basement Office Air Supply,Control Room |  |  |  | AT | humidity analyzer/hygrometer | Electrical Equipment
30488 | FCL-ACC-AT-0501A | Analyzer, Humidity, Dehumidifier D-0501, Filter Pipe Gallery East | FCL-ACC-D-0501 | Dehumidifier, Filter Building East Dehumidication System, Filter Pipe Gallery East |  |  |  | AT | humidity analyzer/hygrometer | Electrical Equipment
10832 | FCL-ACC-AT-0601A | Analyzer, Humidity, Dehumidifier D-0601, Filter Pipe Gallery West | FCL-ACC-D-0601 | Dehumidifier, Filter Building West Dehumidication System, Filter Pipe Gallery West |  |  |  | AT | humidity analyzer/hygrometer | Electrical Equipment
30491 | FCL-ACC-AT-0801A | Analyzer, Humidity, Dehumidifier D-0801 Surge Building South | FCL-ACC-D-0801 | Dehumidifier, Surge Building N/W |  |  |  | AT | humidity analyzer/hygrometer | Electrical Equipment
119592 | TAB-STR5-V | Floatation - WAS Distribution Valves | TAB-WORK-AREA-SOL | TAB Work Area Sol | [5 empty] | Equipment Location
34364 | FCL-SES-7 | Floatation Devices | FCL-SES | Safety and Environmental Services |  |  |  | SES |  | Sub-Process
33358 | FCL-FLO | Flocculation | FCL-PLT | Preliminary Treatment | [5 empty] | Sub-Process
44756 | FHO-FLO | Flocculation System | FHO-PLT | Preliminary Treatment | [5 empty] | Sub-Process
44805 | FHO-FLO-T-0301-KQ | Flocculation Tank | FHO-FLO | Flocculation System |  |  |  | T |  | Equipment Location
44808 | FHO-FLO-T-0401-KQ | Flocculation Tank | FHO-FLO | Flocculation System |  |  |  | T |  | Equipment Location
2484 | COE-FL | Floor slab for HUSAR, DOS - CONSTRUCTION EAST | COE | DOS - CONSTRUCTION EAST | [5 empty] | Sub Area
30574 | FCL-ACC-FL | Flouride Room, HVAC Equipment | FCL-ACC | Climate Control (HVAC) | [5 empty] | Equipment Location
8922 | COL-RBB-FIT-0003 | Flow Indicating Transmittetr, | COL-RBB-MISC | Miscellaneous Equipment | Transmitter |  |  | FIT | http://www.toronto.ca/TWONTO#flow_transmitter | Instrumentation Equipment
28294 | COL-RBB-FIT-0003 | Flow Indicating Transmittetr, | COL-RBB | Western Beaches Tunnel (Battery Park)-Storm | Transmitter |  |  | FIT | http://www.toronto.ca/TWONTO#flow_transmitter | Instrumentation Equipment
8923 | COL-RBB-FIT-0204 | Flow Indicating Transmittetr, | COL-RBB | Western Beaches Tunnel (Battery Park)-Storm | Transmitter |  |  | FIT | http://www.toronto.ca/TWONTO#flow_transmitter | Instrumentation Equipment
28295 | COL-RBB-FIT-0204 | Flow Indicating Transmittetr, | COL-RBB-MISC | Miscellaneous Equipment | Transmitter |  |  | FIT | http://www.toronto.ca/TWONTO#flow_transmitter | Instrumentation Equipment
8924 | COL-RBB-FIT-0212 | Flow Indicating Transmittetr, | COL-RBB | Western Beaches Tunnel (Battery Park)-Storm | Transmitter |  |  | FIT | http://www.toronto.ca/TWONTO#flow_transmitter | Instrumentation Equipment
28296 | COL-RBB-FIT-0212 | Flow Indicating Transmittetr, | COL-RBB-MISC | Miscellaneous Equipment | Transmitter |  |  | FIT | http://www.toronto.ca/TWONTO#flow_transmitter | Instrumentation Equipment
28478 | COL-RBG-FIT-0001 | Flow Indicating Transmittetr, | COL-RBG | Glendale Shaft (WBT)-storm | Transmitter |  |  | FIT | http://www.toronto.ca/TWONTO#flow_transmitter | Instrumentation Equipment
28479 | COL-RBG-FIT-0001 | Flow Indicating Transmittetr, | COL-RBG-MISC | Miscellaneous Equipment | Transmitter |  |  | FIT | http://www.toronto.ca/TWONTO#flow_transmitter | Instrumentation Equipment
13775 | FCL-POL-FSL-4110 | Flow Switch Low, Polymer Feed to Skid No.1, RMF Centrifuge Building, Polymer Room | FCL-POL-P-4110 | Pump, Duty, Polymer Skid No.1, Polymer Feed to Thickener #1, Centrifuge Building Polymer Room |  |  |  | FSL | http://www.toronto.ca/TWONTO#flow_switch | Electrical Equipment
33945 | FCL-POL-FSL-4120 | Flow Switch Low, Polymer Feed to Skid No.2, RMF Centrifuge Building, Polymer Room | FCL-POL-P-4120 | Pump, Standby, Polymer Skid No.2, Polymer Feed to Thickeners, Centrifuge Building Polymer Room |  |  |  | FSL | http://www.toronto.ca/TWONTO#flow_switch | Electrical Equipment
33946 | FCL-POL-FSL-4130 | Flow Switch Low, Polymer Feed to Skid No.3, RMF Centrifuge Building, Polymer Room | FCL-POL-P-4130 | Pump, Duty, Polymer Skid No.3, Polymer Feed to Thickener #2, Centrifuge Building Polymer Room |  |  |  | FSL | http://www.toronto.ca/TWONTO#flow_switch | Electrical Equipment
33947 | FCL-POL-FSL-4210 | Flow Switch Low, Polymer Feed to Skid No.4, RMF Centrifuge Building, Polymer Room | FCL-POL-P-4210 | Pump, Duty, Polymer Skid No.4, Polymer Feed to Centrifuge #1, Centrifuge Building Polymer Room |  |  |  | FSL | http://www.toronto.ca/TWONTO#flow_switch | Electrical Equipment
13776 | FCL-POL-FSL-4220 | Flow Switch Low, Polymer Feed to Skid No.5, RMF Centrifuge Building, Polymer Room | FCL-POL-P-4220 | Pump, Standby, Polymer Skid No.5, Polymer Feed to Thickeners, Centrifuge Building Polymer Room |  |  |  | FSL | http://www.toronto.ca/TWONTO#flow_switch | Electrical Equipment
13777 | FCL-POL-FSL-4230 | Flow Switch Low, Polymer Feed to Skid No.6, RMF Centrifuge Building, Polymer Room | FCL-POL-P-4230 | Pump, Duty, Polymer Skid No.6, Polymer Feed to Centrifuge #2, Centrifuge Building Polymer Room |  |  |  | FSL | http://www.toronto.ca/TWONTO#flow_switch | Electrical Equipment
58160 | TAB-ACC-FLU | Flue Gas system Boilers | TAB-ACC-BO | Hot Water Boilers | [5 empty] | Sub-Process
13038 | FCL-FL | Fluoridation | FCL-DIS | Disinfection and Conditioning | [5 empty] | Sub-Process
36674 | FHA-FL | Fluoridation | FHA-DIS | Disinfection | [5 empty] | Sub-Process
24646 | FHO-FL | Fluoridation | FHO-DIS | Disinfection | [5 empty] | Sub-Process
32651 | FIS-FL | Fluoridation | FIS-DIS | Disinfection | [5 empty] | Sub-Process
44669 | FHO-FL-P-0101-KQ | Fluoride Skid 1 | FHO-FL | Fluoridation |  |  |  | P | x | Equipment Location
24670 | FHO-FL-P-0201-KQ | Fluoride Skid 2 | FHO-FL | Fluoridation |  |  |  | P | x | Equipment Location
44684 | FHO-FL-TANK-0101 | Fluoride Storage Tank 1 | FHO-FL | Fluoridation |  |  |  | TANK |  | Equipment Location
44685 | FHO-FL-TANK-0201 | Fluoride Storage Tank 2 | FHO-FL | Fluoridation |  |  |  | TANK |  | Equipment Location
50245 | MTMH460 | FORMAN-YONGE CTS | TRK-NTO | NORTH TORONTO DRAINAGE AREA | [5 empty] | Sub-Process
66634 | MTMH460 | FORMAN-YONGE CTS | TRK-DON | DON DRAINAGE AREA | [5 empty] | Sub-Process
68659 | TAB-DIG-C-T13-16 | Gas Compressors, Gas Valves & Actuators, Digestion Tank 13-16 | TAB-DIG-T-13-16 | Digester Tanks 13-16 | [5 empty] | Sub-sub-process
91834 | THC-SES-GAS | Gas Detectors and Monitors | THC-SES | Safety & Environmental Services | [5 empty] | Sub-Process
128935 | THC-SES-GAS-G | Gas Detectors and Monitors, Air Treatment Building G | THC-SES-GAS | Gas Detectors and Monitors | [5 empty] | Equipment Location
128933 | THC-SES-GAS-A | Gas Detectors and Monitors, Building A | THC-SES-GAS | Gas Detectors and Monitors | [5 empty] | Equipment Location
128934 | THC-SES-GAS-E | Gas Detectors and Monitors, Building E | THC-SES-GAS | Gas Detectors and Monitors | [5 empty] | Equipment Location
128937 | THC-SES-GAS-K | Gas Detectors and Monitors, Building K | THC-SES-GAS | Gas Detectors and Monitors | [5 empty] | Equipment Location
91836 | THC-SES-GAS-M | Gas Detectors and Monitors, Building M | THC-SES-GAS | Gas Detectors and Monitors | [5 empty] | Equipment Location
91837 | THC-SES-GAS-U | Gas Detectors and Monitors, Digesters, Building U | THC-SES-GAS | Gas Detectors and Monitors | [5 empty] | Equipment Location
128936 | THC-SES-GAS-J | Gas Detectors and Monitors, Flotation, Building J | THC-SES-GAS | Gas Detectors and Monitors | [5 empty] | Equipment Location
91835 | THC-SES-GAS-I | Gas Detectors and Monitors, Headhouse, Building I | THC-SES-GAS | Gas Detectors and Monitors | [5 empty] | Equipment Location
14264 | COL-PHA-MON-0001 | Gas Monitor | COL-PHA-MISC | Miscellaneous Equipment |  |  |  | MON | http://www.toronto.ca/TWONTO#fixed_gas_detector | Electrical Equipment
14265 | COL-PHA-MON-0002 | Gas Monitor | COL-PHA-MISC | Miscellaneous Equipment |  |  |  | MON | http://www.toronto.ca/TWONTO#fixed_gas_detector | Electrical Equipment
64758 | TAB-AUX | Gas Services, Natural Gas, Digester Gas | TAB-WORK-AREA-5 | Work Area 5 | [5 empty] | Process
64759 | TAB-AUX | Gas Services, Natural Gas, Digester Gas | TAB-WORK-AREA-6 | Work Area 6 | [5 empty] | Process
64760 | TAB-AUX | Gas Services, Natural Gas, Digester Gas | TAB-WORK-AREA-8 | Electrical Sub- Stations | [5 empty] | Process
64761 | TAB-AUX | Gas Services, Natural Gas, Digester Gas | TAB-WORK-AREA-SEO | TAB Work Area SEO | [5 empty] | Process
10835 | FCL-ACC-CL | Gaseous Chemical Building HVAC Equipment | FCL-ACC | Climate Control (HVAC) | [5 empty] | Equipment Location
45239 | FHO-GOX | Gaseous Oxygen Pretreatment | FHO-DOZ | Ozonation System | [5 empty] | Sub-Process
4683 | COL-PKS-G-0001 | Gate, Sluice | COL-PKS | King St West Sewage Pumping Station | Valve |  |  | G | http://www.toronto.ca/TWONTO#channel_gate | Mechanical Equipment
15054 | COL-PKS-G-0001 | Gate, Sluice | COL-PKS-MISC | Miscellaneous Equipment | Valve |  |  | G | http://www.toronto.ca/TWONTO#channel_gate | Mechanical Equipment
102826 | THR-PLT-GRIT-G | Gate, Sluice, North Grit, Preliminary Treatment | THR-PLT-GRITS | Gate,Sluice,Preliminary Treatment, Grit Building | Valve,Gate,Act. |  |  |  |  | Equipment Location
119084 | TAB-STR-G-BYPS | Gates ,Bypass | TAB-WORK-AREA-1 | Work Area 1 | [5 empty] | Process
119085 | TAB-STR-G-BYPS | Gates ,Bypass | TAB-WORK-AREA-LIQ | TAB Work Area Liq | [5 empty] | Process
4242 | COL-PHA-GA-0101 | Gauge | COL-PHA-MISC | Miscellaneous Equipment |  |  |  | GA | http://www.toronto.ca/TWONTO#instrument_gauge_or_display | Mechanical Equipment
14260 | COL-PHA-GA-0201 | Gauge | COL-PHA-MISC | Miscellaneous Equipment |  |  |  | GA | http://www.toronto.ca/TWONTO#instrument_gauge_or_display | Mechanical Equipment
14261 | COL-PHA-GA-0301 | Gauge | COL-PHA-MISC | Miscellaneous Equipment |  |  |  | GA | http://www.toronto.ca/TWONTO#instrument_gauge_or_display | Mechanical Equipment
14262 | COL-PHA-GEN-0001 | Generator | COL-PHA-MISC | Miscellaneous Equipment |  |  |  | GEN | http://www.toronto.ca/TWONTO#generator | Electrical Equipment
15685 | COL-PLV-GEN-0001 | Generator | COL-PLV | Livingston Road Pumping Station | Generator |  |  | GEN | http://www.toronto.ca/TWONTO#generator | Electrical Equipment
15686 | COL-PLV-GEN-0001 | Generator | COL-PLV-MISC | Miscellaneous Equipment | Generator |  |  | GEN | http://www.toronto.ca/TWONTO#generator | Electrical Equipment
23646 | FHO-ELS-GEN-0101-KQ | Generator 1 | FHO-ELS-PS-0003 | Emergency Power, Diesel & UPS |  |  |  | GEN | http://www.toronto.ca/TWONTO#generator | Equipment Location
43776 | FHO-ELS-GEN-0201-KQ | Generator 2 | FHO-ELS-PS-0003 | Emergency Power, Diesel & UPS |  |  |  | GEN | http://www.toronto.ca/TWONTO#generator | Equipment Location
2959 | COL-PBF-GEN-0001 | Generator, Electricity | COL-PBF-MISC | Miscellaneous Equipment | Generator |  |  | GEN | http://www.toronto.ca/TWONTO#generator | Electrical Equipment
13942 | COL-PGA-GEN-0001 | Generator, Electricity | COL-PGA | Greyabbey Sewage Pumping Station | Generator |  |  | GEN | http://www.toronto.ca/TWONTO#generator | Electrical Equipment
13943 | COL-PGA-GEN-0001 | Generator, Electricity | COL-PGA-MISC | Miscellaneous Equipment | Generator |  |  | GEN | http://www.toronto.ca/TWONTO#generator | Electrical Equipment
4521 | COL-PIR-GEN-0001 | Generator, Electricity | COL-PIR-MISC | Miscellaneous Equipment | Generator |  |  | GEN | http://www.toronto.ca/TWONTO#generator | Electrical Equipment
14559 | COL-PIR-GEN-0001 | Generator, Electricity | COL-PIR | Island Road Sewage Pumping Station | Generator |  |  | GEN | http://www.toronto.ca/TWONTO#generator | Electrical Equipment
18084 | COL-PPU-GEN-0001 | Generator, Electricity | COL-PPU | Port Union Road Sewage Pumping Station | Generator |  |  | GEN | http://www.toronto.ca/TWONTO#generator | Electrical Equipment
18085 | COL-PPU-GEN-0001 | Generator, Electricity | COL-PPU-MISC | Miscellaneous Equipment | Generator |  |  | GEN | http://www.toronto.ca/TWONTO#generator | Electrical Equipment
7334 | COL-PSL-GEN-0001 | Generator, Electricity | COL-PSL | Sewells Road Sewage Pumping Station | Generator |  |  | GEN | http://www.toronto.ca/TWONTO#generator | Electrical Equipment
20558 | COL-PSL-GEN-0001 | Generator, Electricity | COL-PSL-MISC | Miscellaneous Equipment | Generator |  |  | GEN | http://www.toronto.ca/TWONTO#generator | Electrical Equipment
73918 | TAB-MOGEN | Generator. Mobile | TAB-WORK-AREA-6 | Work Area 6 | Generator,Electricity,Portable |  |  |  |  | Equipment Location
105952 | TAB-MOGEN | Generator. Mobile | TAB-WORK-AREA-SEO | TAB Work Area SEO | Generator,Electricity,Portable |  |  |  |  | Equipment Location
73443 | TAB-ELS-GEN | Generators, Standby Power | TAB-ELS-SUB | Electrical Substations | [5 empty] | Sub-Process
63188 | MTMH162 | GODFREY-FOWLER CTS | TRK-DON | DON DRAINAGE AREA | [5 empty] | Sub-Process
50373 | MTMH467 | GREER CTS | TRK-NTO | NORTH TORONTO DRAINAGE AREA | [5 empty] | Sub-Process
90174 | THC-PLT-GRIT TANKS | Grid Tanks | THC-PLT | Preliminary Treatment (Grit and Screenings) | [5 empty] | Sub-Process
3274 | COL-PBY-GDR-0001 | Grinder, Comminutor | COL-PBY-MISC | Miscellaneous Equipment | Screen |  |  | GDR | http://www.toronto.ca/TWONTO#grinder_or_comminutor | Mechanical Equipment
3275 | COL-PBY-GDR-0001 | Grinder, Comminutor | COL-PCU-MISC | Miscellaneous Equipment | Screen |  |  | GDR | http://www.toronto.ca/TWONTO#grinder_or_comminutor | Mechanical Equipment
9593 | COL-PBY-GDR-0001 | Grinder, Comminutor | COL-PCU | Cumber Pumping Station | Screen |  |  | GDR | http://www.toronto.ca/TWONTO#grinder_or_comminutor | Mechanical Equipment
14862 | COL-PKG-GDR-0300 | Grinder, Comminutor | COL-PKG-MISC | Miscellaneous Equipment | Grinder |  |  | GDR | http://www.toronto.ca/TWONTO#grinder_or_comminutor | Mechanical Equipment
14356 | COL-PHP-GC-0001 | Grit Chamber | COL-PHP | High Park Sewage Pumping Station |  |  |  | GC | http://www.toronto.ca/TWONTO#sedimentation_tank | Sub-sub-process
14357 | COL-PHP-GC-0001 | Grit Chamber | COL-PHP-MISC | Miscellaneous Equipment |  |  |  | GC | http://www.toronto.ca/TWONTO#sedimentation_tank | Sub-sub-process
20510 | COL-PSK-GC-0001 | Grit Chamber | COL-PSK | Skydome Sewage Pumping Station |  |  |  | GC | http://www.toronto.ca/TWONTO#sedimentation_tank | Sub-sub-process
20511 | COL-PSK-GC-0001 | Grit Chamber | COL-PSK-MISC | Miscellaneous Equipment |  |  |  | GC | http://www.toronto.ca/TWONTO#sedimentation_tank | Sub-sub-process
20512 | COL-PSK-GC-0001 | Grit Chamber | COL-PSP-MISC | Miscellaneous Equipment |  |  |  | GC | http://www.toronto.ca/TWONTO#sedimentation_tank | Sub-sub-process
7764 | COL-PSS-GC-0001 | Grit Chamber | COL-PSS-MISC | Miscellaneous Equipment |  |  |  | GC | http://www.toronto.ca/TWONTO#sedimentation_tank | Sub-sub-process
20864 | COL-PSS-GC-0001 | Grit Chamber | COL-PSS | Scott Sewage Pumping Station |  |  |  | GC | http://www.toronto.ca/TWONTO#sedimentation_tank | Sub-sub-process
20995 | COL-PST-GC-0001 | Grit Chamber | COL-PSK-MISC | Miscellaneous Equipment |  |  |  | GC | http://www.toronto.ca/TWONTO#sedimentation_tank | Sub-sub-process
20996 | COL-PST-GC-0001 | Grit Chamber | COL-PST | Strachan Pumping Station |  |  |  | GC | http://www.toronto.ca/TWONTO#sedimentation_tank | Sub-sub-process
20997 | COL-PST-GC-0001 | Grit Chamber | COL-PST-MISC | Miscellaneous Equipment |  |  |  | GC | http://www.toronto.ca/TWONTO#sedimentation_tank | Sub-sub-process
7930 | COL-PSU-GC-0001 | Grit Chamber | COL-PSU-MISC | Miscellaneous Equipment |  |  |  | GC | http://www.toronto.ca/TWONTO#sedimentation_tank | Sub-sub-process
21145 | COL-PSU-GC-0001 | Grit Chamber | COL-PSK-MISC | Miscellaneous Equipment |  |  |  | GC | http://www.toronto.ca/TWONTO#sedimentation_tank | Sub-sub-process
21146 | COL-PSU-GC-0001 | Grit Chamber | COL-PSU | Sunnyside Pumping Station |  |  |  | GC | http://www.toronto.ca/TWONTO#sedimentation_tank | Sub-sub-process
102864 | THR-PLT-GRIT-P | Grit Pumps, Preliminary Treatment, Grit Building | THR-PLT-GRITS | Gate,Sluice,Preliminary Treatment, Grit Building | [5 empty] | Equipment Location
102865 | THR-PLT-GRIT-P-HH | Grit Pumps, Preliminary Treatment, Head House | THR-PLT-T-HH | Tanks, Grit Vortex Prime, Headhouse | [5 empty] | Equipment Location
90173 | THC-PLT-GRIT REMOVE | Grit Removal | THC-PLT | Preliminary Treatment (Grit and Screenings) | [5 empty] | Sub-Process
143433 | WTR-PAH-GFI-0001 | Ground Fault Circuit Interrupter | WTR-PAH-AUX | Auxiliary Equipment (Building Facilities) |  |  |  | GFI | ground_fault_circuit_interrupter | Electrical Equipment
143434 | WTR-PAH-GFI-0002 | Ground Fault Circuit Interrupter | WTR-PAH-AUX | Auxiliary Equipment (Building Facilities) |  |  |  | GFI | ground_fault_circuit_interrupter | Electrical Equipment
110418 | WTR-PAH-GFI-0003 | Ground Fault Circuit Interrupter | WTR-PAH-AUX | Auxiliary Equipment (Building Facilities) |  |  |  | GFI | ground_fault_circuit_interrupter | Electrical Equipment
110419 | WTR-PAH-GFI-0004 | Ground Fault Circuit Interrupter | WTR-PAH-AUX | Auxiliary Equipment (Building Facilities) |  |  |  | GFI | ground_fault_circuit_interrupter | Electrical Equipment
111976 | WTR-PJO-GFI-0001 | Ground Fault Circuit Interrupter | WTR-PJO-AUX | Auxiliary Equipment (Building Facilities) |  |  |  | GFI | ground_fault_circuit_interrupter | Electrical Equipment
111977 | WTR-PJO-GFI-0002 | Ground Fault Circuit Interrupter | WTR-PJO-AUX | Auxiliary Equipment (Building Facilities) |  |  |  | GFI | ground_fault_circuit_interrupter | Electrical Equipment
111978 | WTR-PJO-GFI-0003 | Ground Fault Circuit Interrupter | WTR-PJO-AUX | Auxiliary Equipment (Building Facilities) |  |  |  | GFI | ground_fault_circuit_interrupter | Electrical Equipment
144678 | WTR-PJO-GFI-0004 | Ground Fault Circuit Interrupter | WTR-PJO-AUX | Auxiliary Equipment (Building Facilities) |  |  |  | GFI | ground_fault_circuit_interrupter | Electrical Equipment
144679 | WTR-PJO-GFI-0005 | Ground Fault Circuit Interrupter | WTR-PJO-AUX | Auxiliary Equipment (Building Facilities) |  |  |  | GFI | ground_fault_circuit_interrupter | Electrical Equipment
144680 | WTR-PJO-GFI-0006 | Ground Fault Circuit Interrupter | WTR-PJO-AUX | Auxiliary Equipment (Building Facilities) |  |  |  | GFI | ground_fault_circuit_interrupter | Electrical Equipment
112780 | WTR-PKN-GFI-0001 | Ground Fault Circuit Interrupter | WTR-PKN-AUX | Auxiliary Equipment (Building Facilities) |  |  |  | GFI | ground_fault_circuit_interrupter | Electrical Equipment
30398 | FAC-PHA-GRD | GROUNDS | FAC-PHA | YARD - 125 PHARMACY ROAD | [5 empty] | Sub-Process
30401 | FAC-YCM-GRD | GROUNDS | FAC-YCM | YARD - 545 COMMISSIONERS ROAD | [5 empty] | Sub-Process
18556 | FHA-GRK-PRTY-0002 | Grounds Maintenance | FHA-GRK | Building & Grounds |  |  |  | PRTY | http://www.toronto.ca/TWONTO#defined_collection_of_assets | Sub-Process
55289 | FIS-GRK-0002 | Grounds Maintenance | FIS-GRK | FIS Buildings & Grounds |  |  |  | GRK | activity | Building Service
88664 | THC-GRK-PRTY | Groundskeeping (CMS) | THC-GRK-MAINT | Building Maintenance | [5 empty] | Equipment Location
107158 | TNT-GRK | Groundskeeping, Building services, Safety Equipment | TNT WORK AREA 9 | North Toronto Treatment Plant | [5 empty] | Process
54595 | FIS-ELS-HTR-0001 | H.V.A.C.,Heater,Unit,Outdoor Substation Switchgear,Outdoor Switchgear Enclosure Heater | FIS-ELS-HVAC | Asset Group, HVAC equipment specific to the preservation of ELS equipment condition | H.V.A.C.,Heater,Unit |  |  | HTR | http://www.toronto.ca/TWONTO#heater | Mechanical Equipment
90672 | THC-PRM-HTR-1007 | Hand Transmit, Record, Oil Tank 1010 | THC-PRM-T-1010 | Tank, Hydraulic Power System for Sludge Bottom Scraper Mechanism, Tank 1000, Primary Clarifier |  |  |  | HTR | ? | Division
138990 | THR-SES-HAZ-WASTE | Hazardous Waste, Old Oil Storage, in Front of STB | THR-SES-WA3 | Safety & Environmental Services | Safety |  |  |  |  | Mechanical Equipment
30674 | FCL-ACC-HE-0203 | Heat Exchanger, Cooling Coil, AHU-0203, Dry Chemical Building | FCL-ACC-AHU-0203 | Air Handling Unit(Heat Pump- HU 4), Lunch/Locker/Meeting Room Heat Pump System, Dry Chemical Building Locker Room, low lift area |  |  |  | HE | http://www.toronto.ca/TWONTO#heat_exchanger | Mechanical Equipment
10990 | FCL-ACC-HE-0302 | Heat Exchanger, Cooling Coil, AHU-0303, Admin Building | FCL-ACC-AHU-0303 | Air Handling Unit, Roof Top, Admin Building Top of N/E Stairwell |  |  |  | HE | http://www.toronto.ca/TWONTO#heat_exchanger | Mechanical Equipment
10996 | FCL-ACC-HE-0409 | Heat Exchanger, Cooling Coil, AHU-0410, High Lift Air Supply | FCL-ACC-AHU-0401 | Air Handling Unit, High Lift PS Control Room,Electrical Shop,Basement Office Air Supply,Control Room |  |  |  | HE | http://www.toronto.ca/TWONTO#heat_exchanger | Mechanical Equipment
30683 | FCL-ACC-HE-0501 | Heat Exchanger, Cooling Coil, D-0501 ,Filter Building, East Dehumidification System | FCL-ACC-D-0501 | Dehumidifier, Filter Building East Dehumidication System, Filter Pipe Gallery East |  |  |  | HE | http://www.toronto.ca/TWONTO#heat_exchanger | Mechanical Equipment
10997 | FCL-ACC-HE-0601 | Heat Exchanger, Cooling Coil, D-0601 ,Filter Building, East Dehumidification System | FCL-ACC-D-0601 | Dehumidifier, Filter Building West Dehumidication System, Filter Pipe Gallery West |  |  |  | HE | http://www.toronto.ca/TWONTO#heat_exchanger | Mechanical Equipment
30681 | FCL-ACC-HE-0407 | Heat Exchanger, Cooling Coil, FN-0409 Exhaust, High Lift Switchgear Room Ventilation, Elec.Equipment Rm | FCL-ACC-FN-0409 | Destiny Air Handling Unit- High Lift Corridor S/W |  |  |  | HE | http://www.toronto.ca/TWONTO#heat_exchanger | Mechanical Equipment
30682 | FCL-ACC-HE-0408 | Heat Exchanger, Cooling Coil, FN-0410 Exhaust, High Lift Switchgear Room Ventilation, Elec.Equipment Rm | FCL-ACC-FN-0410 | Destiny Air Handling unit- High Lift Corridor S/E |  |  |  | HE | http://www.toronto.ca/TWONTO#heat_exchanger | Mechanical Equipment
144819 | WTR-PJS-HE-0001 | Heat Exchanger, DLWC, Enwave | WTR-PJS-ENW | Enwave Process |  |  |  | HE | http://www.toronto.ca/TWONTO#heat_exchanger | Mechanical Equipment
144821 | WTR-PJS-HE-0002 | Heat Exchanger, DLWC, Enwave | WTR-PJS-ENW | Enwave Process |  |  |  | HE | http://www.toronto.ca/TWONTO#heat_exchanger | Mechanical Equipment
144822 | WTR-PJS-HE-0003 | Heat Exchanger, DLWC, Enwave | WTR-PJS-ENW | Enwave Process |  |  |  | HE | http://www.toronto.ca/TWONTO#heat_exchanger | Mechanical Equipment
144823 | WTR-PJS-HE-0004 | Heat Exchanger, DLWC, Enwave | WTR-PJS-ENW | Enwave Process |  |  |  | HE | http://www.toronto.ca/TWONTO#heat_exchanger | Mechanical Equipment
112176 | WTR-PJS-HE-0005 | Heat Exchanger, DLWC, Enwave | WTR-PJS-ENW | Enwave Process |  |  |  | HE | http://www.toronto.ca/TWONTO#heat_exchanger | Mechanical Equipment
112179 | WTR-PJS-HE-0006 | Heat Exchanger, DLWC, Enwave | WTR-PJS-ENW | Enwave Process |  |  |  | HE | http://www.toronto.ca/TWONTO#heat_exchanger | Mechanical Equipment
112181 | WTR-PJS-HE-0007 | Heat Exchanger, DLWC, Enwave | WTR-PJS-ENW | Enwave Process |  |  |  | HE | http://www.toronto.ca/TWONTO#heat_exchanger | Mechanical Equipment
144827 | WTR-PJS-HE-0008 | Heat Exchanger, DLWC, Enwave | WTR-PJS-ENW | Enwave Process |  |  |  | HE | http://www.toronto.ca/TWONTO#heat_exchanger | Mechanical Equipment
112185 | WTR-PJS-HE-0009 | Heat Exchanger, DLWC, Enwave | WTR-PJS-ENW | Enwave Process |  |  |  | HE | http://www.toronto.ca/TWONTO#heat_exchanger | Mechanical Equipment
144830 | WTR-PJS-HE-0010 | Heat Exchanger, DLWC, Enwave | WTR-PJS-ENW | Enwave Process |  |  |  | HE | http://www.toronto.ca/TWONTO#heat_exchanger | Mechanical Equipment
112187 | WTR-PJS-HE-0011 | Heat Exchanger, DLWC, Enwave | WTR-PJS-ENW | Enwave Process |  |  |  | HE | http://www.toronto.ca/TWONTO#heat_exchanger | Mechanical Equipment
112189 | WTR-PJS-HE-0012 | Heat Exchanger, DLWC, Enwave | WTR-PJS-ENW | Enwave Process |  |  |  | HE | http://www.toronto.ca/TWONTO#heat_exchanger | Mechanical Equipment
144836 | WTR-PJS-HE-0013 | Heat Exchanger, DLWC, Enwave | WTR-PJS-ENW | Enwave Process |  |  |  | HE | http://www.toronto.ca/TWONTO#heat_exchanger | Mechanical Equipment
144838 | WTR-PJS-HE-0014 | Heat Exchanger, DLWC, Enwave | WTR-PJS-ENW | Enwave Process |  |  |  | HE | http://www.toronto.ca/TWONTO#heat_exchanger | Mechanical Equipment
144840 | WTR-PJS-HE-0015 | Heat Exchanger, DLWC, Enwave | WTR-PJS-ENW | Enwave Process |  |  |  | HE | http://www.toronto.ca/TWONTO#heat_exchanger | Mechanical Equipment
144843 | WTR-PJS-HE-0016 | Heat Exchanger, DLWC, Enwave | WTR-PJS-ENW | Enwave Process |  |  |  | HE | http://www.toronto.ca/TWONTO#heat_exchanger | Mechanical Equipment
144845 | WTR-PJS-HE-0017 | Heat Exchanger, DLWC, Enwave | WTR-PJS-ENW | Enwave Process |  |  |  | HE | http://www.toronto.ca/TWONTO#heat_exchanger | Mechanical Equipment
112195 | WTR-PJS-HE-0018 | Heat Exchanger, DLWC, Enwave | WTR-PJS-ENW | Enwave Process |  |  |  | HE | http://www.toronto.ca/TWONTO#heat_exchanger | Mechanical Equipment
112197 | WTR-PJS-HE-0024 | Heat Exchanger, DLWC, Enwave | WTR-PJS-ENW | Enwave Process |  |  |  | HE | http://www.toronto.ca/TWONTO#heat_exchanger | Mechanical Equipment
112198 | WTR-PJS-HE-0025 | Heat Exchanger, DLWC, Enwave | WTR-PJS-ENW | Enwave Process |  |  |  | HE | http://www.toronto.ca/TWONTO#heat_exchanger | Mechanical Equipment
112199 | WTR-PJS-HE-0026 | Heat Exchanger, DLWC, Enwave | WTR-PJS-ENW | Enwave Process |  |  |  | HE | http://www.toronto.ca/TWONTO#heat_exchanger | Mechanical Equipment
30675 | FCL-ACC-HE-0301 | Heat Exchanger, Gas, AHU-0303, Admin Building | FCL-ACC-AHU-0303 | Air Handling Unit, Roof Top, Admin Building Top of N/E Stairwell |  |  |  | HE | http://www.toronto.ca/TWONTO#heat_exchanger | Mechanical Equipment
10989 | FCL-ACC-HE-0105 | Heat Exchanger, Pump Room East Recirculation System, Low Lift Pump Room E | FCL-ACC-P-LL | Low Lift Pumping Station HVAC Equipment |  |  |  | HE | http://www.toronto.ca/TWONTO#heat_exchanger | Mechanical Equipment
30673 | FCL-ACC-HE-0106 | Heat Exchanger, Pump Room West Recirculation System, Low Lift Pump Room W | FCL-ACC-P-LL | Low Lift Pumping Station HVAC Equipment |  |  |  | HE | http://www.toronto.ca/TWONTO#heat_exchanger | Mechanical Equipment
73736 | TAB-HRS-HE | Heat Exchangers-Primary loop | TAB-WORK-AREA-6 | Work Area 6 | [5 empty] | Equipment Location
73737 | TAB-HRS-HE | Heat Exchangers-Primary loop | TAB-WORK-AREA-SEO | TAB Work Area SEO | [5 empty] | Equipment Location
42139 | IU2016 | Heat Recovery Building Air Equipment | TAB-AI | Local Compressed Air Equipment | [5 empty] | Equipment Location
2961 | COL-PBF-HTR-0002 | Heater | COL-PBF-MISC | Miscellaneous Equipment | Heater |  |  | HTR | http://www.toronto.ca/TWONTO#heater | Mechanical Equipment
4523 | COL-PIR-HTR-0001 | Heater | COL-PIR-MISC | Miscellaneous Equipment | Heater |  |  | HTR | http://www.toronto.ca/TWONTO#heater | Mechanical Equipment
14561 | COL-PIR-HTR-0001 | Heater | COL-PIR | Island Road Sewage Pumping Station | Heater |  |  | HTR | http://www.toronto.ca/TWONTO#heater | Mechanical Equipment
15687 | COL-PLV-HTR-0001 | Heater | COL-PLV | Livingston Road Pumping Station | Heater |  |  | HTR | http://www.toronto.ca/TWONTO#heater | Mechanical Equipment
15688 | COL-PLV-HTR-0001 | Heater | COL-PLV-MISC | Miscellaneous Equipment | Heater |  |  | HTR | http://www.toronto.ca/TWONTO#heater | Mechanical Equipment
4912 | COL-PLV-HTR-0002 | Heater | COL-PLV-MISC | Miscellaneous Equipment | Heater |  |  | HTR | http://www.toronto.ca/TWONTO#heater | Mechanical Equipment
15689 | COL-PLV-HTR-0002 | Heater | COL-PLV | Livingston Road Pumping Station | Heater |  |  | HTR | http://www.toronto.ca/TWONTO#heater | Mechanical Equipment
15690 | COL-PLV-HTR-0003 | Heater | COL-PLV | Livingston Road Pumping Station | Heater |  |  | HTR | http://www.toronto.ca/TWONTO#heater | Mechanical Equipment
15691 | COL-PLV-HTR-0003 | Heater | COL-PLV-MISC | Miscellaneous Equipment | Heater |  |  | HTR | http://www.toronto.ca/TWONTO#heater | Mechanical Equipment
15781 | COL-PMD-HTR-0001 | Heater | COL-PMD | Midland Pumping Station | Heater |  |  | HTR | http://www.toronto.ca/TWONTO#heater | Mechanical Equipment
15782 | COL-PMD-HTR-0001 | Heater | COL-PMD-MISC | Miscellaneous Equipment | Heater |  |  | HTR | http://www.toronto.ca/TWONTO#heater | Mechanical Equipment
15783 | COL-PMD-HTR-0002 | Heater | COL-PMD | Midland Pumping Station | Heater |  |  | HTR | http://www.toronto.ca/TWONTO#heater | Mechanical Equipment
15784 | COL-PMD-HTR-0002 | Heater | COL-PMD-MISC | Miscellaneous Equipment | Heater |  |  | HTR | http://www.toronto.ca/TWONTO#heater | Mechanical Equipment
16949 | COL-PMT-HTR-0001 | Heater | COL-PMT-MISC | Miscellaneous Equipment | Heater |  |  | HTR | http://www.toronto.ca/TWONTO#heater | Mechanical Equipment
19137 | COL-PRX-HTR-0002 | Heater | COL-PRX-MISC | Miscellaneous Equipment | Heater |  |  | HTR | http://www.toronto.ca/TWONTO#heater | Mechanical Equipment
8452 | COL-PWP-HTR-0001 | Heater | COL-PWP-MISC | Miscellaneous Equipment | Heater |  |  | HTR | http://www.toronto.ca/TWONTO#heater | Mechanical Equipment
67728 | SWM-PET-HTR-0001 | Heater | SWM-PET | Eglinton - Bellamy Storm Pumping Station | Heater |  |  | HTR | http://www.toronto.ca/TWONTO#heater | Mechanical Equipment
67729 | SWM-PET-HTR-0001 | Heater | SWM-PET-MISC | Miscellaneous Equipment | Heater |  |  | HTR | http://www.toronto.ca/TWONTO#heater | Mechanical Equipment
39293 | FHO-ACC-HTR | Heater - New Building | FHO-MCS | Mechanical Services | Fan |  |  |  |  | Sub-Process
30755 | FCL-ACC-HTR-0261 | Heater Radiant, Electric (RD-1A), 2kW, Flocculation/Sedimentation Tank No.3 Lower Gallery | FCL-ACC-P-HL | High Lift Pumping Station HVAC Equipment |  |  |  | HTR | http://www.toronto.ca/TWONTO#heater | Electrical Equipment
30756 | FCL-ACC-HTR-0262 | Heater Radiant, Electric (RD-1B), 2kW, Flocculation/Sedimentation Tank No.3 Lower Gallery | FCL-ACC-P-HL | High Lift Pumping Station HVAC Equipment |  |  |  | HTR | http://www.toronto.ca/TWONTO#heater | Electrical Equipment
11124 | FCL-ACC-HTR-0263 | Heater Radiant, Electric (RD-1C), 2kW, Flocculation/Sedimentation Tank No.3 Lower Gallery, Mazzanne level | FCL-ACC-P-HL | High Lift Pumping Station HVAC Equipment |  |  |  | HTR | http://www.toronto.ca/TWONTO#heater | Electrical Equipment
30757 | FCL-ACC-HTR-0264 | Heater Radiant, Electric (RD-1D), 2kW, Flocculation/Sedimentation Tank Lower Gallery | FCL-ACC-P-HL | High Lift Pumping Station HVAC Equipment |  |  |  | HTR | http://www.toronto.ca/TWONTO#heater | Electrical Equipment
30758 | FCL-ACC-HTR-0265 | Heater Radiant, Electric (RD-2A), 2kW, Dry Chemical Building | FCL-ACC-P-LL | Low Lift Pumping Station HVAC Equipment |  |  |  | HTR | http://www.toronto.ca/TWONTO#heater | Electrical Equipment
11125 | FCL-ACC-HTR-0266 | Heater Radiant, Electric (RD-2B), 2kW, Dry Chemical Building | FCL-ACC-P-LL | Low Lift Pumping Station HVAC Equipment |  |  |  | HTR | http://www.toronto.ca/TWONTO#heater | Electrical Equipment
11178 | FCL-ACC-HTR-0423 | Heater, (BH-1) Baseboard, Electric, 0.5kW, High Lift Building, Corridor to Gaseous Chemicals | FCL-ACC-P-HL | High Lift Pumping Station HVAC Equipment |  |  |  | HTR | http://www.toronto.ca/TWONTO#heater | Electrical Equipment
11183 | FCL-ACC-HTR-0433 | Heater, (BH-1) Baseboard, Electric, High Lift Building, Corridor to Gaseous Chemicals | FCL-ACC-P-HL | High Lift Pumping Station HVAC Equipment |  |  |  | HTR | http://www.toronto.ca/TWONTO#heater | Electrical Equipment
11184 | FCL-ACC-HTR-0434 | Heater, (BH-1), Baseboard, Electric, High Lift Building, Gallery North, Near Gaseous Corridor | FCL-ACC-P-HL | High Lift Pumping Station HVAC Equipment |  |  |  | HTR | http://www.toronto.ca/TWONTO#heater | Electrical Equipment
11188 | FCL-ACC-HTR-0438 | Heater, (BH-2T), Baseboard, Electric, High Lift Basement B2, North/West Corridor, Near stair | FCL-ACC-P-HL | High Lift Pumping Station HVAC Equipment |  |  |  | HTR | http://www.toronto.ca/TWONTO#heater | Electrical Equipment
11176 | FCL-ACC-HTR-0420 | Heater, (BH-3) Baseboard, Electric, 1.5kW, High Lift Building, Corridor to Gaseous Chemicals | FCL-ACC-P-HL | High Lift Pumping Station HVAC Equipment |  |  |  | HTR | http://www.toronto.ca/TWONTO#heater | Electrical Equipment
11177 | FCL-ACC-HTR-0421 | Heater, (BH-3) Baseboard, Electric, 1.5kW, High Lift Building, Corridor to Gaseous Chemicals | FCL-ACC-P-HL | High Lift Pumping Station HVAC Equipment |  |  |  | HTR | http://www.toronto.ca/TWONTO#heater | Electrical Equipment
30804 | FCL-ACC-HTR-0422 | Heater, (BH-3) Baseboard, Electric, 1.5kW, High Lift Building, Corridor to Gaseous Chemicals | FCL-ACC-P-HL | High Lift Pumping Station HVAC Equipment |  |  |  | HTR | http://www.toronto.ca/TWONTO#heater | Electrical Equipment
30805 | FCL-ACC-HTR-0424 | Heater, (BH-3) Baseboard, Electric, 1.5kW, High Lift Building, Corridor to Gaseous Chemicals | FCL-ACC-P-HL | High Lift Pumping Station HVAC Equipment |  |  |  | HTR | http://www.toronto.ca/TWONTO#heater | Electrical Equipment
30806 | FCL-ACC-HTR-0425 | Heater, (BH-3) Baseboard, Electric, 1.5kW, High Lift Building, Corridor to Gaseous Chemicals | FCL-ACC-P-HL | High Lift Pumping Station HVAC Equipment |  |  |  | HTR | http://www.toronto.ca/TWONTO#heater | Electrical Equipment
11179 | FCL-ACC-HTR-0426 | Heater, (BH-3) Baseboard, Electric, 1.5kW, High Lift Building, Corridor to Gaseous Chemicals | FCL-ACC-P-HL | High Lift Pumping Station HVAC Equipment |  |  |  | HTR | http://www.toronto.ca/TWONTO#heater | Electrical Equipment
11180 | FCL-ACC-HTR-0427 | Heater, (BH-3) Baseboard, Electric, 1.5kW, High Lift Building, Corridor to Gaseous Chemicals | FCL-ACC-P-HL | High Lift Pumping Station HVAC Equipment |  |  |  | HTR | http://www.toronto.ca/TWONTO#heater | Electrical Equipment
11181 | FCL-ACC-HTR-0428 | Heater, (BH-3) Baseboard, Electric, 1.5kW, High Lift Building, Corridor to Gaseous Chemicals | FCL-ACC-P-HL | High Lift Pumping Station HVAC Equipment |  |  |  | HTR | http://www.toronto.ca/TWONTO#heater | Electrical Equipment
11182 | FCL-ACC-HTR-0429 | Heater, (BH-3) Baseboard, Electric, 1.5kW, High Lift Building, Corridor to Gaseous Chemicals | FCL-ACC-P-HL | High Lift Pumping Station HVAC Equipment |  |  |  | HTR | http://www.toronto.ca/TWONTO#heater | Electrical Equipment
11185 | FCL-ACC-HTR-0435 | Heater, (BH-3), Baseboard, Electric, High Lift Building, Gallery North, Near Gaseous Corridor | FCL-ACC-P-HL | High Lift Pumping Station HVAC Equipment |  |  |  | HTR | http://www.toronto.ca/TWONTO#heater | Electrical Equipment
11186 | FCL-ACC-HTR-0436 | Heater, (BH-3), Baseboard, Electric, High Lift Building, Gallery North, Near Gaseous Corridor | FCL-ACC-P-HL | High Lift Pumping Station HVAC Equipment |  |  |  | HTR | http://www.toronto.ca/TWONTO#heater | Electrical Equipment
11187 | FCL-ACC-HTR-0437 | Heater, (BH-3), Baseboard, Electric, High Lift Building, Gallery North, Near Gaseous Corridor | FCL-ACC-P-HL | High Lift Pumping Station HVAC Equipment |  |  |  | HTR | http://www.toronto.ca/TWONTO#heater | Electrical Equipment
11044 | FCL-ACC-HTR-0215 | Heater, (CH-11) Convention, Electric, 750W, Dry Chemical Building Lobby, North | FCL-ACC-P-LL | Low Lift Pumping Station HVAC Equipment |  |  |  | HTR | http://www.toronto.ca/TWONTO#heater | Electrical Equipment
30730 | FCL-ACC-HTR-0214 | Heater, (CH-11) Convention, Electric, 750W, Dry Chemical Building Lobby, South | FCL-ACC-P-LL | Low Lift Pumping Station HVAC Equipment |  |  |  | HTR | http://www.toronto.ca/TWONTO#heater | Electrical Equipment
11025 | FCL-ACC-HTR-0109 | Heater, (CH-11) Convention, Electric, 750W, Low Lift Building, Pump Room West Wall | FCL-ACC-P-LL | Low Lift Pumping Station HVAC Equipment |  |  |  | HTR | http://www.toronto.ca/TWONTO#heater | Electrical Equipment
30712 | FCL-ACC-HTR-0110 | Heater, (CH-11) Convention, Electric, 750W, Low Lift Building, Pump Room West Wall | FCL-ACC-P-LL | Low Lift Pumping Station HVAC Equipment |  |  |  | HTR | http://www.toronto.ca/TWONTO#heater | Electrical Equipment
30713 | FCL-ACC-HTR-0111 | Heater, (CH-11) Convention, Electric, 750W, Low Lift Building, Pump Room West Wall | FCL-ACC-P-LL | Low Lift Pumping Station HVAC Equipment |  |  |  | HTR | http://www.toronto.ca/TWONTO#heater | Electrical Equipment
11026 | FCL-ACC-HTR-0112 | Heater, (CH-11) Convention, Electric, 750W, Low Lift Building, Pump Room West Wall | FCL-ACC-P-LL | Low Lift Pumping Station HVAC Equipment |  |  |  | HTR | http://www.toronto.ca/TWONTO#heater | Electrical Equipment
11027 | FCL-ACC-HTR-0113 | Heater, (CH-11) Convention, Electric, 750W, Low Lift Building, Pump Room West Wall | FCL-ACC-P-LL | Low Lift Pumping Station HVAC Equipment |  |  |  | HTR | http://www.toronto.ca/TWONTO#heater | Electrical Equipment
11028 | FCL-ACC-HTR-0114 | Heater, (CH-11) Convention, Electric, 750W, Low Lift Building, Pump Room West Wall | FCL-ACC-P-LL | Low Lift Pumping Station HVAC Equipment |  |  |  | HTR | http://www.toronto.ca/TWONTO#heater | Electrical Equipment
30714 | FCL-ACC-HTR-0115 | Heater, (CH-11) Convention, Electric, 750W, Low Lift Building, Pump Room West Wall | FCL-ACC-P-LL | Low Lift Pumping Station HVAC Equipment |  |  |  | HTR | http://www.toronto.ca/TWONTO#heater | Electrical Equipment
30715 | FCL-ACC-HTR-0116 | Heater, (CH-11) Convention, Electric, 750W, Low Lift Building, Pump Room West Wall | FCL-ACC-P-LL | Low Lift Pumping Station HVAC Equipment |  |  |  | HTR | http://www.toronto.ca/TWONTO#heater | Electrical Equipment
30716 | FCL-ACC-HTR-0117 | Heater, (CH-11) Convention, Electric, 750W, Low Lift Building, Pump Room West Wall | FCL-ACC-P-LL | Low Lift Pumping Station HVAC Equipment |  |  |  | HTR | http://www.toronto.ca/TWONTO#heater | Electrical Equipment
11024 | FCL-ACC-HTR-0107 | Heater, (CH-13) Convention, Electric, 1kW, Low Lift Building, Pump Room Basement Stairwell S/E | FCL-ACC-P-LL | Low Lift Pumping Station HVAC Equipment |  |  |  | HTR | http://www.toronto.ca/TWONTO#heater | Electrical Equipment
30711 | FCL-ACC-HTR-0108 | Heater, (CH-13) Convention, Electric, 1kW, Low Lift Building, Pump Room Stairwell S/W | FCL-ACC-P-LL | Low Lift Pumping Station HVAC Equipment |  |  |  | HTR | http://www.toronto.ca/TWONTO#heater | Electrical Equipment
30808 | FCL-ACC-HTR-0431 | Heater, (CH-14) Convection, Electric, 1.5kW, High Lift Basement B2, Compressor Room, North | FCL-ACC-P-HL | High Lift Pumping Station HVAC Equipment |  |  |  | HTR | http://www.toronto.ca/TWONTO#heater | Electrical Equipment
30807 | FCL-ACC-HTR-0430 | Heater, (CH-14) Convection, Electric, 1.5kW, High Lift Basement B2, Compressor Room, South | FCL-ACC-P-HL | High Lift Pumping Station HVAC Equipment |  |  |  | HTR | http://www.toronto.ca/TWONTO#heater | Electrical Equipment
30719 | FCL-ACC-HTR-0121 | Heater, (CH-16) Convection, Electric, 500W, Chemical Building, Electric Room S/E | FCL-ACC-CL | Gaseous Chemical Building HVAC Equipment |  |  |  | HTR | http://www.toronto.ca/TWONTO#heater | Electrical Equipment
11029 | FCL-ACC-HTR-0118 | Heater, (CH-16) Convention, Electric, 3kW, Low Lift Building, Pump Room Stairwell E | FCL-ACC-P-LL | Low Lift Pumping Station HVAC Equipment |  |  |  | HTR | http://www.toronto.ca/TWONTO#heater | Electrical Equipment
30717 | FCL-ACC-HTR-0119 | Heater, (CH-16) Convention, Electric, 3kW, Low Lift Building, Pump Room Stairwell E | FCL-ACC-P-LL | Low Lift Pumping Station HVAC Equipment |  |  |  | HTR | http://www.toronto.ca/TWONTO#heater | Electrical Equipment
31319 | FCL-AM-HTR-0001 | Heater, (Heat Tracing), Gaseous Chemical Building, South of Storage Tank | FCL-ACC-AM | Amonia Room HVAC Equipment |  |  |  | HTR | http://www.toronto.ca/TWONTO#heater | Electrical Equipment
13054 | FCL-FL-HTR-0001 | Heater, (Heat Tracing), Gaseous Chemical Building, South of Storage Tank | FCL-ACC-FL | Flouride Room, HVAC Equipment |  |  |  | HTR | http://www.toronto.ca/TWONTO#heater | Electrical Equipment
30748 | FCL-ACC-HTR-0239 | Heater, (UH-2R)), Unit, Electric, Dry Chemical Building Loading Area | FCL-ACC-P-LL | Low Lift Pumping Station HVAC Equipment |  |  |  | HTR | http://www.toronto.ca/TWONTO#heater | Electrical Equipment
28310 | COL-RBB-HTR-0004 | Heater, Baseboard | COL-RBB | Western Beaches Tunnel (Battery Park)-Storm | Heater |  |  | HTR | http://www.toronto.ca/TWONTO#heater | Mechanical Equipment
28311 | COL-RBB-HTR-0004 | Heater, Baseboard | COL-RBB-MISC | Miscellaneous Equipment | Heater |  |  | HTR | http://www.toronto.ca/TWONTO#heater | Mechanical Equipment
9071 | COL-RBC-HTR-0001 | Heater, Baseboard | COL-RBC | Cowan Shaft (WBT)-storm | Heater |  |  | HTR | http://www.toronto.ca/TWONTO#heater | Mechanical Equipment
28456 | COL-RBC-HTR-0001 | Heater, Baseboard | COL-RBC-MISC | Miscellaneous Equipment | Heater |  |  | HTR | http://www.toronto.ca/TWONTO#heater | Mechanical Equipment
9101 | COL-RBG-HTR-0001 | Heater, Baseboard | COL-RBG | Glendale Shaft (WBT)-storm | Heater |  |  | HTR | http://www.toronto.ca/TWONTO#heater | Mechanical Equipment
28524 | COL-RBG-HTR-0001 | Heater, Baseboard | COL-RBG-MISC | Miscellaneous Equipment | Heater |  |  | HTR | http://www.toronto.ca/TWONTO#heater | Mechanical Equipment
28569 | COL-SKW-HTR-0001 | Heater, Baseboard | COL-SKW | Kew Beach Detention Tank (Kenilworth)-storm | Heater |  |  | HTR | http://www.toronto.ca/TWONTO#heater | Mechanical Equipment
28570 | COL-SKW-HTR-0001 | Heater, Baseboard | COL-SKW-MISC | Miscellaneous Equipment | Heater |  |  | HTR | http://www.toronto.ca/TWONTO#heater | Mechanical Equipment
28661 | COL-SKW-HTR-0002 | Heater, Baseboard | COL-SKW | Kew Beach Detention Tank (Kenilworth)-storm | Heater |  |  | HTR | http://www.toronto.ca/TWONTO#heater | Mechanical Equipment
28662 | COL-SKW-HTR-0002 | Heater, Baseboard | COL-SKW-MISC | Miscellaneous Equipment | Heater |  |  | HTR | http://www.toronto.ca/TWONTO#heater | Mechanical Equipment
9197 | COL-SMC-HTR-0003 | Heater, Baseboard | COL-SMC-MISC | Miscellaneous Equipment | Heater |  |  | HTR | http://www.toronto.ca/TWONTO#heater | Mechanical Equipment
28776 | COL-SMC-HTR-0003 | Heater, Baseboard | COL-SMC | Maclean Detention Tank-storm | Heater |  |  | HTR | http://www.toronto.ca/TWONTO#heater | Mechanical Equipment
11143 | FCL-ACC-HTR-0340 | Heater, Baseboard, 208V, 1.25kW, Admin Building Second Floor, Office 200, South Wall | FCL-ACC-ADMIN | Administration Building HVAC Equipment |  |  |  | HTR | http://www.toronto.ca/TWONTO#heater | Electrical Equipment
11141 | FCL-ACC-HTR-0333 | Heater, Baseboard, 208V, 1.25kW, Admin Building, First Floor Training Room N/E | FCL-ACC-ADMIN | Administration Building HVAC Equipment |  |  |  | HTR | http://www.toronto.ca/TWONTO#heater | Electrical Equipment
11142 | FCL-ACC-HTR-0334 | Heater, Baseboard, 208V, 1.25kW, Admin Building, First Floor Training Room N/E | FCL-ACC-ADMIN | Administration Building HVAC Equipment |  |  |  | HTR | http://www.toronto.ca/TWONTO#heater | Electrical Equipment
11140 | FCL-ACC-HTR-0331 | Heater, Baseboard, 208V, 1.25kW, Admin Building, First Floor Training Room N/W | FCL-ACC-ADMIN | Administration Building HVAC Equipment |  |  |  | HTR | http://www.toronto.ca/TWONTO#heater | Electrical Equipment
30775 | FCL-ACC-HTR-0332 | Heater, Baseboard, 208V, 1.25kW, Admin Building, First Floor Training Room N/W | FCL-ACC-ADMIN | Administration Building HVAC Equipment |  |  |  | HTR | http://www.toronto.ca/TWONTO#heater | Electrical Equipment
30773 | FCL-ACC-HTR-0326 | Heater, Baseboard, 208V, 1.25kW, Admin Building, First Floor. Meeting Room 104, North Wall West | FCL-ACC-ADMIN | Administration Building HVAC Equipment |  |  |  | HTR | http://www.toronto.ca/TWONTO#heater | Electrical Equipment
30780 | FCL-ACC-HTR-0356 | Heater, Baseboard, 208V, 1.25kW, Admin Building, Second Floor, Office 208, East Wall North | FCL-ACC-ADMIN | Administration Building HVAC Equipment |  |  |  | HTR | http://www.toronto.ca/TWONTO#heater | Electrical Equipment
30779 | FCL-ACC-HTR-0353 | Heater, Baseboard, 208V, 1.25kW, Admin Building, Second Floor, Office 208, East Wall South | FCL-ACC-ADMIN | Administration Building HVAC Equipment |  |  |  | HTR | http://www.toronto.ca/TWONTO#heater | Electrical Equipment
30760 | FCL-ACC-HTR-0303 | Heater, Baseboard, 208V, 1.25kW, High Lift/Admin Building, First Floor, Women's Washroom | FCL-ACC-ADMIN | Administration Building HVAC Equipment |  |  |  | HTR | http://www.toronto.ca/TWONTO#heater | Electrical Equipment
30770 | FCL-ACC-HTR-0320 | Heater, Baseboard, 208V, 1.5kW, Admin Building, First Floor, Library 118, North Wall | FCL-ACC-ADMIN | Administration Building HVAC Equipment |  |  |  | HTR | http://www.toronto.ca/TWONTO#heater | Electrical Equipment
30767 | FCL-ACC-HTR-0317 | Heater, Baseboard, 208V, 1.5kW, Admin Building, First Floor, Library 118, West Wall Centre | FCL-ACC-ADMIN | Administration Building HVAC Equipment |  |  |  | HTR | http://www.toronto.ca/TWONTO#heater | Electrical Equipment
30769 | FCL-ACC-HTR-0319 | Heater, Baseboard, 208V, 1.5kW, Admin Building, First Floor, Library 118, West Wall North | FCL-ACC-ADMIN | Administration Building HVAC Equipment |  |  |  | HTR | http://www.toronto.ca/TWONTO#heater | Electrical Equipment
30766 | FCL-ACC-HTR-0314 | Heater, Baseboard, 208V, 1.5kW, Admin Building, First Floor, PCS Lab 119, West Wall | FCL-ACC-ADMIN | Administration Building HVAC Equipment |  |  |  | HTR | http://www.toronto.ca/TWONTO#heater | Electrical Equipment
11147 | FCL-ACC-HTR-0344 | Heater, Baseboard, 208V, 1.5kW, Admin Building, Second Floor, Kitchen 213, South Wall East | FCL-ACC-ADMIN | Administration Building HVAC Equipment |  |  |  | HTR | http://www.toronto.ca/TWONTO#heater | Electrical Equipment
11146 | FCL-ACC-HTR-0343 | Heater, Baseboard, 208V, 1.5kW, Admin Building, Second Floor, Kitchen 213, South Wall West | FCL-ACC-ADMIN | Administration Building HVAC Equipment |  |  |  | HTR | http://www.toronto.ca/TWONTO#heater | Electrical Equipment
11130 | FCL-ACC-HTR-0312 | Heater, Baseboard, 208V, 1kW, Admin Building, First Floor, Lunch Room 113, East Wall North | FCL-ACC-ADMIN | Administration Building HVAC Equipment |  |  |  | HTR | http://www.toronto.ca/TWONTO#heater | Electrical Equipment
11127 | FCL-ACC-HTR-0304 | Heater, Baseboard, 208V, 1kW, Admin Building, First Floor, Mens Wash Room 120 West Wall | FCL-ACC-ADMIN | Administration Building HVAC Equipment |  |  |  | HTR | http://www.toronto.ca/TWONTO#heater | Electrical Equipment
11137 | FCL-ACC-HTR-0327 | Heater, Baseboard, 208V, 1kW, Admin Building, First Floor. Meeting Room 104, North Wall East | FCL-ACC-ADMIN | Administration Building HVAC Equipment |  |  |  | HTR | http://www.toronto.ca/TWONTO#heater | Electrical Equipment
11138 | FCL-ACC-HTR-0328 | Heater, Baseboard, 208V, 1kW, Admin Building, First Floor. Training Room 105, East Wall South | FCL-ACC-ADMIN | Administration Building HVAC Equipment |  |  |  | HTR | http://www.toronto.ca/TWONTO#heater | Electrical Equipment
11159 | FCL-ACC-HTR-0360 | Heater, Baseboard, 208V, 1kW, Admin Building, Second Floor, Boardroom 202, West Wall Centre | FCL-ACC-ADMIN | Administration Building HVAC Equipment |  |  |  | HTR | http://www.toronto.ca/TWONTO#heater | Electrical Equipment
30782 | FCL-ACC-HTR-0359 | Heater, Baseboard, 208V, 1kW, Admin Building, Second Floor, Boardroom 202, West Wall South | FCL-ACC-ADMIN | Administration Building HVAC Equipment |  |  |  | HTR | http://www.toronto.ca/TWONTO#heater | Electrical Equipment
11148 | FCL-ACC-HTR-0345 | Heater, Baseboard, 208V, 1kW, Admin Building, Second Floor, Office 209, South Wall | FCL-ACC-ADMIN | Administration Building HVAC Equipment |  |  |  | HTR | http://www.toronto.ca/TWONTO#heater | Electrical Equipment
30781 | FCL-ACC-HTR-0358 | Heater, Baseboard, 208V, 1kW, Admin Building, Second Floor, Storage 207, East Wall | FCL-ACC-ADMIN | Administration Building HVAC Equipment |  |  |  | HTR | http://www.toronto.ca/TWONTO#heater | Electrical Equipment
30765 | FCL-ACC-HTR-0311 | Heater, Baseboard, 208V, 2kW, Admin Building, First Floor, Lunch Room 113, East Wall South | FCL-ACC-ADMIN | Administration Building HVAC Equipment |  |  |  | HTR | http://www.toronto.ca/TWONTO#heater | Electrical Equipment
30783 | FCL-ACC-HTR-0361 | Heater, Baseboard, 208V, 2kW, Admin Building, Second Floor, Boardroom 202, North Wall | FCL-ACC-ADMIN | Administration Building HVAC Equipment |  |  |  | HTR | http://www.toronto.ca/TWONTO#heater | Electrical Equipment
30788 | FCL-ACC-HTR-0371 | Heater, Baseboard, 208V, 2kW, Admin Building, Second Floor, Library 206, North Wall | FCL-ACC-ADMIN | Administration Building HVAC Equipment |  |  |  | HTR | http://www.toronto.ca/TWONTO#heater | Electrical Equipment
11145 | FCL-ACC-HTR-0342 | Heater, Baseboard, 208V, 2kW, Admin Building, Second Floor, Office 200, East Wall | FCL-ACC-ADMIN | Administration Building HVAC Equipment |  |  |  | HTR | http://www.toronto.ca/TWONTO#heater | Electrical Equipment
11152 | FCL-ACC-HTR-0349 | Heater, Baseboard, 208V, 2kW, Admin Building, Second Floor, Office 201, West Wall | FCL-ACC-ADMIN | Administration Building HVAC Equipment |  |  |  | HTR | http://www.toronto.ca/TWONTO#heater | Electrical Equipment
30785 | FCL-ACC-HTR-0364 | Heater, Baseboard, 208V, 2kW, Admin Building, Second Floor, Office 203, North Wall | FCL-ACC-ADMIN | Administration Building HVAC Equipment |  |  |  | HTR | http://www.toronto.ca/TWONTO#heater | Electrical Equipment
30787 | FCL-ACC-HTR-0367 | Heater, Baseboard, 208V, 2kW, Admin Building, Second Floor, Office 204, North Wall | FCL-ACC-ADMIN | Administration Building HVAC Equipment |  |  |  | HTR | http://www.toronto.ca/TWONTO#heater | Electrical Equipment
11163 | FCL-ACC-HTR-0369 | Heater, Baseboard, 208V, 2kW, Admin Building, Second Floor, Office 205, North Wall | FCL-ACC-ADMIN | Administration Building HVAC Equipment |  |  |  | HTR | http://www.toronto.ca/TWONTO#heater | Electrical Equipment
11149 | FCL-ACC-HTR-0346 | Heater, Baseboard, 208V, 2kW, Admin Building, Second Floor, Office 209, East Wall | FCL-ACC-ADMIN | Administration Building HVAC Equipment |  |  |  | HTR | http://www.toronto.ca/TWONTO#heater | Electrical Equipment
11135 | FCL-ACC-HTR-0323 | Heater, Baseboard, 208V, 750W, Admin Building, First Floor Courier Drop-Off 117, North Wall | FCL-ACC-ADMIN | Administration Building HVAC Equipment |  |  |  | HTR | http://www.toronto.ca/TWONTO#heater | Electrical Equipment
30761 | FCL-ACC-HTR-0306 | Heater, Baseboard, 208V, 750W, Admin Building, First Floor, Mens Wash Room 120 West Wall | FCL-ACC-ADMIN | Administration Building HVAC Equipment |  |  |  | HTR | http://www.toronto.ca/TWONTO#heater | Electrical Equipment
11131 | FCL-ACC-HTR-0313 | Heater, Baseboard, 208V, 750W, Admin Building, First Floor, Storage Room 108, East Wall | FCL-ACC-ADMIN | Administration Building HVAC Equipment |  |  |  | HTR | http://www.toronto.ca/TWONTO#heater | Electrical Equipment
11133 | FCL-ACC-HTR-0316 | Heater, Baseboard, 208V, 750W, Admin Building, First Floor, WMS Room/Library 118, West Wall South | FCL-ACC-ADMIN | Administration Building HVAC Equipment |  |  |  | HTR | http://www.toronto.ca/TWONTO#heater | Electrical Equipment
30754 | FCL-ACC-HTR-0256 | Heater, Baseboard, Electric, (BH-1A), 500W, Dry Chemical Building Locker Room | FCL-ACC-P-LL | Low Lift Pumping Station HVAC Equipment |  |  |  | HTR | http://www.toronto.ca/TWONTO#heater | Electrical Equipment
6611 | COL-PRD-HTR-0003 | Heater, Basement | COL-PRD | Redland Pumping Station | Heater |  |  | HTR | http://www.toronto.ca/TWONTO#heater | Electrical Equipment
6612 | COL-PRD-HTR-0003 | Heater, Basement | COL-PRD-MISC | Miscellaneous Equipment | Heater |  |  | HTR | http://www.toronto.ca/TWONTO#heater | Electrical Equipment
30834 | FCL-ACC-HTR-0507D | Heater, Cabinet Convention, Electric, 4.5 kW, East Filter Room, Filter F-1201 East Wall | FCL-ACC-FLT | Filter Building HVAC Equipment |  |  |  | HTR | http://www.toronto.ca/TWONTO#heater | Electrical Equipment
4192 | COL-PGB-HTR-0001 | Heater, Control Panel | COL-PGB | Governors Bridge Sewage Pumping Station | Heater |  |  | HTR | http://www.toronto.ca/TWONTO#heater | Mechanical Equipment
14083 | COL-PGB-HTR-0001 | Heater, Control Panel | COL-PGB-MISC | Miscellaneous Equipment | Heater |  |  | HTR | http://www.toronto.ca/TWONTO#heater | Mechanical Equipment
14084 | COL-PGB-HTR-0002 | Heater, Control Panel | COL-PGB-MISC | Miscellaneous Equipment | Heater |  |  | HTR | http://www.toronto.ca/TWONTO#heater | Mechanical Equipment
11122 | FCL-ACC-HTR-0255 | Heater, Convection, Electric, (CH-1B), 2kW, Dry Chemical Building Change Room | FCL-ACC-P-LL | Low Lift Pumping Station HVAC Equipment |  |  |  | HTR | http://www.toronto.ca/TWONTO#heater | Electrical Equipment
11121 | FCL-ACC-HTR-0254 | Heater, Convection, Electric, (CH-2D), 1kW, Dry Chemical Building Stairwell W | FCL-ACC-P-LL | Low Lift Pumping Station HVAC Equipment |  |  |  | HTR | http://www.toronto.ca/TWONTO#heater | Electrical Equipment
30753 | FCL-ACC-HTR-0252 | Heater, Convection, Electric, (CH-2E), 1kW, Dry Chemical Building Stairwell E | FCL-ACC-P-LL | Low Lift Pumping Station HVAC Equipment |  |  |  | HTR | http://www.toronto.ca/TWONTO#heater | Electrical Equipment
11120 | FCL-ACC-HTR-0253 | Heater, Convection, Electric, (CH-2F), 1kW, Dry Chemical Building Stairwell E | FCL-ACC-P-LL | Low Lift Pumping Station HVAC Equipment |  |  |  | HTR | http://www.toronto.ca/TWONTO#heater | Electrical Equipment
11016 | FCL-ACC-HTR-0047 | Heater, Convection, Electric, 2kW, Gaseous Chemical Building, Caustic Soda Room N/E | FCL-ACC-CL | Gaseous Chemical Building HVAC Equipment |  |  |  | HTR | http://www.toronto.ca/TWONTO#heater | Electrical Equipment
11008 | FCL-ACC-HTR-0034 | Heater, Convection, Electric, 2kW, Gaseous Chemical Building, Caustic Soda Storage Room W | FCL-ACC-CL | Gaseous Chemical Building HVAC Equipment |  |  |  | HTR | http://www.toronto.ca/TWONTO#heater | Electrical Equipment
30691 | FCL-ACC-HTR-0031B | Heater, Convection, Electric, 2kW, Gaseous Chemical Building, Corridor to MCC Room S | FCL-ACC-CL | Gaseous Chemical Building HVAC Equipment |  |  |  | HTR | http://www.toronto.ca/TWONTO#heater | Electrical Equipment
11006 | FCL-ACC-HTR-0031A | Heater, Convection, Electric, 2kW, Gaseous Chemical Building, Corridor to MCC Room W | FCL-ACC-CL | Gaseous Chemical Building HVAC Equipment |  |  |  | HTR | http://www.toronto.ca/TWONTO#heater | Electrical Equipment
11013 | FCL-ACC-HTR-0041 | Heater, Convection, Electric, 2kW, Gaseous Chemical Building, East Stairs | FCL-ACC-CL | Gaseous Chemical Building HVAC Equipment |  |  |  | HTR | http://www.toronto.ca/TWONTO#heater | Electrical Equipment
30694 | FCL-ACC-HTR-0036A | Heater, Convection, Electric, 2kW, Gaseous Chemical Building, Entrance to Storage Area W | FCL-ACC-CL | Gaseous Chemical Building HVAC Equipment |  |  |  | HTR | http://www.toronto.ca/TWONTO#heater | Electrical Equipment
30695 | FCL-ACC-HTR-0036B | Heater, Convection, Electric, 2kW, Gaseous Chemical Building, Entrance to Storage Area W | FCL-ACC-CL | Gaseous Chemical Building HVAC Equipment |  |  |  | HTR | http://www.toronto.ca/TWONTO#heater | Electrical Equipment
11007 | FCL-ACC-HTR-0033 | Heater, Convection, Electric, 2kW, Gaseous Chemical Building, Fluoride Room N | FCL-ACC-CL | Gaseous Chemical Building HVAC Equipment |  |  |  | HTR | http://www.toronto.ca/TWONTO#heater | Electrical Equipment
11015 | FCL-ACC-HTR-0046 | Heater, Convection, Electric, 2kW, Gaseous Chemical Building, Janitor Room | FCL-ACC-CL | Gaseous Chemical Building HVAC Equipment |  |  |  | HTR | http://www.toronto.ca/TWONTO#heater | Electrical Equipment
30700 | FCL-ACC-HTR-0045 | Heater, Convection, Electric, 2kW, Gaseous Chemical Building, Lab S | FCL-ACC-CL | Gaseous Chemical Building HVAC Equipment |  |  |  | HTR | http://www.toronto.ca/TWONTO#heater | Electrical Equipment
30698 | FCL-ACC-HTR-0043 | Heater, Convection, Electric, 2kW, Gaseous Chemical Building, Locker Room Second Floor W | FCL-ACC-CL | Gaseous Chemical Building HVAC Equipment |  |  |  | HTR | http://www.toronto.ca/TWONTO#heater | Electrical Equipment
30692 | FCL-ACC-HTR-0032 | Heater, Convection, Electric, 2kW, Gaseous Chemical Building, MCC Room N/E | FCL-ACC-CL | Gaseous Chemical Building HVAC Equipment |  |  |  | HTR | http://www.toronto.ca/TWONTO#heater | Electrical Equipment
11005 | FCL-ACC-HTR-0030 | Heater, Convection, Electric, 2kW, Gaseous Chemical Building, MCC Room N/W | FCL-ACC-CL | Gaseous Chemical Building HVAC Equipment |  |  |  | HTR | http://www.toronto.ca/TWONTO#heater | Electrical Equipment
30699 | FCL-ACC-HTR-0044 | Heater, Convection, Electric, 2kW, Gaseous Chemical Building, Washroom Second Floor E | FCL-ACC-CL | Gaseous Chemical Building HVAC Equipment |  |  |  | HTR | http://www.toronto.ca/TWONTO#heater | Electrical Equipment
30693 | FCL-ACC-HTR-0035 | Heater, Convection, Electric, 2kW, Gaseous Chemical Building, West Stairs First Floor | FCL-ACC-CL | Gaseous Chemical Building HVAC Equipment |  |  |  | HTR | http://www.toronto.ca/TWONTO#heater | Electrical Equipment
11014 | FCL-ACC-HTR-0042 | Heater, Convection, Electric, 2kW, Gaseous Chemical Building, West Stairs Second Floor | FCL-ACC-CL | Gaseous Chemical Building HVAC Equipment |  |  |  | HTR | http://www.toronto.ca/TWONTO#heater | Electrical Equipment
30701 | FCL-ACC-HTR-0048 | Heater, Convection, Electric, 3kW, Gaseous Chemical Building | FCL-ACC-CL | Gaseous Chemical Building HVAC Equipment |  |  |  | HTR | http://www.toronto.ca/TWONTO#heater | Electrical Equipment
11011 | FCL-ACC-HTR-0038A | Heater, Convection, Electric, 3kW, Gaseous Chemical Building, Ammonia Storage Room N | FCL-ACC-CL | Gaseous Chemical Building HVAC Equipment |  |  |  | HTR | http://www.toronto.ca/TWONTO#heater | Electrical Equipment
30696 | FCL-ACC-HTR-0038B | Heater, Convection, Electric, 3kW, Gaseous Chemical Building, Ammonia Storage Room N | FCL-ACC-CL | Gaseous Chemical Building HVAC Equipment |  |  |  | HTR | http://www.toronto.ca/TWONTO#heater | Electrical Equipment
11009 | FCL-ACC-HTR-0037A | Heater, Convection, Electric, 3kW, Gaseous Chemical Building, Ammonia Storage Room W | FCL-ACC-CL | Gaseous Chemical Building HVAC Equipment |  |  |  | HTR | http://www.toronto.ca/TWONTO#heater | Electrical Equipment
11010 | FCL-ACC-HTR-0037B | Heater, Convection, Electric, 3kW, Gaseous Chemical Building, Ammonia Storage Room W | FCL-ACC-CL | Gaseous Chemical Building HVAC Equipment |  |  |  | HTR | http://www.toronto.ca/TWONTO#heater | Electrical Equipment
30703 | FCL-ACC-HTR-0052 | Heater, Convection, Electric, 6kW,Gaseous Chemical Building, NH3 Maintenance Room, East | FCL-ACC-CL | Gaseous Chemical Building HVAC Equipment |  |  |  | HTR | http://www.toronto.ca/TWONTO#heater | Electrical Equipment
11017 | FCL-ACC-HTR-0050 | Heater, Convection, Electric, 6kW,Gaseous Chemical Building, NH3 Maintenance Room, North | FCL-ACC-CL | Gaseous Chemical Building HVAC Equipment |  |  |  | HTR | http://www.toronto.ca/TWONTO#heater | Electrical Equipment
30702 | FCL-ACC-HTR-0051 | Heater, Convection, Electric, 6kW,Gaseous Chemical Building, NH3 Maintenance Room, West | FCL-ACC-CL | Gaseous Chemical Building HVAC Equipment |  |  |  | HTR | http://www.toronto.ca/TWONTO#heater | Electrical Equipment
30704 | FCL-ACC-HTR-0053 | Heater, Convection, Electric, Gaseous Chemical Building, Lunch Room | FCL-ACC-CL | Gaseous Chemical Building HVAC Equipment |  |  |  | HTR | http://www.toronto.ca/TWONTO#heater | Electrical Equipment
7546 | COL-PSM-HTR-0003 | Heater, Convention | COL-PSM-MISC | Miscellaneous Equipment | Heater |  |  | HTR | http://www.toronto.ca/TWONTO#heater | Mechanical Equipment
20612 | COL-PSM-HTR-0003 | Heater, Convention | COL-PSM | Simcoe St Sewage Pumping Station | Heater |  |  | HTR | http://www.toronto.ca/TWONTO#heater | Mechanical Equipment
7547 | COL-PSM-HTR-0004 | Heater, Convention | COL-PSM | Simcoe St Sewage Pumping Station | Heater |  |  | HTR | http://www.toronto.ca/TWONTO#heater | Mechanical Equipment
20613 | COL-PSM-HTR-0004 | Heater, Convention | COL-PSM-MISC | Miscellaneous Equipment | Heater |  |  | HTR | http://www.toronto.ca/TWONTO#heater | Mechanical Equipment
11123 | FCL-ACC-HTR-0257 | Heater, Convention, Electric, (CH-2C), 2kW, Dry Chemical Building Locker Room | FCL-ACC-P-LL | Low Lift Pumping Station HVAC Equipment |  |  |  | HTR | http://www.toronto.ca/TWONTO#heater | Electrical Equipment
4575 | COL-PKG-HTR-0001 | Heater, Dry Well | COL-PKG | Kingston Rd Pumping Station | Heater |  |  | HTR | http://www.toronto.ca/TWONTO#heater | Mechanical Equipment
4576 | COL-PKG-HTR-0001 | Heater, Dry Well | COL-PKG-MISC | Miscellaneous Equipment | Heater |  |  | HTR | http://www.toronto.ca/TWONTO#heater | Mechanical Equipment
14863 | COL-PKG-HTR-0002 | Heater, Dry Well | COL-PKG | Kingston Rd Pumping Station | Heater |  |  | HTR | http://www.toronto.ca/TWONTO#heater | Mechanical Equipment
14864 | COL-PKG-HTR-0002 | Heater, Dry Well | COL-PKG-MISC | Miscellaneous Equipment | Heater |  |  | HTR | http://www.toronto.ca/TWONTO#heater | Mechanical Equipment
14865 | COL-PKG-HTR-0003 | Heater, Dry Well | COL-PKG | Kingston Rd Pumping Station | Heater |  |  | HTR | http://www.toronto.ca/TWONTO#heater | Mechanical Equipment
14866 | COL-PKG-HTR-0003 | Heater, Dry Well | COL-PKG-MISC | Miscellaneous Equipment | Heater |  |  | HTR | http://www.toronto.ca/TWONTO#heater | Mechanical Equipment
8329 | COL-PWC-HTR-0002 | Heater, Dry Well | COL-PWC | Wirral Court Sewage Pumping Station | Heater |  |  | HTR | http://www.toronto.ca/TWONTO#heater | Electrical Equipment
8330 | COL-PWC-HTR-0002 | Heater, Dry Well | COL-PWC-MISC | Miscellaneous Equipment | Heater |  |  | HTR | http://www.toronto.ca/TWONTO#heater | Electrical Equipment
16940 | COL-PMP-HTR-0001 | Heater, Drywell | COL-PMP | Mount Pleasant Sewage Pumping Station | Heater |  |  | HTR | http://www.toronto.ca/TWONTO#heater | Mechanical Equipment
6943 | COL-PRX-HTR-0001 | Heater, Drywell | COL-PRX-MISC | Miscellaneous Equipment | Heater |  |  | HTR | http://www.toronto.ca/TWONTO#heater | Mechanical Equipment
19136 | COL-PRX-HTR-0001 | Heater, Drywell | COL-PRX | Roxborough Sewage Pumping Station | Heater |  |  | HTR | http://www.toronto.ca/TWONTO#heater | Mechanical Equipment
3823 | COL-PEV-HTR-0002 | Heater, Duct | COL-PEV | Ellis Sewage Pumping Station | Heater |  |  | HTR | http://www.toronto.ca/TWONTO#heater | Mechanical Equipment
11250 | COL-PEV-HTR-0002 | Heater, Duct | COL-PEV-MISC | Miscellaneous Equipment | Heater |  |  | HTR | http://www.toronto.ca/TWONTO#heater | Mechanical Equipment
4485 | COL-PHP-HTR-0002 | Heater, Duct | COL-PHP | High Park Sewage Pumping Station | Heater |  |  | HTR | http://www.toronto.ca/TWONTO#heater | Mechanical Equipment
14362 | COL-PHP-HTR-0002 | Heater, Duct | COL-PHP-MISC | Miscellaneous Equipment | Heater |  |  | HTR | http://www.toronto.ca/TWONTO#heater | Mechanical Equipment
20614 | COL-PSM-HTR-0005 | Heater, Duct | COL-PSM | Simcoe St Sewage Pumping Station | Heater |  |  | HTR | http://www.toronto.ca/TWONTO#heater | Mechanical Equipment
20615 | COL-PSM-HTR-0005 | Heater, Duct | COL-PSM-MISC | Miscellaneous Equipment | Heater |  |  | HTR | http://www.toronto.ca/TWONTO#heater | Mechanical Equipment
7705 | COL-PSP-HTR-0002 | Heater, Duct | COL-PSP | Southport Sewage Pumping Station | Heater |  |  | HTR | http://www.toronto.ca/TWONTO#heater | Mechanical Equipment
20755 | COL-PSP-HTR-0002 | Heater, Duct | COL-PSP-MISC | Miscellaneous Equipment | Heater |  |  | HTR | http://www.toronto.ca/TWONTO#heater | Mechanical Equipment
82196 | THC-ACC-HTR-4012 | Heater, Electric Unit Heater, HPU Building 10, SW Plant | THC-PRM-BLDG-HPU0010 | HPU Building 10 |  |  |  | HTR | http://www.toronto.ca/TWONTO#heater | Division
82189 | THC-ACC-HTR-1000 | Heater, Electric, SW Plant, Tunnel 15, AHT-15B | THC-ACC-TUNNEL | Plant Tunnels, HVAC |  |  |  | HTR | http://www.toronto.ca/TWONTO#heater | Division
3238 | COL-PBR-HTR-0001 | Heater, Electrical Panel | COL-PBR | Berry Road Sewage Pumping Station | Heater |  |  | HTR | http://www.toronto.ca/TWONTO#heater | Mechanical Equipment
9553 | COL-PBR-HTR-0001 | Heater, Electrical Panel | COL-PBR-MISC | Miscellaneous Equipment | Heater |  |  | HTR | http://www.toronto.ca/TWONTO#heater | Mechanical Equipment
6651 | COL-PRG-HTR-0001 | Heater, Electrical Panel | COL-PRG-MISC | Miscellaneous Equipment | Heater |  |  | HTR | http://www.toronto.ca/TWONTO#heater | Mechanical Equipment
8328 | COL-PWC-HTR-0001 | Heater, Electrical Room | COL-PWC-MISC | Miscellaneous Equipment | Heater |  |  | HTR | http://www.toronto.ca/TWONTO#heater | Electrical Equipment
22773 | COL-PWC-HTR-0001 | Heater, Electrical Room | COL-PWC | Wirral Court Sewage Pumping Station | Heater |  |  | HTR | http://www.toronto.ca/TWONTO#heater | Electrical Equipment
11126 | FCL-ACC-HTR-0301 | Heater, Fan Coil Unit, 208V, 3PH, High Lift/Admin Building Vestibule 130, Ground Floor | FCL-ACC-ADMIN | Administration Building HVAC Equipment |  |  |  | HTR | http://www.toronto.ca/TWONTO#heater | Electrical Equipment
30776 | FCL-ACC-HTR-0335 | Heater, Force Flow, 208V, Admin Building Northeast Stairs 135 First Floor East Wall | FCL-ACC-ADMIN | Administration Building HVAC Equipment |  |  |  | HTR | http://www.toronto.ca/TWONTO#heater | Electrical Equipment
30778 | FCL-ACC-HTR-0337 | Heater, Force Flow, 208V, Admin Building Northeast Stairs 221 Above Second Floor East Wall | FCL-ACC-ADMIN | Administration Building HVAC Equipment |  |  |  | HTR | http://www.toronto.ca/TWONTO#heater | Electrical Equipment
30777 | FCL-ACC-HTR-0336 | Heater, Force Flow, 208V, Admin Building Northeast Stairs 221 Second Floor East Wall | FCL-ACC-ADMIN | Administration Building HVAC Equipment |  |  |  | HTR | http://www.toronto.ca/TWONTO#heater | Electrical Equipment
18086 | COL-PPU-HTR-0001 | Heater, Generator Room | COL-PPU | Port Union Road Sewage Pumping Station | Heater |  |  | HTR | http://www.toronto.ca/TWONTO#heater | Electrical Equipment
18087 | COL-PPU-HTR-0001 | Heater, Generator Room | COL-PPU-MISC | Miscellaneous Equipment | Heater |  |  | HTR | http://www.toronto.ca/TWONTO#heater | Electrical Equipment
6607 | COL-PRD-HTR-0001 | Heater, Generator Room | COL-PRD | Redland Pumping Station | Heater |  |  | HTR | http://www.toronto.ca/TWONTO#heater | Electrical Equipment
6608 | COL-PRD-HTR-0001 | Heater, Generator Room | COL-PRD-MISC | Miscellaneous Equipment | Heater |  |  | HTR | http://www.toronto.ca/TWONTO#heater | Electrical Equipment
7335 | COL-PSL-HTR-0001 | Heater, Generator Room | COL-PSL | Sewells Road Sewage Pumping Station | Heater |  |  | HTR | http://www.toronto.ca/TWONTO#heater | Electrical Equipment
7336 | COL-PSL-HTR-0001 | Heater, Generator Room | COL-PSL-MISC | Miscellaneous Equipment | Heater |  |  | HTR | http://www.toronto.ca/TWONTO#heater | Electrical Equipment
4092 | COL-PGA-HTR-0002 | Heater, Hot Water | COL-PGA | Greyabbey Sewage Pumping Station | Heater |  |  | HTR | http://www.toronto.ca/TWONTO#heater | Mechanical Equipment
4163 | COL-PGA-HTR-0002 | Heater, Hot Water | COL-PGA-MISC | Miscellaneous Equipment | Heater |  |  | HTR | http://www.toronto.ca/TWONTO#heater | Mechanical Equipment
82205 | THC-ACC-HTR-5000 | Heater, Hydronic Unit Heater, SE Access House Tunnel 33A | THC-ACC-TUNNEL | Plant Tunnels, HVAC |  |  |  | HTR | http://www.toronto.ca/TWONTO#heater | Division
82192 | THC-ACC-HTR-4007 | Heater, Hydronic Unit Heater, SW Tunnel T12 | THC-ACC-TUNNEL | Plant Tunnels, HVAC |  |  |  | HTR | http://www.toronto.ca/TWONTO#heater | Division
2960 | COL-PBF-HTR-0001 | Heater, Main Control Panel | COL-PBF | Bluffers Park Sewage Pumping Station | Heater |  |  | HTR | http://www.toronto.ca/TWONTO#heater | Mechanical Equipment
9321 | COL-PBF-HTR-0001 | Heater, Main Control Panel | COL-PBF-MISC | Miscellaneous Equipment | Heater |  |  | HTR | http://www.toronto.ca/TWONTO#heater | Mechanical Equipment
53779 | SWM-PWD-HTR-0001 | Heater, Main Control Room | SWM-PWD-MISC | Miscellaneous Equipment | Heater |  |  | HTR | http://www.toronto.ca/TWONTO#heater | Mechanical Equipment
67978 | SWM-PWD-HTR-0001 | Heater, Main Control Room | SWM-PWD | Warden Storm | Heater |  |  | HTR | http://www.toronto.ca/TWONTO#heater | Mechanical Equipment
4090 | COL-PGA-HTR-0001 | Heater, MCC Room | COL-PGA | Greyabbey Sewage Pumping Station | Heater |  |  | HTR | http://www.toronto.ca/TWONTO#heater | Mechanical Equipment
4091 | COL-PGA-HTR-0001 | Heater, MCC Room | COL-PGA-MISC | Miscellaneous Equipment | Heater |  |  | HTR | http://www.toronto.ca/TWONTO#heater | Mechanical Equipment
6609 | COL-PRD-HTR-0002 | Heater, MCC Room | COL-PRD | Redland Pumping Station | Heater |  |  | HTR | http://www.toronto.ca/TWONTO#heater | Electrical Equipment
6610 | COL-PRD-HTR-0002 | Heater, MCC Room | COL-PRD-MISC | Miscellaneous Equipment | Heater |  |  | HTR | http://www.toronto.ca/TWONTO#heater | Electrical Equipment
9791 | COL-PCP-HTR-0001 | Heater, Panel | COL-PCP | Copeland Pumping Station | Heater |  |  | HTR | http://www.toronto.ca/TWONTO#heater | Electrical Equipment
9792 | COL-PCP-HTR-0001 | Heater, Panel | COL-PCP-MISC | Miscellaneous Equipment | Heater |  |  | HTR | http://www.toronto.ca/TWONTO#heater | Electrical Equipment
53518 | SWM-PDU-HTR-0002 | Heater, Power Supply Panel | SWM-PDU-MISC | Miscellaneous Equipment | Heater |  |  | HTR | http://www.toronto.ca/TWONTO#heater | Mechanical Equipment
67688 | SWM-PDU-HTR-0002 | Heater, Power Supply Panel | SWM-PDU | Dunker's Storm | Heater |  |  | HTR | http://www.toronto.ca/TWONTO#heater | Mechanical Equipment
7766 | COL-PSS-HTR-0001 | Heater, Pump Floor | COL-PSS-MISC | Miscellaneous Equipment | Heater |  |  | HTR | http://www.toronto.ca/TWONTO#heater | Mechanical Equipment
20867 | COL-PSS-HTR-0001 | Heater, Pump Floor | COL-PSS | Scott Sewage Pumping Station | Heater |  |  | HTR | http://www.toronto.ca/TWONTO#heater | Mechanical Equipment
53517 | SWM-PDU-HTR-0001 | Heater, Pumps Control Panel | SWM-PDU-MISC | Miscellaneous Equipment | Heater |  |  | HTR | http://www.toronto.ca/TWONTO#heater | Mechanical Equipment
67687 | SWM-PDU-HTR-0001 | Heater, Pumps Control Panel | SWM-PDU | Dunker's Storm | Heater |  |  | HTR | http://www.toronto.ca/TWONTO#heater | Mechanical Equipment
11128 | FCL-ACC-HTR-0305 | Heater, Re-Heat Unit, 208 V, 3PH, Admin Building, First Floor, Mens Change Room 121, Ceiling | FCL-ACC-ADMIN | Administration Building HVAC Equipment |  |  |  | HTR | http://www.toronto.ca/TWONTO#heater | Electrical Equipment
30763 | FCL-ACC-HTR-0309 | Heater, Re-Heat Unit, 208V, 3PH, Admin Building, First Floor, Corridor 103, Ceiling North | FCL-ACC-ADMIN | Administration Building HVAC Equipment |  |  |  | HTR | http://www.toronto.ca/TWONTO#heater | Electrical Equipment
30768 | FCL-ACC-HTR-0318 | Heater, Re-Heat Unit, 208V, 3PH, Admin Building, First Floor, Library 118, Ceiling | FCL-ACC-ADMIN | Administration Building HVAC Equipment |  |  |  | HTR | http://www.toronto.ca/TWONTO#heater | Electrical Equipment
11136 | FCL-ACC-HTR-0325 | Heater, Re-Heat Unit, 208V, 3PH, Admin Building, First Floor, Meeting Room 104, Ceiling East | FCL-ACC-ADMIN | Administration Building HVAC Equipment |  |  |  | HTR | http://www.toronto.ca/TWONTO#heater | Electrical Equipment
30772 | FCL-ACC-HTR-0324 | Heater, Re-Heat Unit, 208V, 3PH, Admin Building, First Floor, Meeting Room 104, Ceiling West | FCL-ACC-ADMIN | Administration Building HVAC Equipment |  |  |  | HTR | http://www.toronto.ca/TWONTO#heater | Electrical Equipment
11132 | FCL-ACC-HTR-0315 | Heater, Re-Heat Unit, 208V, 3PH, Admin Building, First Floor, PCS Lab 119, Ceiling | FCL-ACC-ADMIN | Administration Building HVAC Equipment |  |  |  | HTR | http://www.toronto.ca/TWONTO#heater | Electrical Equipment
11139 | FCL-ACC-HTR-0329 | Heater, Re-Heat Unit, 208V, 3PH, Admin Building, First Floor, Training Room 105, Ceiling West | FCL-ACC-ADMIN | Administration Building HVAC Equipment |  |  |  | HTR | http://www.toronto.ca/TWONTO#heater | Electrical Equipment
30774 | FCL-ACC-HTR-0330 | Heater, Re-Heat Unit, 208V, 3PH, Admin Building, First Floor, Training Room 105, Ceiling West | FCL-ACC-ADMIN | Administration Building HVAC Equipment |  |  |  | HTR | http://www.toronto.ca/TWONTO#heater | Electrical Equipment
30771 | FCL-ACC-HTR-0322 | Heater, Re-Heat Unit, 208V, 3PH, Admin Building, First Floor, Vestibule 100, Ceiling | FCL-ACC-ADMIN | Administration Building HVAC Equipment |  |  |  | HTR | http://www.toronto.ca/TWONTO#heater | Electrical Equipment
11164 | FCL-ACC-HTR-0370 | Heater, Re-Heat Unit, 208V, 3PH, Admin Building, Second Floor, Library 206, Ceiling Centre | FCL-ACC-ADMIN | Administration Building HVAC Equipment |  |  |  | HTR | http://www.toronto.ca/TWONTO#heater | Electrical Equipment
11144 | FCL-ACC-HTR-0341 | Heater, Re-Heat Unit, 208V, 3PH, Admin Building, Second Floor, Office 200, Ceiling | FCL-ACC-ADMIN | Administration Building HVAC Equipment |  |  |  | HTR | http://www.toronto.ca/TWONTO#heater | Electrical Equipment
11153 | FCL-ACC-HTR-0350 | Heater, Re-Heat Unit, 208V, 3PH, Admin Building, Second Floor, Office 201, Ceiling | FCL-ACC-ADMIN | Administration Building HVAC Equipment |  |  |  | HTR | http://www.toronto.ca/TWONTO#heater | Electrical Equipment
11154 | FCL-ACC-HTR-0351 | Heater, Re-Heat Unit, 208V, 3PH, Admin Building, Second Floor, Office 201, Ceiling | FCL-ACC-ADMIN | Administration Building HVAC Equipment |  |  |  | HTR | http://www.toronto.ca/TWONTO#heater | Electrical Equipment
11160 | FCL-ACC-HTR-0363 | Heater, Re-Heat Unit, 208V, 3PH, Admin Building, Second Floor, Office 203, Ceiling Centre | FCL-ACC-ADMIN | Administration Building HVAC Equipment |  |  |  | HTR | http://www.toronto.ca/TWONTO#heater | Electrical Equipment
30786 | FCL-ACC-HTR-0366 | Heater, Re-Heat Unit, 208V, 3PH, Admin Building, Second Floor, Office 204, Ceiling Centre | FCL-ACC-ADMIN | Administration Building HVAC Equipment |  |  |  | HTR | http://www.toronto.ca/TWONTO#heater | Electrical Equipment
11162 | FCL-ACC-HTR-0368 | Heater, Re-Heat Unit, 208V, 3PH, Admin Building, Second Floor, Office 205, Ceiling Centre | FCL-ACC-ADMIN | Administration Building HVAC Equipment |  |  |  | HTR | http://www.toronto.ca/TWONTO#heater | Electrical Equipment
11157 | FCL-ACC-HTR-0355 | Heater, Re-Heat Unit, 208V, 3PH, Admin Building, Second Floor, Office 208, Ceiling East | FCL-ACC-ADMIN | Administration Building HVAC Equipment |  |  |  | HTR | http://www.toronto.ca/TWONTO#heater | Electrical Equipment
11150 | FCL-ACC-HTR-0347 | Heater, Re-Heat Unit, 208V, 3PH, Admin Building, Second Floor, Office 209, Ceiling | FCL-ACC-ADMIN | Administration Building HVAC Equipment |  |  |  | HTR | http://www.toronto.ca/TWONTO#heater | Electrical Equipment
11151 | FCL-ACC-HTR-0348 | Heater, Re-Heat Unit, 208V, 3PH, Admin Building, Second Floor, Office 210, Ceiling | FCL-ACC-ADMIN | Administration Building HVAC Equipment |  |  |  | HTR | http://www.toronto.ca/TWONTO#heater | Electrical Equipment
30764 | FCL-ACC-HTR-0310 | Heater, Re-Heat Unit, 208V, Admin Building, First Floor, Corridor 103, Ceiling North | FCL-ACC-ADMIN | Administration Building HVAC Equipment |  |  |  | HTR | http://www.toronto.ca/TWONTO#heater | Electrical Equipment
30762 | FCL-ACC-HTR-0307 | Heater, Re-Heat Unit, 208V, Admin Building, First Floor, Corridor 103, Ceiling South | FCL-ACC-ADMIN | Administration Building HVAC Equipment |  |  |  | HTR | http://www.toronto.ca/TWONTO#heater | Electrical Equipment
11129 | FCL-ACC-HTR-0308 | Heater, Re-Heat Unit, 208V, Admin Building, First Floor, Corridor 103, Ceiling South | FCL-ACC-ADMIN | Administration Building HVAC Equipment |  |  |  | HTR | http://www.toronto.ca/TWONTO#heater | Electrical Equipment
11161 | FCL-ACC-HTR-0365 | Heater, Re-Heat Unit, 208V, Admin Building, Second Floor, Corridor 217, Ceiling Centre | FCL-ACC-ADMIN | Administration Building HVAC Equipment |  |  |  | HTR | http://www.toronto.ca/TWONTO#heater | Electrical Equipment
30784 | FCL-ACC-HTR-0362 | Heater, Re-Heat Unit, 208V, Admin Building, Second Floor, Office 203, Ceiling South | FCL-ACC-ADMIN | Administration Building HVAC Equipment |  |  |  | HTR | http://www.toronto.ca/TWONTO#heater | Electrical Equipment
11156 | FCL-ACC-HTR-0354 | Heater, Re-Heat Unit, 208V, Admin Building, Second Floor, Office 208, Ceiling West | FCL-ACC-ADMIN | Administration Building HVAC Equipment |  |  |  | HTR | http://www.toronto.ca/TWONTO#heater | Electrical Equipment
11155 | FCL-ACC-HTR-0352 | Heater, Re-Heat Unit, 208V, Admin Building, Second Floor, Unit Area 210, Ceiling | FCL-ACC-ADMIN | Administration Building HVAC Equipment |  |  |  | HTR | http://www.toronto.ca/TWONTO#heater | Electrical Equipment
11158 | FCL-ACC-HTR-0357 | Heater, Re-Heat Unit, 208V, Admin Building, Second Floor, Utility Room 216, Ceiling East | FCL-ACC-ADMIN | Administration Building HVAC Equipment |  |  |  | HTR | http://www.toronto.ca/TWONTO#heater | Electrical Equipment
30759 | FCL-ACC-HTR-0302 | Heater, Re-Heat Unit, 208V, High Lift/Admin Building Vestibule 123, First Floor Ceiling | FCL-ACC-ADMIN | Administration Building HVAC Equipment |  |  |  | HTR | http://www.toronto.ca/TWONTO#heater | Electrical Equipment
11419 | FCL-ACC-HTR-0911 | Heater, RMF, Clarification Facility, Ground Floor, HVAC Room 1 | FCL-ACC-RMF | Residue Management HVAC Equipment |  |  |  | HTR | http://www.toronto.ca/TWONTO#heater | Electrical Equipment
31009 | FCL-ACC-HTR-0912 | Heater, RMF, Clarification Facility, Ground Floor, HVAC Room 2 | FCL-ACC-RMF | Residue Management HVAC Equipment |  |  |  | HTR | http://www.toronto.ca/TWONTO#heater | Electrical Equipment
31007 | FCL-ACC-HTR-0909 | Heater, RMF, Clarification Facility, Stairway No1 South of HVAC Room 1 | FCL-ACC-RMF | Residue Management HVAC Equipment |  |  |  | HTR | http://www.toronto.ca/TWONTO#heater | Electrical Equipment
31008 | FCL-ACC-HTR-0910 | Heater, RMF, Clarification Facility, Stairwells 2, South of HVAC Room 2 | FCL-ACC-RMF | Residue Management HVAC Equipment |  |  |  | HTR | http://www.toronto.ca/TWONTO#heater | Electrical Equipment
21947 | COL-PTD-HTR-0001 | Heater, RPU Panel | COL-PTD | Todmorden Sewage Pumping Station | Heater |  |  | HTR | http://www.toronto.ca/TWONTO#heater | Mechanical Equipment
21948 | COL-PTD-HTR-0001 | Heater, RPU Panel | COL-PTD-MISC | Miscellaneous Equipment | Heater |  |  | HTR | http://www.toronto.ca/TWONTO#heater | Mechanical Equipment
11410 | FCL-ACC-HTR-0785 | Heater, Snow Melting, Gaseous Chemical Building, Inside area of Balcony | FCL-ACC-CL | Gaseous Chemical Building HVAC Equipment |  |  |  | HTR | http://www.toronto.ca/TWONTO#heater | Electrical Equipment
30999 | FCL-ACC-HTR-0786 | Heater, Snow Melting, Gaseous Chemical Building, Main Stair Well | FCL-ACC-CL | Gaseous Chemical Building HVAC Equipment |  |  |  | HTR | http://www.toronto.ca/TWONTO#heater | Electrical Equipment
31000 | FCL-ACC-HTR-0788 | Heater, Snow Melting, Gaseous Chemical Building, North Entrance | FCL-ACC-CL | Gaseous Chemical Building HVAC Equipment |  |  |  | HTR | http://www.toronto.ca/TWONTO#heater | Electrical Equipment
31001 | FCL-ACC-HTR-0789 | Heater, Snow Melting, Gaseous Chemical Building, North Entrance | FCL-ACC-CL | Gaseous Chemical Building HVAC Equipment |  |  |  | HTR | http://www.toronto.ca/TWONTO#heater | Electrical Equipment
31002 | FCL-ACC-HTR-0790 | Heater, Snow Melting, Gaseous Chemical Building, North Entrance | FCL-ACC-CL | Gaseous Chemical Building HVAC Equipment |  |  |  | HTR | http://www.toronto.ca/TWONTO#heater | Electrical Equipment
30998 | FCL-ACC-HTR-0784 | Heater, Snow Melting, Gaseous Chemical Building, Outside area of Balcony | FCL-ACC-CL | Gaseous Chemical Building HVAC Equipment |  |  |  | HTR | http://www.toronto.ca/TWONTO#heater | Electrical Equipment
11409 | FCL-ACC-HTR-0778 | Heater, Snow Melting, Gaseous Chemical Building, Service Area First Floor | FCL-ACC-CL | Gaseous Chemical Building HVAC Equipment |  |  |  | HTR | http://www.toronto.ca/TWONTO#heater | Electrical Equipment
30994 | FCL-ACC-HTR-0780 | Heater, Snow Melting, Gaseous Chemical Building, Service Area First Floor | FCL-ACC-CL | Gaseous Chemical Building HVAC Equipment |  |  |  | HTR | http://www.toronto.ca/TWONTO#heater | Electrical Equipment
30995 | FCL-ACC-HTR-0781 | Heater, Snow Melting, Gaseous Chemical Building, Service Area First Floor | FCL-ACC-CL | Gaseous Chemical Building HVAC Equipment |  |  |  | HTR | http://www.toronto.ca/TWONTO#heater | Electrical Equipment
30996 | FCL-ACC-HTR-0782 | Heater, Snow Melting, Gaseous Chemical Building, Service Area First Floor | FCL-ACC-CL | Gaseous Chemical Building HVAC Equipment |  |  |  | HTR | http://www.toronto.ca/TWONTO#heater | Electrical Equipment
30997 | FCL-ACC-HTR-0783 | Heater, Snow Melting, Gaseous Chemical Building, Service Area First Floor | FCL-ACC-CL | Gaseous Chemical Building HVAC Equipment |  |  |  | HTR | http://www.toronto.ca/TWONTO#heater | Electrical Equipment
30975 | FCL-ACC-HTR-0751 | Heater, Snow Melting, Gaseous Chemical Building, Service Area Second Floor | FCL-ACC-CL | Gaseous Chemical Building HVAC Equipment |  |  |  | HTR | http://www.toronto.ca/TWONTO#heater | Electrical Equipment
11390 | FCL-ACC-HTR-0752 | Heater, Snow Melting, Gaseous Chemical Building, Service Area Second Floor | FCL-ACC-CL | Gaseous Chemical Building HVAC Equipment |  |  |  | HTR | http://www.toronto.ca/TWONTO#heater | Electrical Equipment
30976 | FCL-ACC-HTR-0753 | Heater, Snow Melting, Gaseous Chemical Building, Service Area Second Floor | FCL-ACC-CL | Gaseous Chemical Building HVAC Equipment |  |  |  | HTR | http://www.toronto.ca/TWONTO#heater | Electrical Equipment
11391 | FCL-ACC-HTR-0754 | Heater, Snow Melting, Gaseous Chemical Building, Service Area Second Floor | FCL-ACC-CL | Gaseous Chemical Building HVAC Equipment |  |  |  | HTR | http://www.toronto.ca/TWONTO#heater | Electrical Equipment
11392 | FCL-ACC-HTR-0755 | Heater, Snow Melting, Gaseous Chemical Building, Service Area Second Floor | FCL-ACC-CL | Gaseous Chemical Building HVAC Equipment |  |  |  | HTR | http://www.toronto.ca/TWONTO#heater | Electrical Equipment
11393 | FCL-ACC-HTR-0756 | Heater, Snow Melting, Gaseous Chemical Building, Service Area Second Floor | FCL-ACC-CL | Gaseous Chemical Building HVAC Equipment |  |  |  | HTR | http://www.toronto.ca/TWONTO#heater | Electrical Equipment
11394 | FCL-ACC-HTR-0757 | Heater, Snow Melting, Gaseous Chemical Building, Service Area Second Floor | FCL-ACC-CL | Gaseous Chemical Building HVAC Equipment |  |  |  | HTR | http://www.toronto.ca/TWONTO#heater | Electrical Equipment
30977 | FCL-ACC-HTR-0758 | Heater, Snow Melting, Gaseous Chemical Building, Service Area Second Floor | FCL-ACC-CL | Gaseous Chemical Building HVAC Equipment |  |  |  | HTR | http://www.toronto.ca/TWONTO#heater | Electrical Equipment
30978 | FCL-ACC-HTR-0759 | Heater, Snow Melting, Gaseous Chemical Building, Service Area Second Floor | FCL-ACC-CL | Gaseous Chemical Building HVAC Equipment |  |  |  | HTR | http://www.toronto.ca/TWONTO#heater | Electrical Equipment
30979 | FCL-ACC-HTR-0760 | Heater, Snow Melting, Gaseous Chemical Building, Service Area Second Floor | FCL-ACC-CL | Gaseous Chemical Building HVAC Equipment |  |  |  | HTR | http://www.toronto.ca/TWONTO#heater | Electrical Equipment
30992 | FCL-ACC-HTR-0772 | Heater, Snow Melting, Gaseous Chemical Building, Service Area Second Floor | FCL-ACC-CL | Gaseous Chemical Building HVAC Equipment |  |  |  | HTR | http://www.toronto.ca/TWONTO#heater | Electrical Equipment
11407 | FCL-ACC-HTR-0776 | Heater, Snow Melting, Gaseous Chemical Building, Stairs to First Floor | FCL-ACC-CL | Gaseous Chemical Building HVAC Equipment |  |  |  | HTR | http://www.toronto.ca/TWONTO#heater | Electrical Equipment
11408 | FCL-ACC-HTR-0777 | Heater, Snow Melting, Gaseous Chemical Building, Stairs to First Floor | FCL-ACC-CL | Gaseous Chemical Building HVAC Equipment |  |  |  | HTR | http://www.toronto.ca/TWONTO#heater | Electrical Equipment
30993 | FCL-ACC-HTR-0773 | Heater, Snow Melting, Gaseous Chemical Building, Stairs to Second Floor | FCL-ACC-CL | Gaseous Chemical Building HVAC Equipment |  |  |  | HTR | http://www.toronto.ca/TWONTO#heater | Electrical Equipment
11405 | FCL-ACC-HTR-0774 | Heater, Snow Melting, Gaseous Chemical Building, Stairs to Second Floor | FCL-ACC-CL | Gaseous Chemical Building HVAC Equipment |  |  |  | HTR | http://www.toronto.ca/TWONTO#heater | Electrical Equipment
11406 | FCL-ACC-HTR-0775 | Heater, Snow Melting, Gaseous Chemical Building, Stairs to Second Floor | FCL-ACC-CL | Gaseous Chemical Building HVAC Equipment |  |  |  | HTR | http://www.toronto.ca/TWONTO#heater | Electrical Equipment
17078 | COL-PMY-HTR-0001 | Heater, Unit | COL-PMY | Maryport Sewage Pumping Station | Heater |  |  | HTR | http://www.toronto.ca/TWONTO#heater | Mechanical Equipment
17079 | COL-PMY-HTR-0001 | Heater, Unit | COL-PMY-MISC | Miscellaneous Equipment | Heater |  |  | HTR | http://www.toronto.ca/TWONTO#heater | Mechanical Equipment
17080 | COL-PMY-HTR-0002 | Heater, Unit | COL-PMY | Maryport Sewage Pumping Station | Heater |  |  | HTR | http://www.toronto.ca/TWONTO#heater | Mechanical Equipment
17081 | COL-PMY-HTR-0002 | Heater, Unit | COL-PMY-MISC | Miscellaneous Equipment | Heater |  |  | HTR | http://www.toronto.ca/TWONTO#heater | Mechanical Equipment
5859 | COL-PMY-HTR-0003 | Heater, Unit | COL-PMY | Maryport Sewage Pumping Station | Heater |  |  | HTR | http://www.toronto.ca/TWONTO#heater | Mechanical Equipment
17082 | COL-PMY-HTR-0003 | Heater, Unit | COL-PMY-MISC | Miscellaneous Equipment | Heater |  |  | HTR | http://www.toronto.ca/TWONTO#heater | Mechanical Equipment
17083 | COL-PMY-HTR-0004 | Heater, Unit | COL-PMY | Maryport Sewage Pumping Station | Heater |  |  | HTR | http://www.toronto.ca/TWONTO#heater | Mechanical Equipment
17084 | COL-PMY-HTR-0004 | Heater, Unit | COL-PMY-MISC | Miscellaneous Equipment | Heater |  |  | HTR | http://www.toronto.ca/TWONTO#heater | Mechanical Equipment
6754 | COL-PRR-HTR-0001 | Heater, Unit | COL-PRR | Riverside Sewage Pumping Station | Heater |  |  | HTR | http://www.toronto.ca/TWONTO#heater | Mechanical Equipment
6755 | COL-PRR-HTR-0001 | Heater, Unit | COL-PRR-MISC | Miscellaneous Equipment | Heater |  |  | HTR | http://www.toronto.ca/TWONTO#heater | Mechanical Equipment
7545 | COL-PSM-HTR-0002 | Heater, Unit | COL-PSM-MISC | Miscellaneous Equipment | Heater |  |  | HTR | http://www.toronto.ca/TWONTO#heater | Mechanical Equipment
20611 | COL-PSM-HTR-0002 | Heater, Unit | COL-PSM | Simcoe St Sewage Pumping Station | Heater |  |  | HTR | http://www.toronto.ca/TWONTO#heater | Mechanical Equipment
7704 | COL-PSP-HTR-0001 | Heater, Unit | COL-PSP | Southport Sewage Pumping Station | Heater |  |  | HTR | http://www.toronto.ca/TWONTO#heater | Mechanical Equipment
20719 | COL-PSP-HTR-0001 | Heater, Unit | COL-PSP-MISC | Miscellaneous Equipment | Heater |  |  | HTR | http://www.toronto.ca/TWONTO#heater | Mechanical Equipment
28304 | COL-RBB-HTR-0001 | Heater, Unit | COL-RBB | Western Beaches Tunnel (Battery Park)-Storm | Heater |  |  | HTR | http://www.toronto.ca/TWONTO#heater | Mechanical Equipment
28305 | COL-RBB-HTR-0001 | Heater, Unit | COL-RBB-MISC | Miscellaneous Equipment | Heater |  |  | HTR | http://www.toronto.ca/TWONTO#heater | Mechanical Equipment
28306 | COL-RBB-HTR-0002 | Heater, Unit | COL-RBB | Western Beaches Tunnel (Battery Park)-Storm | Heater |  |  | HTR | http://www.toronto.ca/TWONTO#heater | Mechanical Equipment
28307 | COL-RBB-HTR-0002 | Heater, Unit | COL-RBB-MISC | Miscellaneous Equipment | Heater |  |  | HTR | http://www.toronto.ca/TWONTO#heater | Mechanical Equipment
11614 | FCL-ALM-FS-0101 | Switch,Flow Pump # 1 | FCL-ALM | Coagulation |  |  | 33815 | FS | x | Instrumentation Equipment
11615 | FCL-ALM-FS-0201 | Switch,Flow Pump # 2 | FCL-ALM | Coagulation |  |  | 33816 | FS | x | Instrumentation Equipment
11616 | FCL-ALM-FS-0301 | Switch,Flow Pump # 3 | FCL-ALM | Coagulation |  |  | 33817 | FS | x | Instrumentation Equipment
31186 | FCL-ALM-FS-0401 | Switch,Flow Pump # 4 | FCL-ALM | Coagulation |  |  | 33818 | FS | x | Instrumentation Equipment
28308 | COL-RBB-HTR-0003 | Heater, Unit | COL-RBB | Western Beaches Tunnel (Battery Park)-Storm | Heater |  |  | HTR | http://www.toronto.ca/TWONTO#heater | Mechanical Equipment
28309 | COL-RBB-HTR-0003 | Heater, Unit | COL-RBB-MISC | Miscellaneous Equipment | Heater |  |  | HTR | http://www.toronto.ca/TWONTO#heater | Mechanical Equipment
9196 | COL-SMC-HTR-0001 | Heater, Unit | COL-SMC-MISC | Miscellaneous Equipment | Heater |  |  | HTR | http://www.toronto.ca/TWONTO#heater | Mechanical Equipment
28711 | COL-SMC-HTR-0001 | Heater, Unit | COL-SMC | Maclean Detention Tank-storm | Heater |  |  | HTR | http://www.toronto.ca/TWONTO#heater | Mechanical Equipment
28774 | COL-SMC-HTR-0002 | Heater, Unit | COL-SMC | Maclean Detention Tank-storm | Heater |  |  | HTR | http://www.toronto.ca/TWONTO#heater | Mechanical Equipment
28775 | COL-SMC-HTR-0002 | Heater, Unit | COL-SMC-MISC | Miscellaneous Equipment | Heater |  |  | HTR | http://www.toronto.ca/TWONTO#heater | Mechanical Equipment
11416 | FCL-ACC-HTR-0904 | Heater, Unit, (HTR-0004), 600V, 8kW, 3PH, RMF Clarification Facility, Exit Corridor North | FCL-ACC-RMF | Residue Management HVAC Equipment |  |  |  | HTR | http://www.toronto.ca/TWONTO#heater | Electrical Equipment
31005 | FCL-ACC-HTR-0905 | Heater, Unit, (HTR-0005), 600V, 8kW, 3PH, RMF Clarification Facility, Exit Corridor Central | FCL-ACC-RMF | Residue Management HVAC Equipment |  |  |  | HTR | http://www.toronto.ca/TWONTO#heater | Electrical Equipment
31006 | FCL-ACC-HTR-0906 | Heater, Unit, (HTR-0006),600V,10kW, RMF Clarification Facility, Operating Floor, Clarifier 1 Stairway | FCL-ACC-RMF | Residue Management HVAC Equipment |  |  |  | HTR | http://www.toronto.ca/TWONTO#heater | Electrical Equipment
11417 | FCL-ACC-HTR-0907 | Heater, Unit, (HTR-0007),600V,10kW, RMF Clarification Facility, Operating Floor, Clarifier 2 Stairway | FCL-ACC-RMF | Residue Management HVAC Equipment |  |  |  | HTR | http://www.toronto.ca/TWONTO#heater | Electrical Equipment
11418 | FCL-ACC-HTR-0908 | Heater, Unit, (HTR-0008), 600V, 10kW, 3PH, RMF, Clarification Facility, Pump Room | FCL-ACC-RMF | Residue Management HVAC Equipment |  |  |  | HTR | http://www.toronto.ca/TWONTO#heater | Electrical Equipment
30688 | FCL-ACC-HTR-0012 | Heater, Unit, Electric, (UH-15K), 15kW, Gaseous Chemical Building, Cl & So2 Machine Room North | FCL-ACC-CL | Gaseous Chemical Building HVAC Equipment |  |  |  | HTR | http://www.toronto.ca/TWONTO#heater | Electrical Equipment
11003 | FCL-ACC-HTR-0011 | Heater, Unit, Electric, 15kW, Gaseous Chemical Building, Cl & SO2 Machine Room N/E | FCL-ACC-CL | Gaseous Chemical Building HVAC Equipment |  |  |  | HTR | http://www.toronto.ca/TWONTO#heater | Electrical Equipment
11001 | FCL-ACC-HTR-0008 | Heater, Unit, Electric, 15kW, Gaseous Chemical Building, Cl & SO2 Machine Room S | FCL-ACC-CL | Gaseous Chemical Building HVAC Equipment |  |  |  | HTR | http://www.toronto.ca/TWONTO#heater | Electrical Equipment
11002 | FCL-ACC-HTR-0009 | Heater, Unit, Electric, 15kW, Gaseous Chemical Building, Cl & SO2 Machine Room S | FCL-ACC-CL | Gaseous Chemical Building HVAC Equipment |  |  |  | HTR | http://www.toronto.ca/TWONTO#heater | Electrical Equipment
30687 | FCL-ACC-HTR-0010 | Heater, Unit, Electric, 15kW, Gaseous Chemical Building, Cl & SO2 Machine Room S | FCL-ACC-CL | Gaseous Chemical Building HVAC Equipment |  |  |  | HTR | http://www.toronto.ca/TWONTO#heater | Electrical Equipment
30684 | FCL-ACC-HTR-0003 | Heater, Unit, Electric, 15kW, Gaseous Chemical Building, Cl & SO2 Storage Room N | FCL-ACC-CL | Gaseous Chemical Building HVAC Equipment |  |  |  | HTR | http://www.toronto.ca/TWONTO#heater | Electrical Equipment
30685 | FCL-ACC-HTR-0004 | Heater, Unit, Electric, 15kW, Gaseous Chemical Building, Cl & SO2 Storage Room N | FCL-ACC-CL | Gaseous Chemical Building HVAC Equipment |  |  |  | HTR | http://www.toronto.ca/TWONTO#heater | Electrical Equipment
30686 | FCL-ACC-HTR-0005 | Heater, Unit, Electric, 15kW, Gaseous Chemical Building, Cl & SO2 Storage Room N/E | FCL-ACC-CL | Gaseous Chemical Building HVAC Equipment |  |  |  | HTR | http://www.toronto.ca/TWONTO#heater | Electrical Equipment
11819 | FCL-AUX-TPD-0901 | Trap Primer Device, Electrical, RMF Clarification Facility | FCL-ACC-RMF | Residue Management HVAC Equipment |  |  |  | TPD | http://www.toronto.ca/TWONTO#trap_priming_device | Electrical Equipment
11820 | FCL-AUX-TPD-0902 | Trap Primer Device, Electrical, RMF Clarification Facility, Hallway, Thickener No.1 | FCL-ACC-RMF | Residue Management HVAC Equipment |  |  |  | TPD | http://www.toronto.ca/TWONTO#trap_priming_device | Electrical Equipment
11821 | FCL-AUX-TPD-0903 | Trap Primer Device, Electrical, RMF Clarification Facility, Hallway, Thickener No.2 | FCL-ACC-RMF | Residue Management HVAC Equipment |  |  |  | TPD | http://www.toronto.ca/TWONTO#trap_priming_device | Electrical Equipment
31392 | FCL-AUX-TPD-0904 | Trap Primer Device, Electrical, RMF Centrifuge Building, Polymer Room | FCL-ACC-RMF | Residue Management HVAC Equipment |  |  |  | TPD | http://www.toronto.ca/TWONTO#trap_priming_device | Electrical Equipment
11822 | FCL-AUX-TPD-0905 | Trap Primer Device, Electrical, RMF Centrifuge Building, Mechanical Room | FCL-ACC-RMF | Residue Management HVAC Equipment |  |  |  | TPD | http://www.toronto.ca/TWONTO#trap_priming_device | Electrical Equipment
10998 | FCL-ACC-HTR-0002 | Heater, Unit, Electric, 15kW, Gaseous Chemical Building, Cl & SO2 Storage Room N/W | FCL-ACC-CL | Gaseous Chemical Building HVAC Equipment |  |  |  | HTR | http://www.toronto.ca/TWONTO#heater | Electrical Equipment
10999 | FCL-ACC-HTR-0006 | Heater, Unit, Electric, 15kW, Gaseous Chemical Building, Cl & SO2 Storage Room s | FCL-ACC-CL | Gaseous Chemical Building HVAC Equipment |  |  |  | HTR | http://www.toronto.ca/TWONTO#heater | Electrical Equipment
11000 | FCL-ACC-HTR-0007 | Heater, Unit, Electric, 15kW, Gaseous Chemical Building, Cl & SO2 Storage Room S | FCL-ACC-CL | Gaseous Chemical Building HVAC Equipment |  |  |  | HTR | http://www.toronto.ca/TWONTO#heater | Electrical Equipment
11004 | FCL-ACC-HTR-0014 | Heater, Unit, Electric, 3kW, Gaseous Chemical Building, Cl2&SO2 Storage Room S/W | FCL-ACC-CL | Gaseous Chemical Building HVAC Equipment |  |  |  | HTR | http://www.toronto.ca/TWONTO#heater | Electrical Equipment
30690 | FCL-ACC-HTR-0018 | Heater, Unit, Electric, 3kW, Gaseous Chemical Building, Cl2&SO2 Storage Room S/W | FCL-ACC-CL | Gaseous Chemical Building HVAC Equipment |  |  |  | HTR | http://www.toronto.ca/TWONTO#heater | Electrical Equipment
30689 | FCL-ACC-HTR-0013 | Heater, Unit, Electric, 3kW, Gaseous Chemical Building, Cl2&SO2 Storage Room W | FCL-ACC-CL | Gaseous Chemical Building HVAC Equipment |  |  |  | HTR | http://www.toronto.ca/TWONTO#heater | Electrical Equipment
11042 | FCL-ACC-HTR-0212 | Heater, Unit, Electric, 3kW, Low Lift PS Building Gallery N/E | FCL-ACC-P-LL | Low Lift Pumping Station HVAC Equipment |  |  |  | HTR | http://www.toronto.ca/TWONTO#heater | Electrical Equipment
11043 | FCL-ACC-HTR-0213 | Heater, Unit, Electric, 3kW, Low Lift PS Building Gallery S/E | FCL-ACC-P-LL | Low Lift Pumping Station HVAC Equipment |  |  |  | HTR | http://www.toronto.ca/TWONTO#heater | Electrical Equipment
30697 | FCL-ACC-HTR-0040 | Heater, Unit, Electrical, 5kW, Gaseous Chemical Building, Ammonia Storage Room E | FCL-ACC-CL | Gaseous Chemical Building HVAC Equipment |  |  |  | HTR | http://www.toronto.ca/TWONTO#heater | Electrical Equipment
11012 | FCL-ACC-HTR-0039 | Heater, Unit, Electrical, 5kW, Gaseous Chemical Building, Ammonia Storage Room N/E | FCL-ACC-CL | Gaseous Chemical Building HVAC Equipment |  |  |  | HTR | http://www.toronto.ca/TWONTO#heater | Electrical Equipment
11134 | FCL-ACC-HTR-0321 | Heater, Unit, Fan Driven, 208V, Admin Building First Lobby 0101, Ceiling | FCL-ACC-ADMIN | Administration Building HVAC Equipment |  |  |  | HTR | http://www.toronto.ca/TWONTO#heater | Electrical Equipment
30809 | FCL-ACC-HTR-0432 | Heater, Unit, High Lift PS, Basement B1, Electrical Workshop, North | FCL-ACC-P-HL | High Lift Pumping Station HVAC Equipment |  |  |  | HTR | http://www.toronto.ca/TWONTO#heater | Electrical Equipment
31003 | FCL-ACC-HTR-0802 | Heater, Unit, Surge Building, East | FCL-ACC-P-HL | High Lift Pumping Station HVAC Equipment |  |  |  | HTR | http://www.toronto.ca/TWONTO#heater | Electrical Equipment
11411 | FCL-ACC-HTR-0801 | Heater, Unit, Surge Building, North | FCL-ACC-P-HL | High Lift Pumping Station HVAC Equipment |  |  |  | HTR | http://www.toronto.ca/TWONTO#heater | Electrical Equipment
11413 | FCL-ACC-HTR-0804 | Heater, Unit, Surge Building, South | FCL-ACC-P-HL | High Lift Pumping Station HVAC Equipment |  |  |  | HTR | http://www.toronto.ca/TWONTO#heater | Electrical Equipment
11412 | FCL-ACC-HTR-0803 | Heater, Unit, Surge Building, West | FCL-ACC-P-HL | High Lift Pumping Station HVAC Equipment |  |  |  | HTR | http://www.toronto.ca/TWONTO#heater | Electrical Equipment
3385 | COL-PCP-HTR-0002 | Heater, Valve Chamber | COL-PCP-MISC | Miscellaneous Equipment | Heater |  |  | HTR | http://www.toronto.ca/TWONTO#heater | Mechanical Equipment
9793 | COL-PCP-HTR-0002 | Heater, Valve Chamber | COL-PCP | Copeland Pumping Station | Heater |  |  | HTR | http://www.toronto.ca/TWONTO#heater | Mechanical Equipment
3937 | COL-PFB-HTR-0001 | Heater, Wet Well | COL-PFB-MISC | Miscellaneous Equipment | Heater |  |  | HTR | http://www.toronto.ca/TWONTO#heater | Mechanical Equipment
13397 | COL-PFB-HTR-0001 | Heater, Wet Well | COL-PFB | Fallingbrook Pumping Station | Heater |  |  | HTR | http://www.toronto.ca/TWONTO#heater | Mechanical Equipment
7935 | COL-PSU-HTR-0003 | Heater, Wet Well Room | COL-PSU | Sunnyside Pumping Station | Heater |  |  | HTR | http://www.toronto.ca/TWONTO#heater | Mechanical Equipment
21151 | COL-PSU-HTR-0003 | Heater, Wet Well Room | COL-PSU-MISC | Miscellaneous Equipment | Heater |  |  | HTR | http://www.toronto.ca/TWONTO#heater | Mechanical Equipment
11414 | FCL-ACC-HTR-0901 | Heater. Electric, (HTR-0001), RMF Centrifuge Building Stairway East | FCL-ACC-RMF | Residue Management HVAC Equipment |  |  |  | HTR | http://www.toronto.ca/TWONTO#heater | Electrical Equipment
11415 | FCL-ACC-HTR-0902 | Heater. Gas Fired (HTR-0002), RMF Centrifuge Building North/East | FCL-ACC-RMF | Residue Management HVAC Equipment |  |  |  | HTR | http://www.toronto.ca/TWONTO#heater | Electrical Equipment
31004 | FCL-ACC-HTR-0903 | Heater. Gas Fired (HTR-0003), Cake Loading Room, RMF Centrifuge Building South/East | FCL-ACC-RMF | Residue Management HVAC Equipment |  |  |  | HTR | http://www.toronto.ca/TWONTO#heater | Electrical Equipment
47667 | MTMH101 | HIGH LEVEL INTERCEPTOR STS | TRK-DON | DON DRAINAGE AREA | [5 empty] | Sub-Process
31027 | FCL-ACC-P-HL | High Lift Pumping Station HVAC Equipment | FCL-ACC | Climate Control (HVAC) | [5 empty] | Equipment Location
134732 | THR-DRN-HPBB | High Pressure Blower Bldg., Work Area 3 | THR-DRN-WA3 | Drains, Work Area 3 | [5 empty] | Mechanical Equipment
101826 | THR-GQ-HPBB | High Pressure Blower Bldg., Work Area 3 | THR-GQ-WA3 | Grounds, Work Area 3 | [5 empty] | Mechanical Equipment
102587 | THR-PLQ-HPBB | High Pressure Blower Bldg., Work Area 3 | THR-PLQ-WA3 | Plumbing, Work Area 3 | [5 empty] | Mechanical Equipment
107608 | TRK-HCK | HIGHLAND CREEK DRAINAGE AREA | TRK | DOS - TRUNK SEWER SYSTEM | [5 empty] | Process
48756 | MTMH220 | HIGHLAND CREEK STS | TRK-DON | DON DRAINAGE AREA | [5 empty] | Sub-Process
48757 | MTMH220 | HIGHLAND CREEK STS | TRK-HCK | HIGHLAND CREEK DRAINAGE AREA | [5 empty] | Sub-Process
120604 | THC | Highland Creek Treatment Plant | WWT | Wastewater Treatment | [5 empty] | Facility
50079 | MTMH360 | HILLARY CTS | TRK-DON | DON DRAINAGE AREA | [5 empty] | Sub-Process
50080 | MTMH360 | HILLARY CTS | TRK-HMR | HUMBER DRAINAGE AREA | [5 empty] | Sub-Process
50219 | MTMH420 | HILLHURST STS | TRK-NTO | NORTH TORONTO DRAINAGE AREA | [5 empty] | Sub-Process
106116 | TNT-ACC-HW | Hot water Circulation System | TNT-ACC | HVAC, Boilers | [5 empty] | Sub-Process
106117 | TNT-ACC-HW-HEADER | Hot water Heades, Valves, Ect., | TNT-ACC-HW | Hot water Circulation System | [5 empty] | Equipment Location
130475 | THR-ACC-HW | Hot Water System, Heating and Air Conditioning | THR WORK AREA 3 | Plant Services | [5 empty] | Equipment Location
130476 | THR-ACC-HW | Hot Water System, Heating and Air Conditioning | THR-ACC-WA3 | Air Conditioning, Boiler, Fans & AHU | [5 empty] | Equipment Location
138155 | THR-PRM-HW | Hot Water, Flushing Primary Treatment | THR-PRM-NORTH | Primary Treatment, North Primary | [5 empty] | Equipment Location
90590 | THC-PRM-BLDG-HPU0010 | HPU Building 10 | THC-PRM | Primary Treatment | [5 empty] | Division
12230 | FCL-DCL-AICR-0401 | Controller,Analyses,Indicator/Manual Setpoint,Recording,SO-0401, Panel CP-0003,Gaseous Chem. Building | FCL-DCL-SO-0401 | Sulphonator, RMF Dechlorination, Machine Room,Gaseous Chemical Building |  |  |  | AICR | http://www.toronto.ca/TWONTO#controller | Electrical Equipment
31871 | FCL-DCL-AICR-0501 | Controller,Analyses,Indicator/Manual Setpoint,Recording,SO-0501, Panel CP-0003,Gaseous Chem. Building | FCL-DCL-SO-0501 | Sulphonator, RMF Dechlorination, Machine Room,Gaseous Chemical Building |  |  |  | AICR | http://www.toronto.ca/TWONTO#controller | Electrical Equipment
14305 | COL-PHB-SUSPENDED | Humber Bay P.S.suspended entities | COL-PHB | Humber Sewage Pumping Station | [5 empty] | Obsolete Entity
107609 | TRK-HMR | HUMBER DRAINAGE AREA | TRK | DOS - TRUNK SEWER SYSTEM | [5 empty] | Process
49263 | MTMH320 | HUMBER STS | TRK-HMR | HUMBER DRAINAGE AREA | [5 empty] | Sub-Process
63878 | MTMH320 | HUMBER STS | TRK-DON | DON DRAINAGE AREA | [5 empty] | Sub-Process
129941 | THR | Humber Treatment Plant | WWT | Wastewater Treatment | [5 empty] | Facility
53455 | SWM-HMR | HUMBER WATERSHED | SWM | DOS - STORM WATER MANAGEMENT | [5 empty] | Process
31015 | FCL-ACC-HU-0301 | Humidifier, Admin Building, Utility Room 216 Second Floor | FCL-ACC-ADMIN | Administration Building HVAC Equipment |  |  |  | HU | http://www.toronto.ca/TWONTO#humidifier | Electrical Equipment
11430 | FCL-ACC-HU-0302 | Humidifier, Admin Building, Utility Room 216 Second Floor | FCL-ACC-ADMIN | Administration Building HVAC Equipment |  |  |  | HU | http://www.toronto.ca/TWONTO#humidifier | Electrical Equipment
11431 | FCL-ACC-HU-0303 | Humidifier, AHU-0303, Admin Building | FCL-ACC-AHU-0303 | Air Handling Unit, Roof Top, Admin Building Top of N/E Stairwell |  |  |  | HU | http://www.toronto.ca/TWONTO#humidifier | Mechanical Equipment
67276 | OTH-HUS | HUSAR | OTH | DOS - OTHERS | [5 empty] | Process
37199 | FHA-MCS-ACC | HVAC | FHA-MCS | Mechanical | [5 empty] | Sub-Process
27934 | FIS-ACC-ADMIN BUILDING | HVAC Admin Buliding | FIS-HVAC | Climate Control | [5 empty] | Equipment Location
139989 | TNT-ACC-AHU | HVAC- AHUs and Fans | TNT-ACC | HVAC, Boilers | [5 empty] | Sub-Process
106006 | TNT-ACC-AC | HVAC- Air conditioner and cooling units | TNT-ACC | HVAC, Boilers | H.V.A.C. |  |  |  |  | Sub-Process
27949 | FIS-ACC-CHEMICAL BUILDING | HVAC Chemical Building | FIS-HVAC | Climate Control | [5 empty] | Equipment Location
116252 | YTF-ACC | HVAC Equipment | YTF-BLDG | Bullding Services | [5 empty] | Process
52820 | FIS-ACC-FILTER BUILDING | HVAC Filter Buidling | FIS-HVAC | Climate Control | [5 empty] | Equipment Location
106044 | TNT-ACC-HTR | HVAC Heaters, | TNT-ACC | HVAC, Boilers | [5 empty] | Sub-Process
52945 | FIS-ACC-MARINEYARD | HVAC Marine Yard Building | FIS-HVAC | Climate Control | [5 empty] | Equipment Location
52954 | FIS-ACC-RW BUILDING | HVAC Raw Water Building | FIS-HVAC | Climate Control | [5 empty] | Equipment Location
52944 | FIS-ACC-MAINT-STORAGE | HVAC Storage Building | FIS-HVAC | Climate Control | [5 empty] | Equipment Location
53892 | FIS-ACC-WORKSHOP BUILD | HVAC Workshop Building | FIS-HVAC | Climate Control | [5 empty] | Equipment Location
106005 | TNT-ACC | HVAC, Boilers | TNT WORK AREA 9 | North Toronto Treatment Plant | [5 empty] | Process
116542 | YTF-NGS | HVAC, Natural Gas | YTF-BLDG | Bullding Services | [5 empty] | Process
59207 | TAB-ACC-PWPS | HVAC, Plant Water Pumping Station | TAB-ACC-5400 | Space Heating, P.W.P.S. , Item-11 | [5 empty] | Mechanical Equipment
59174 | TAB-ACC-PRM | HVAC, Primary & Corrosion Control Units | TAB-ACC | Plant HVAC Equipment | [5 empty] | Equipment Location
30149 | FIS-ELS-TLX-0001 | Hydro Meter Location | FIS-ELS-PS-0001 | Primary Power System |  |  |  | TLX |  | Equipment Location
54774 | FIS-ELS-TLX-0002 | Hydro Meter Location | FIS-ELS-PS-0001 | Primary Power System |  |  |  | TLX |  | Equipment Location
73931 | TAB-NGS-INCIN | Incineration Gas Valves | TAB-NGS-WASTE | TAB- Natural Gas Supply Line,Incinerators,Pelletizers, Waste Burners | [5 empty] | Equipment Location
88715 | THC-INC | Incineration Process | THCSLDMNT | THC Solids Maintenance | [5 empty] | Process
89122 | THC-INCINERATOR-BLDG | Incineration Process, Building Location | THC-EUS | Production & End User Support | [5 empty] | Process
88788 | THC-INC-CHEMICAL SYSTEM | Incineration Process, FBI, Chemical System | THC-INC | Incineration Process | [5 empty] | Sub-Process
88811 | THC-INC-FLUE GAS SYSTEM | Incineration Process, FBI, Exhaust Flue Gas System | THC-INC | Incineration Process | [5 empty] | Sub-Process
126428 | THC-INC-FUEL SYSTEM | Incineration Process, FBI, Fuel System | THC-INC | Incineration Process | [5 empty] | Sub-Process
84706 | THC-DEW-RPU | Incineration RPUs | THC-INC | Incineration Process | [5 empty] | Equipment Location
123240 | THC-DEW-RPU | Incineration RPUs | THC-DEW | Dewatering Process | [5 empty] | Equipment Location
10700 | EU2002 | Incinerator Building Air Equipment | TAB-AI | Local Compressed Air Equipment | [5 empty] | Equipment Location
3237 | COL-PBR-GRF-0001 | Indicator, Ground Fault | COL-PBR | Berry Road Sewage Pumping Station |  |  |  | GRF | http://www.toronto.ca/TWONTO#ground_and_test_device | Electrical Equipment
9552 | COL-PBR-GRF-0001 | Indicator, Ground Fault | COL-PBR-MISC | Miscellaneous Equipment |  |  |  | GRF | http://www.toronto.ca/TWONTO#ground_and_test_device | Electrical Equipment
3820 | COL-PEV-GRF-0001 | Indicator, Ground Fault | COL-PEV | Ellis Sewage Pumping Station |  |  |  | GRF | http://www.toronto.ca/TWONTO#ground_and_test_device | Electrical Equipment
11249 | COL-PEV-GRF-0001 | Indicator, Ground Fault | COL-PEV-MISC | Miscellaneous Equipment |  |  |  | GRF | http://www.toronto.ca/TWONTO#ground_and_test_device | Electrical Equipment
3936 | COL-PFB-GRF-0001 | Indicator, Ground Fault | COL-PFB | Fallingbrook Pumping Station | Indicator,Ground Fault |  |  | GRF | http://www.toronto.ca/TWONTO#ground_and_test_device | Electrical Equipment
13396 | COL-PFB-GRF-0001 | Indicator, Ground Fault | COL-PFB-MISC | Miscellaneous Equipment | Indicator,Ground Fault |  |  | GRF | http://www.toronto.ca/TWONTO#ground_and_test_device | Electrical Equipment
4089 | COL-PGA-GRF-0001 | Indicator, Ground Fault | COL-PGA-MISC | Miscellaneous Equipment |  |  |  | GRF | http://www.toronto.ca/TWONTO#ground_and_test_device | Electrical Equipment
13944 | COL-PGA-GRF-0001 | Indicator, Ground Fault | COL-PGA | Greyabbey Sewage Pumping Station |  |  |  | GRF | http://www.toronto.ca/TWONTO#ground_and_test_device | Electrical Equipment
4483 | COL-PHP-GRF-0001 | Indicator, Ground Fault | COL-PHP | High Park Sewage Pumping Station |  |  |  | GRF | http://www.toronto.ca/TWONTO#ground_and_test_device | Electrical Equipment
14360 | COL-PHP-GRF-0001 | Indicator, Ground Fault | COL-PHP-MISC | Miscellaneous Equipment |  |  |  | GRF | http://www.toronto.ca/TWONTO#ground_and_test_device | Electrical Equipment
4522 | COL-PIR-GRF-0001 | Indicator, Ground Fault | COL-PIR-MISC | Miscellaneous Equipment |  |  |  | GRF | http://www.toronto.ca/TWONTO#ground_and_test_device | Electrical Equipment
14560 | COL-PIR-GRF-0001 | Indicator, Ground Fault | COL-PIR | Island Road Sewage Pumping Station |  |  |  | GRF | http://www.toronto.ca/TWONTO#ground_and_test_device | Electrical Equipment
4573 | COL-PKG-GRF-0001 | Indicator, Ground Fault | COL-PKG | Kingston Rd Pumping Station |  |  |  | GRF | http://www.toronto.ca/TWONTO#ground_and_test_device | Electrical Equipment
4574 | COL-PKG-GRF-0001 | Indicator, Ground Fault | COL-PKG-MISC | Miscellaneous Equipment |  |  |  | GRF | http://www.toronto.ca/TWONTO#ground_and_test_device | Electrical Equipment
12504 | FCL-ELS-ASH-0001 | Smoke Detector, Diesel Tank, ELS-T-0101, Low lift Building | FCL-ELS-T-0101 | Tank, Generator G-0100 Oil Fuel Day Tank, Low Lift Building, Screen Room |  |  |  | ASH | http://www.toronto.ca/TWONTO#flame_or_combustion_sensing_instrument | Electrical Equipment
12505 | FCL-ELS-ASH-0002 | Smoke Detector, Diesel Tank, ELS-T-0201, Low lift Building | FCL-ELS-T-0201 | Tank, Generator G-0200 Oil Fuel Day Tank, Low Lift Building, Screen Room |  |  |  | ASH | http://www.toronto.ca/TWONTO#flame_or_combustion_sensing_instrument | Electrical Equipment
4974 | COL-PMD-GRF-0001 | Indicator, Ground Fault | COL-PMD | Midland Pumping Station | Indicator,Ground Fault |  |  | GRF | http://www.toronto.ca/TWONTO#ground_and_test_device | Electrical Equipment
4975 | COL-PMD-GRF-0001 | Indicator, Ground Fault | COL-PMD-MISC | Miscellaneous Equipment | Indicator,Ground Fault |  |  | GRF | http://www.toronto.ca/TWONTO#ground_and_test_device | Electrical Equipment
7703 | COL-PSP-GRF-0001 | Indicator, Ground Fault | COL-PSP | Southport Sewage Pumping Station |  |  |  | GRF | http://www.toronto.ca/TWONTO#ground_and_test_device | Electrical Equipment
20718 | COL-PSP-GRF-0001 | Indicator, Ground Fault | COL-PSP-MISC | Miscellaneous Equipment |  |  |  | GRF | http://www.toronto.ca/TWONTO#ground_and_test_device | Electrical Equipment
7932 | COL-PSU-GRF-0001 | Indicator, Ground Fault | COL-PSU | Sunnyside Pumping Station |  |  |  | GRF | http://www.toronto.ca/TWONTO#ground_and_test_device | Electrical Equipment
21148 | COL-PSU-GRF-0001 | Indicator, Ground Fault | COL-PSU-MISC | Miscellaneous Equipment |  |  |  | GRF | http://www.toronto.ca/TWONTO#ground_and_test_device | Electrical Equipment
8276 | COL-PVM-GRF-0001 | Indicator, Ground Fault | COL-PVM-MISC | Miscellaneous Equipment |  |  |  | GRF | http://www.toronto.ca/TWONTO#ground_and_test_device | Electrical Equipment
22686 | COL-PVM-GRF-0001 | Indicator, Ground Fault | COL-PVM | Valleymede Sewage Pumping Station |  |  |  | GRF | http://www.toronto.ca/TWONTO#ground_and_test_device | Electrical Equipment
22771 | COL-PWC-GRF-0001 | Indicator, Ground Fault | COL-PWC | Wirral Court Sewage Pumping Station | Indicator,Ground Fault |  |  | GRF | http://www.toronto.ca/TWONTO#ground_and_test_device | Electrical Equipment
22772 | COL-PWC-GRF-0001 | Indicator, Ground Fault | COL-PWC-MISC | Miscellaneous Equipment | Indicator,Ground Fault |  |  | GRF | http://www.toronto.ca/TWONTO#ground_and_test_device | Electrical Equipment
8934 | COL-RBB-GRF-0001 | Indicator, Ground Fault | COL-RBB | Western Beaches Tunnel (Battery Park)-Storm |  |  |  | GRF | http://www.toronto.ca/TWONTO#ground_and_test_device | Electrical Equipment
8935 | COL-RBB-GRF-0001 | Indicator, Ground Fault | COL-RBB-MISC | Miscellaneous Equipment |  |  |  | GRF | http://www.toronto.ca/TWONTO#ground_and_test_device | Electrical Equipment
9134 | COL-SKW-GRF-0001 | Indicator, Ground Fault | COL-SKW-MISC | Miscellaneous Equipment |  |  |  | GRF | http://www.toronto.ca/TWONTO#ground_and_test_device | Electrical Equipment
28568 | COL-SKW-GRF-0001 | Indicator, Ground Fault | COL-SKW | Kew Beach Detention Tank (Kenilworth)-storm |  |  |  | GRF | http://www.toronto.ca/TWONTO#ground_and_test_device | Electrical Equipment
9195 | COL-SMC-GRF-0001 | Indicator, Ground Fault | COL-SMC | Maclean Detention Tank-storm |  |  |  | GRF | http://www.toronto.ca/TWONTO#ground_and_test_device | Electrical Equipment
28710 | COL-SMC-GRF-0001 | Indicator, Ground Fault | COL-SMC-MISC | Miscellaneous Equipment |  |  |  | GRF | http://www.toronto.ca/TWONTO#ground_and_test_device | Electrical Equipment
53557 | SWM-PET-GRF-0001 | Indicator, Ground Fault | SWM-PET | Eglinton - Bellamy Storm Pumping Station |  |  |  | GRF | http://www.toronto.ca/TWONTO#ground_and_test_device | Electrical Equipment
53558 | SWM-PET-GRF-0001 | Indicator, Ground Fault | SWM-PET-MISC | Miscellaneous Equipment |  |  |  | GRF | http://www.toronto.ca/TWONTO#ground_and_test_device | Electrical Equipment
53777 | SWM-PWD-GRF-0001 | Indicator, Ground Fault | SWM-PWD | Warden Storm |  |  |  | GRF | http://www.toronto.ca/TWONTO#ground_and_test_device | Electrical Equipment
53778 | SWM-PWD-GRF-0001 | Indicator, Ground Fault | SWM-PWD-MISC | Miscellaneous Equipment |  |  |  | GRF | http://www.toronto.ca/TWONTO#ground_and_test_device | Electrical Equipment
5876 | COL-PMY-PI-0001 | Indicator, Pressure | COL-PMY | Maryport Sewage Pumping Station | Meter |  |  | PI | http://www.toronto.ca/TWONTO#instrument_gauge_or_display | Instrumentation Equipment
17388 | COL-PMY-PI-0001 | Indicator, Pressure | COL-PMY-MISC | Miscellaneous Equipment | Meter |  |  | PI | http://www.toronto.ca/TWONTO#instrument_gauge_or_display | Instrumentation Equipment
116518 | YTF-ELS-LTG-1000 | Indoor Electrical Equipment | YTF-ELS | Electrical Equipment |  |  |  | LTG | http://www.toronto.ca/TWONTO#defined_collection_of_assets | Electrical Equipment
117695 | TAB-RSP-PIP-0001 | Influent Conduit # 1, Raw Sewage Conduit from High Level | TAB-RSP-PIP | Raw Sewage, Influent Conduits # 1-5 |  |  |  | PIP | http://www.toronto.ca/TWONTO#pipe_segment | Mechanical Equipment
117696 | TAB-RSP-PIP-0002 | Influent Conduit # 2, Raw Sewage Conduit from High Level | TAB-RSP-PIP | Raw Sewage, Influent Conduits # 1-5 |  |  |  | PIP | http://www.toronto.ca/TWONTO#pipe_segment | Mechanical Equipment
78021 | TAB-RSP-PIP-0003 | Influent Conduit # 3, Raw Sewage Conduit from Coxwell | TAB-RSP-PIP | Raw Sewage, Influent Conduits # 1-5 |  |  |  | PIP | http://www.toronto.ca/TWONTO#pipe_segment | Mechanical Equipment
78022 | TAB-RSP-PIP-0004 | Influent Conduit # 4, Raw Sewage Conduit from Coxwell | TAB-RSP-PIP | Raw Sewage, Influent Conduits # 1-5 |  |  |  | PIP | http://www.toronto.ca/TWONTO#pipe_segment | Mechanical Equipment
117697 | TAB-RSP-PIP-0005 | Influent Conduit # 5, Raw Sewage Conduit from Main Pumping Station | TAB-RSP-PIP | Raw Sewage, Influent Conduits # 1-5 |  |  |  | PIP | http://www.toronto.ca/TWONTO#pipe_segment | Mechanical Equipment
126642 | THC-ITS | Information Technology Systems, Plant wide | THCLIQOPS | THC Liquids Operations | [5 empty] | Process
106961 | TNT-ELS | Instrument / Electrical | TNT WORK AREA 9 | North Toronto Treatment Plant | [5 empty] | Process
25637 | FHO-MCS-SA/AI | Instrument Air & Service Air | FHO-MCS | Mechanical Services | [5 empty] | Sub-Process
28622 | FIS-CALS | Instrument Calibrations by Contractor | FIS | Island Water Treatment Plant | [5 empty] | Process
54082 | FIS-CALS | Instrument Calibrations by Contractor | FIS WORK AREA 1 | Process | [5 empty] | Process
81125 | TAB-WA8-INQ | Instrument Equipment | TAB-WORK-AREA-8 | Electrical Sub- Stations | [5 empty] | Instrumentation Equipment
135077 | THR-ELS-INQ | Instrument Equipment, Meter, Calibrators, Spectrophotometer | THR-ELS | Electrical Power System | [5 empty] | Instrumentation Equipment
93566 | TAB-DIG-PIT | Instrument Equipment, PIT to Waste Gas Burner | TAB-DIG-PIP | Digestion Pipe Gallery, ELQ, PIT, STRC & Sump Pumps | [5 empty] | Equipment Location
126687 | THC-MCS-AI/SA | Instrument/service Air Plant Wide | THC-GRK-MCS | Mechanical Services | [5 empty] | Sub-Process
3424 | COL-PCU-AUX-INST | Instrumentation Equipment | COL-PCU-AUX | Auxiliary Equipment | [5 empty] | Sub-Process
15122 | COL-PLB-AUX-INST | Instrumentation Equipment | COL-PLB | Long Branch Pumping Station | [5 empty] | Sub-Process
15123 | COL-PLB-AUX-INST | Instrumentation Equipment | COL-PLB-AUX | Auxiliary Equipment | [5 empty] | Sub-Process
24559 | COL-PWR-AUX-INST | Instrumentation Equipment | COL-PWR-AUX | Auxiliary Equipment | [5 empty] | Sub-Process
76792 | TAB-PRS-INQ | Instrumentation Equipment | TAB-PRS2 | Phosphorus Removal System | [5 empty] | Equipment Location
37332 | FHA-RW-S | Intake & Screening | FHA-RAW | Raw Water Production | [5 empty] | Sub-Process
34048 | FCL-RW-INTAKE | Intake and Conduit | FCL-RW | Raw Water | [5 empty] | Mechanical Equipment
20319 | FHA-WWW-SCREEN | Intake Screening Pumping System | FHA-RW-S | Intake & Screening | [5 empty] | Sub-Process
20320 | FHA-WWW-SCREEN | Intake Screening Pumping System | FHA-WWW | Residue Management / Waste Water System | [5 empty] | Sub-Process
10287 | DIS-ITM | Integrated Technology Management | DIS | District Operations | [5 empty] | Work Area
10677 | ECC-ITM | Integrated Technology Management | ECC | Etobicoke Civic Centre | [5 empty] | Work Area
13619 | FCL-ITM | Integrated Technology Management | FCL | R L Clark Water Treatment Plant | [5 empty] | Work Area
37192 | FHA-ITM | Integrated Technology Management | FHA | R C Harris Water Treatment Plant | [5 empty] | Work Area
45425 | FHO-ITM | Integrated Technology Management | FHO | F.J. Horgan Water Treatment Plant | [5 empty] | Work Area
55323 | FIS-ITM | Integrated Technology Management | FIS | Island Water Treatment Plant | [5 empty] | Work Area
73841 | TAB-ITM | Integrated Technology Management | TAB | Ashbridges Bay Treatment Plant | [5 empty] | Work Area
89123 | THC-ITM | Integrated Technology Management | THC | Highland Creek Treatment Plant | [5 empty] | Work Area
102020 | THR-ITM | Integrated Technology Management | THR | Humber Treatment Plant | [5 empty] | Work Area
107162 | TNT-ITM | Integrated Technology Management | TNT | North Toronto Treatment Plant | [5 empty] | Work Area
143405 | WTR-ITM | Integrated Technology Management | WTR | Water Supply | [5 empty] | Work Area
147875 | YCS-ITM | Integrated Technology Management | YCS | Commissioners Street | [5 empty] | Work Area
147879 | YDA-ITM | Integrated Technology Management | YDA | Dee Avenue | [5 empty] | Work Area
116234 | YMH-ITM | Integrated Technology Management | YMH | Metro Hall | [5 empty] | Work Area
116541 | YTF-ITM | Integrated Technology Management | YTF | Tiffield Data Center | [5 empty] | Work Area
33771 | FCL-ITS | Integrated Technology Support | FCL-ITM | Integrated Technology Management | [5 empty] | Sub Area
117639 | TAB-RSP-IPS | IPS Building | TAB-RSP | Raw Sewage Pumping | [5 empty] | Sub-Process
83541 | TAB-CAP-PRJ-0018 | IPS Project | TAB-WA6 | Common to Projects, Bldg. Services, Z Building |  |  |  | PRJ | http://www.toronto.ca/TWONTO#project | Mechanical Equipment
38622 | FHA-WWW-IRRIG | Irrigation | FHA-WWW | Residue Management / Waste Water System | [5 empty] | Sub-Process
38621 | FHA-WWW-IRG-0311 | Irrigation System, Lawn Sprinklers, RMF Ground Level | FHA-WWW-IRRIG | Irrigation |  |  |  | IRG | http://www.toronto.ca/TWONTO#sprinkler | Mechanical Equipment
27926 | FIS | Island Water Treatment Plant | TW | Toronto Water | [5 empty] | Facility
52758 | FIS | Island Water Treatment Plant | WT&S | Water Treatment & Supply | [5 empty] | Facility
54323 | FIS-CONTRACTOR | Island WTP - Contractor Quotes | FIS-GRK | FIS Buildings & Grounds | [5 empty] | Building Service
9281 | COL-YKP | Kipling Yard | YKP-BLD | Collections - 435 Kipling Ave. Building envelope | [5 empty] | Building Service
14913 | FCL-SM-SQ-0001 | Kit "B" Chlorine Emergency | FCL-CLA1 | Pre-Chlorination |  |  |  | SQ |  | Mechanical Equipment
34705 | FCL-SM-SQ-0002 | Kit "B" Chlorine Emergency | FCL-CLA1 | Pre-Chlorination |  |  |  | SQ |  | Mechanical Equipment
106524 | TNT-CSO-LAB | Lab Bldg polymer System | TNT-CSO | Combined Sewer Overflow and storage system | Building Service |  |  |  |  | Sub-Process
45438 | FHO-LABCHEM | Lab Chemical Inventory | FHO | F.J. Horgan Water Treatment Plant | [5 empty] | Work Area
33773 | FCL-LAB | Lab Sampling Equipment | FCL-SAMP | Sampling Systems | [5 empty] | Sub-Process
28497 | FIS-AUX | Lab, Analyzers | FIS WORK AREA 1 | Process | [5 empty] | Equipment Location
22189 | FHO-AUX | Lab/Portable Testing Instruments | FHO WORK AREA 1 | Process | [5 empty] | Process
244 | BOM-LAB-TAB | Laboratory - Ashbridges Bay Treatment Plant | BOM - LABORATORY | Business Operations Management | [5 empty] | Process
240 | BOM-LAB-COM | Laboratory - Commissioners St. | BOM - LABORATORY | Business Operations Management | [5 empty] | Process
241 | BOM-LAB-DEE | Laboratory - Dee Avenue | BOM - LABORATORY | Business Operations Management | [5 empty] | Process
1939 | BOM-LAB-COM-INORG | Laboratory - Inorganic | BOM-LAB-COM | Laboratory - Commissioners St. | [5 empty] | Sub-Process
242 | BOM-LAB-DEE-INORG | Laboratory - Inorganic | BOM-LAB-DEE | Laboratory - Dee Avenue | [5 empty] | Sub-Process
245 | BOM-LAB-TAB-INORG | Laboratory - Inorganic | BOM-LAB-TAB | Laboratory - Ashbridges Bay Treatment Plant | [5 empty] | Sub-Process
243 | BOM-LAB-DEE-ORG | Laboratory - Organic | BOM-LAB-DEE | Laboratory - Dee Avenue | [5 empty] | Sub-Process
1940 | BOM-LAB-TAB-ORG | Laboratory - Organic | BOM-LAB-TAB | Laboratory - Ashbridges Bay Treatment Plant | [5 empty] | Sub-Process
16470 | FHA-AUX-LAB | Laboratory and Portable Testing Equipment | FHA-AUX | Auxiliary Systems | [5 empty] | Sub-Process
126677 | THC-LAB | Laboratory Equipment | THCLIQMNT | THC Liquids Maintenance | [5 empty] | Process
62312 | MTMH100 | LAKE FRONT INTERCEPTOR STS | TRK-DON | DON DRAINAGE AREA | [5 empty] | Sub-Process
65187 | MTMH324 | LAKESHORE STS | TRK-HMR | HUMBER DRAINAGE AREA | [5 empty] | Sub-Process
107610 | TRK-LVW | LAKEVIEW DRAINAGE AREA | TRK | DOS - TRUNK SEWER SYSTEM | [5 empty] | Process
48277 | MTMH131 | LESLIE-STEELES STS | TRK-DON | DON DRAINAGE AREA | [5 empty] | Sub-Process
9103 | COL-RBG-LIT-0001 | Level Indicating Transmitter | COL-RBG | Glendale Shaft (WBT)-storm | Transmitter,Level |  |  | LIT | http://www.toronto.ca/TWONTO#level_transmitter | Instrumentation Equipment
9104 | COL-RBG-LIT-0001 | Level Indicating Transmitter | COL-RBG-MISC | Miscellaneous Equipment | Transmitter,Level |  |  | LIT | http://www.toronto.ca/TWONTO#level_transmitter | Instrumentation Equipment
19580 | FHA-SES-LP | Life Preservers | FHA-SES | Safety & Environmental Services | [5 empty] | Equipment Location
33806 | FCL-MCS-LD | Lifting Devices | FCL-MCS | Mechanical Services | [5 empty] | Sub-Process
18584 | FHA-MCS-LD | Lifting Devices | FHA-MCS | Mechanical | [5 empty] | Sub-Process
13050 | FCL-FL-FS-0101-SUS | Switch,Flow Fluoride Pump # 1 | FCL-FL | Fluoridation |  |  | 36603 | FS | x | Instrumentation Equipment
13051 | FCL-FL-FS-0101-SUS | Switch,Flow Fluoride Pump # 1 | FCL-SUSPENDED | Suspended entity |  |  | 36603 | FS | x | Instrumentation Equipment
13052 | FCL-FL-FS-0201-SUS | Switch,Flow Fluoride Pump # 2 | FCL-FL | Fluoridation |  |  | 36604 | FS | x | Instrumentation Equipment
13053 | FCL-FL-FS-0201-SUS | Switch,Flow Fluoride Pump # 2 | FCL-SUSPENDED | Suspended entity |  |  | 36604 | FS | x | Instrumentation Equipment
45455 | FHO-MCS-LD | Lifting Devices & Elevators | FHO-MCS | Mechanical Services | [5 empty] | Equipment Location
89288 | THC-MCS-LD-A | Lifting Devices & Elevators, Building A | THC-MCS-LD | Mechanical Services, Lifting Device | Lifting Device |  |  |  |  | Equipment Location
89293 | THC-MCS-LD-H | Lifting Devices & Elevators, Building H | THC-MCS-LD | Mechanical Services, Lifting Device | Lifting Device |  |  |  |  | Equipment Location
126778 | THC-MCS-LD-M | Lifting Devices & Elevators, Building M | THC-MCS-LD | Mechanical Services, Lifting Device | Lifting Device |  |  |  |  | Equipment Location
89299 | THC-MCS-LD-O | Lifting Devices & Elevators, Building O | THC-MCS-LD | Mechanical Services, Lifting Device | Lifting Device |  |  |  |  | Equipment Location
89300 | THC-MCS-LD-S | Lifting Devices & Elevators, Building S | THC-MCS-LD | Mechanical Services, Lifting Device | Lifting Device |  |  |  |  | Equipment Location
126781 | THC-MCS-LD-U | Lifting Devices & Elevators,Building U | THC-MCS-LD | Mechanical Services, Lifting Device | Lifting Device |  |  |  |  | Equipment Location
126768 | THC-MCS-LD-B | Lifting Devices, Building B | THC-MCS-LD | Mechanical Services, Lifting Device | Lifting Device |  |  |  |  | Equipment Location
126775 | THC-MCS-LD-J | Lifting Devices, Building J | THC-MCS-LD | Mechanical Services, Lifting Device | Lifting Device |  |  |  |  | Equipment Location
126780 | THC-MCS-LD-T | Lifting Devices, Building T | THC-MCS-LD | Mechanical Services, Lifting Device | Lifting Device |  |  |  |  | Equipment Location
126772 | THC-MCS-LD-G | Lifting Devices, Chemical storage, Building G | THC-MCS-LD | Mechanical Services, Lifting Device | Lifting Device |  |  |  |  | Equipment Location
89295 | THC-MCS-LD-I | Lifting Devices, Headhouse, Building I | THC-MCS-LD | Mechanical Services, Lifting Device | Lifting Device |  |  |  |  | Equipment Location
2968 | COL-PBF-LTG-0001 | Lighting | COL-PBF-MISC | Miscellaneous Equipment | Control Panel |  |  | LTG | http://www.toronto.ca/TWONTO#lighting_unit | Electrical Equipment
9799 | COL-PCP-LTG-0001 | Lighting | COL-PCP-MISC | Miscellaneous Equipment | Control Panel |  |  | LTG | http://www.toronto.ca/TWONTO#lighting_unit | Electrical Equipment
4228 | COL-PGR-LTG-0001 | Lighting | COL-PGR-MISC | Miscellaneous Equipment | Control Panel |  |  | LTG | http://www.toronto.ca/TWONTO#lighting_unit | Electrical Equipment
14569 | COL-PIR-LTG-0001 | Lighting | COL-PIR-MISC | Miscellaneous Equipment | Control Panel |  |  | LTG | http://www.toronto.ca/TWONTO#lighting_unit | Electrical Equipment
32334 | FCL-ELS-LP-003FA | Lighting Panel, (LP-FA), 600/120/208V, 3PH, Filter Operating Gallery Central/East | FCL-ELS-TR-004FE | Transformer,Lighting,(LT4F),Lighting Panel LP-003FA,600/120/208V,30kVA,Filter Bldg. Transformer Room |  |  |  | LP | http://www.toronto.ca/TWONTO#LV_electrical_panel | Electrical Equipment
12679 | FCL-ELS-LP-003FB | Lighting Panel, (LP-FB), 600/120/208V, 3PH, Filter Operating Gallery Central/East | FCL-ELS-TR-003FB | Transformer,Lighting,(LT2F),600/120/208V, 45kVA,Heating Panel LP-003FB,Filter Bldg. Transformer Room |  |  |  | LP | http://www.toronto.ca/TWONTO#LV_electrical_panel | Electrical Equipment
12681 | FCL-ELS-LP-003FF | Lighting Panel, (LP-FF), 600/120/208V, 3PH, Filter Operating Gallery Central/West | FCL-ELS-TR-003FF | Transformer,Lighting,(LT3F),600/120/208V, 30kVA, Panels LP-003FF&003FG,Filter Bldg. Transformer Room |  |  |  | LP | http://www.toronto.ca/TWONTO#LV_electrical_panel | Electrical Equipment
32335 | FCL-ELS-LP-003FG | Lighting Panel, (LP-FG), 600/120/208V, 70A, 3PH, Filter Operating Gallery Central/West | FCL-ELS-TR-003FF | Transformer,Lighting,(LT3F),600/120/208V, 30kVA, Panels LP-003FF&003FG,Filter Bldg. Transformer Room |  |  |  | LP | http://www.toronto.ca/TWONTO#LV_electrical_panel | Electrical Equipment
32346 | FCL-ELS-LP-004GB | Lighting Panel, 120/208V, 3PH, Supply From LP-004GA, Surge Building | FCL-ELS-6 | Interior Lighting |  |  |  | LP | http://www.toronto.ca/TWONTO#LV_electrical_panel | Electrical Equipment
12703 | FCL-ELS-LP-0200H | Lighting Panel, 208/120V, 3PH, (HP3), High Lift Switchgear Room West Wall | FCL-ELS-6 | Interior Lighting |  |  |  | LP | http://www.toronto.ca/TWONTO#LV_electrical_panel | Electrical Equipment
12704 | FCL-ELS-LP-0200J | Lighting Panel, 208/120V, 3PH, (LP0JA), Admin Building Server Room | FCL-ELS-6 | Interior Lighting |  |  |  | LP | http://www.toronto.ca/TWONTO#LV_electrical_panel | Electrical Equipment
32368 | FCL-ELS-LP-0200L | Lighting Panel, 208/120V, 3PH, (LP-A) Admin Building Second Floor N | FCL-ELS-6 | Interior Lighting |  |  |  | LP | http://www.toronto.ca/TWONTO#LV_electrical_panel | Electrical Equipment
32369 | FCL-ELS-LP-0200N | Lighting Panel, 208/120V, 3PH, (LP-A1L) Admin Building | FCL-ELS-6 | Interior Lighting |  |  |  | LP | http://www.toronto.ca/TWONTO#LV_electrical_panel | Electrical Equipment
32354 | FCL-ELS-LP-0100A | Lighting Panel, 208/120V, 3PH, (LP-F) High Lift Pump Room Basement W | FCL-ELS-6 | Interior Lighting |  |  |  | LP | http://www.toronto.ca/TWONTO#LV_electrical_panel | Electrical Equipment
12689 | FCL-ELS-LP-0100G | Lighting Panel, 208/120V, 3PH, (LP-G) High Lift Heating and Ventilation Room | FCL-ELS-6 | Interior Lighting |  |  |  | LP | http://www.toronto.ca/TWONTO#LV_electrical_panel | Electrical Equipment
32355 | FCL-ELS-LP-0100B | Lighting Panel, 208/120V, 3PH, (LP-H) High Lift Switchgear, South Wall | FCL-ELS-6 | Interior Lighting |  |  |  | LP | http://www.toronto.ca/TWONTO#LV_electrical_panel | Electrical Equipment
12688 | FCL-ELS-LP-0100C | Lighting Panel, 208/120V, 3PH, (LP-J) High Lift Pump Room First Floor North Wall | FCL-ELS-6 | Interior Lighting |  |  |  | LP | http://www.toronto.ca/TWONTO#LV_electrical_panel | Electrical Equipment
32367 | FCL-ELS-LP-0200K | Lighting Panel, 208/120V, 3PH, (LP-K), Admin Building Servers Room 106 First Floor | FCL-ELS-6 | Interior Lighting |  |  |  | LP | http://www.toronto.ca/TWONTO#LV_electrical_panel | Electrical Equipment
12702 | FCL-ELS-LP-0200E | Lighting Panel, 208/120V, 3PH, Admin Building, Corridor 217 Second Floor | FCL-ELS-6 | Interior Lighting |  |  |  | LP | http://www.toronto.ca/TWONTO#LV_electrical_panel | Electrical Equipment
32366 | FCL-ELS-LP-0200D | Lighting Panel, 208/120V, 3PH, High Lift Switchgear Room, West Wall | FCL-ELS-6 | Interior Lighting |  |  |  | LP | http://www.toronto.ca/TWONTO#LV_electrical_panel | Electrical Equipment
12669 | FCL-ELS-LP-001DA | Lighting Panel, 225A, 120/208V, 3PH, Dry Chemical Building MCC Room, N/W | FCL-ELS-TR-001DA | Transformer, 1200A, Lighting, LP-001DA Feed, Dry Chemical Building Outside PAC Room West Entrance |  |  |  | LP | http://www.toronto.ca/TWONTO#LV_electrical_panel | Electrical Equipment
32330 | FCL-ELS-LP-001DB | Lighting Panel, 225A, 120/208V, 3PH, Dry Chemical Building MCC Room, N/W | FCL-ELS-TR-001DB | Transformer, Lighting, LP-001DB Feed, Dry Chemical Building Outside PAC Room West Entrance |  |  |  | LP | http://www.toronto.ca/TWONTO#LV_electrical_panel | Electrical Equipment
12666 | FCL-ELS-LP-0011 | Lighting Panel, 225A, 120/208V, 3PH, Flocculation Area | FCL-ELS-6 | Interior Lighting |  |  |  | LP | http://www.toronto.ca/TWONTO#LV_electrical_panel | Electrical Equipment
12716 | FCL-ELS-LP-0400A | Lighting Panel, 575/120/208V, 225A, Low Lift Pump Room N/W | FCL-ELS-6 | Interior Lighting |  |  |  | LP | http://www.toronto.ca/TWONTO#LV_electrical_panel | Electrical Equipment
32384 | FCL-ELS-LP-0500E | Lighting Panel, 575/120/208V, Dry Chemical Building, Outside PAC Room West Entrance | FCL-ELS-6 | Interior Lighting |  |  |  | LP | http://www.toronto.ca/TWONTO#LV_electrical_panel | Electrical Equipment
12718 | FCL-ELS-LP-0501E | Lighting Panel, 575/120/208V, LP-0501E (0500E1), Dry Chemical Building in MCC-0500 | FCL-ELS-6 | Interior Lighting |  |  |  | LP | http://www.toronto.ca/TWONTO#LV_electrical_panel | Electrical Equipment
12672 | FCL-ELS-LP-001GA | Lighting Panel, 600/120/208V, 225A, 3PH, Gaseous Chemical Building, Entrance to Service Area | FCL-ELS-TR-001GA | Transformer, Lighting, 600/120/208V, 45kVA, 3PH, LP-001GA,Gaseous Chemical MCC Room N/W |  |  |  | LP | http://www.toronto.ca/TWONTO#LV_electrical_panel | Electrical Equipment
32341 | FCL-ELS-LP-004FE | Lighting Panel, 600/120/208V, 3PH, Filter Operating Gallery Central/West | FCL-ELS-6 | Interior Lighting |  |  |  | LP | http://www.toronto.ca/TWONTO#LV_electrical_panel | Electrical Equipment
12687 | FCL-ELS-LP-004GF | Lighting Panel, 600/120/208V, 3PH, Gaseous Chemical Building | FCL-ELS-TR-004GE | Transformer, Lighting, 600/120/208V, 45kVA, 3PH, LP-004GE, Gaseous Chemical Building MCC Room N/W |  |  |  | LP | http://www.toronto.ca/TWONTO#LV_electrical_panel | Electrical Equipment
12684 | FCL-ELS-LP-003GA | Lighting Panel, 600/120/208V, 3PH, Gaseous Chemical Building 2nd Floor Workshop | FCL-ELS-6 | Interior Lighting |  |  |  | LP | http://www.toronto.ca/TWONTO#LV_electrical_panel | Electrical Equipment
32338 | FCL-ELS-LP-003GB | Lighting Panel, 600/120/208V, 3PH, Gaseous Chemical Building Ammonia 3rd Floor NH3 Maintenance | FCL-ELS-6 | Interior Lighting |  |  |  | LP | http://www.toronto.ca/TWONTO#LV_electrical_panel | Electrical Equipment
32339 | FCL-ELS-LP-003GC | Lighting Panel, 600/120/208V, 3PH, Gaseous Chemical Building East Stairway | FCL-ELS-6 | Interior Lighting |  |  |  | LP | http://www.toronto.ca/TWONTO#LV_electrical_panel | Electrical Equipment
32347 | FCL-ELS-LP-004GE | Lighting Panel, 600/120/208V, 3PH, Gaseous Chemical Building MCC Room E | FCL-ELS-TR-004GE | Transformer, Lighting, 600/120/208V, 45kVA, 3PH, LP-004GE, Gaseous Chemical Building MCC Room N/W |  |  |  | LP | http://www.toronto.ca/TWONTO#LV_electrical_panel | Electrical Equipment
12675 | FCL-ELS-LP-002GA | Lighting Panel, 600/120/208V, 3PH, Gaseous Chemical Building, 3rd Floor, NH3 Maintenance | FCL-ELS-6 | Interior Lighting |  |  |  | LP | http://www.toronto.ca/TWONTO#LV_electrical_panel | Electrical Equipment
12680 | FCL-ELS-LP-003FE | Lighting Panel, 600/120/208V, 60A, 3PH, Lab | FCL-ELS-6 | Interior Lighting |  |  |  | LP | http://www.toronto.ca/TWONTO#LV_electrical_panel | Electrical Equipment
32345 | FCL-ELS-LP-004GA | Lighting Panel, 600V, 3PH, Supply From MCC-004G, Surge Building | FCL-ELS-6 | Interior Lighting |  |  |  | LP | http://www.toronto.ca/TWONTO#LV_electrical_panel | Electrical Equipment
12707 | FCL-ELS-LP-0301E | Lighting Panel, Emergency Load, 208/120V, 3PH, Admin Building Sever Room | FCL-ELS-6 | Interior Lighting |  |  |  | LP | http://www.toronto.ca/TWONTO#LV_electrical_panel | Electrical Equipment
32376 | FCL-ELS-LP-0300E | Lighting Panel, Emergency Load, 208/120V, 3PH, High Lift Switchgear Room, South Wall | FCL-ELS-6 | Interior Lighting |  |  |  | LP | http://www.toronto.ca/TWONTO#LV_electrical_panel | Electrical Equipment
12690 | FCL-ELS-LP-0100I | Lighting Panel, Heating Panel, (HP4), High Lift Switchgear Room East Wall | FCL-ELS-TR-0100I | Transformer,(LT9H),Lighting Panel LP-0100I, 600/120/208V,45 kVA, High Lift Switchgear Room |  |  |  | LP | http://www.toronto.ca/TWONTO#LV_electrical_panel | Electrical Equipment
12691 | FCL-ELS-LP-0100J | Lighting Panel, Heating Panel, High Lift Heating & Ventilation Room | FCL-ELS-TR-0100J | Transformer,(LT10H),Lighting Panel LP-0100J, 600/120/208V,30 kVA, High Lift Heating&Ventilation Room |  |  |  | LP | http://www.toronto.ca/TWONTO#LV_electrical_panel | Electrical Equipment
32370 | FCL-ELS-LP-0200O | Lighting Panel, Heating, 208/120V, 3PH, Admin Building, Corridor 217 Second Floor | FCL-ELS-TR-0200O | Transformer, 600/120/208V, 75 kVA, 3PH, Lighting Panels LP-0200O&0200A, High Lift Switchgear Room |  |  |  | LP | http://www.toronto.ca/TWONTO#LV_electrical_panel | Electrical Equipment
32371 | FCL-ELS-LP-0200P | Lighting Panel, Heating, 208/120V, 3PH, Admin Building, Corridor 217 Second Floor | FCL-ELS-TR-0200P | Transformer, 600/120/208V,112.5kW, Lighting Panels LP-0200P &0200B, High Lift Switchgear Floor East |  |  |  | LP | http://www.toronto.ca/TWONTO#LV_electrical_panel | Electrical Equipment
12701 | FCL-ELS-LP-0200A | Lighting Panel, Heating, 208/120V, 3PH, Admin Building, Lunch Room 113 West Wall | FCL-ELS-TR-0200O | Transformer, 600/120/208V, 75 kVA, 3PH, Lighting Panels LP-0200O&0200A, High Lift Switchgear Room |  |  |  | LP | http://www.toronto.ca/TWONTO#LV_electrical_panel | Electrical Equipment
32365 | FCL-ELS-LP-0200B | Lighting Panel, Heating, 208/120V, 3PH, Admin Building, Lunch Room 113 West Wall | FCL-ELS-TR-0200P | Transformer, 600/120/208V,112.5kW, Lighting Panels LP-0200P &0200B, High Lift Switchgear Floor East |  |  |  | LP | http://www.toronto.ca/TWONTO#LV_electrical_panel | Electrical Equipment
32380 | FCL-ELS-LP-0400C | Lighting Panel, Low Lift Screen Room | FCL-ELS-6 | Interior Lighting |  |  |  | LP | http://www.toronto.ca/TWONTO#LV_electrical_panel | Electrical Equipment
32379 | FCL-ELS-LP-0400B | Lighting Panel, Low Lift Switchgear Room | FCL-ELS-6 | Interior Lighting |  |  |  | LP | http://www.toronto.ca/TWONTO#LV_electrical_panel | Electrical Equipment
129945 | THR WORK AREA 2 | Liquid Handling | THR | Humber Treatment Plant | [5 empty] | Work Area
93017 | THR WORK AREA 4 | Liquid Handling 2 | THR | Humber Treatment Plant | [5 empty] | Work Area
25548 | FHO-LOX | Liquid Oxygen System | FHO-DOZ | Ozonation System | [5 empty] | Sub-Process
10974 | FCL-ACC-FN-LL | LL Screen Rm Exh. Sys -FN-0102(15-2), -0103(15-3), 0104(15-4) | FCL-ACC-P-LL | Low Lift Pumping Station HVAC Equipment | [5 empty] | Equipment Location
30655 | FCL-ACC-FN-LL | LL Screen Rm Exh. Sys -FN-0102(15-2), -0103(15-3), 0104(15-4) | FCL-ACC | Climate Control (HVAC) | [5 empty] | Equipment Location
64751 | TAB-AI | Local Compressed Air Equipment | TAB-WORK-AREA-6 | Work Area 6 | [5 empty] | Process
83008 | TAB-AI | Local Compressed Air Equipment | TAB-WORK-AREA-SEO | TAB Work Area SEO | [5 empty] | Process
11987 | FCL-CL-CP-0008 | Local Control Panel, Alternate Pre-Chlorination Valves, Sedimentation Tanks Area | FCL-CLA | Pre-Chlorination |  |  |  | CP | http://www.toronto.ca/TWONTO#process_control_panel | Electrical Equipment
11727 | FCL-AM-CP-0002 | Local Control Panel, Aqua Ammonia Scrubber Control (GLC4), Gaseous Chemical Building,Scrubber Room | FCL-AM | Ammoniation |  |  |  | CP | http://www.toronto.ca/TWONTO#process_control_panel | Electrical Equipment
11986 | FCL-CL-CP-0006 | Local Control Panel, CL2/SO2 Scrubber Control (GLC2), Scrubber Room, Gaseous Chemical Building | FCL-CL-SCRUBBER | CL & SO2 Scrubber System |  |  |  | CP | http://www.toronto.ca/TWONTO#process_control_panel | Electrical Equipment
11985 | FCL-CL-CP-0005 | Local Control Panel, Mimic, Chlorination Eductor Valves, Control Room, Gaseous Chemical Building | FCL-CLA | Pre-Chlorination |  |  |  | CP | http://www.toronto.ca/TWONTO#process_control_panel | Electrical Equipment
31577 | FCL-CL-CP-0007 | Local Control Panel, Primary Pre-Chlorine System Valves, Low Lift PS Basement | FCL-CLA | Pre-Chlorination |  |  |  | CP | http://www.toronto.ca/TWONTO#process_control_panel | Electrical Equipment
31844 | FCL-CLC-CP-0001 | Local Control Panel, Trim Chlorination System Eductor Valves, High Lift PS Basement | FCL-CLC | Pre-Chlorination |  |  |  | CP | http://www.toronto.ca/TWONTO#process_control_panel | Electrical Equipment
12239 | FCL-DCL-CP-0006 | Local Control Panel,SO2 Eductor Valves, High Lift Pumping Station Basement | FCL-DCL | Sulphur Dioxide System |  |  |  | CP | http://www.toronto.ca/TWONTO#process_control_panel | Electrical Equipment
15363 | COL-PLB-SUSPENDED | Longbranch P.S.suspended entities | COL-PLB | Long Branch Pumping Station | [5 empty] | Obsolete Entity
50403 | MTMH520 | LONGBRANCH STS | TRK-DON | DON DRAINAGE AREA | [5 empty] | Sub-Process
50404 | MTMH520 | LONGBRANCH STS | TRK-LVW | LAKEVIEW DRAINAGE AREA | [5 empty] | Sub-Process
13633 | FCL-LAB-CHEM-0001 | Lab Chemical Equipment | FCL-LAB | Lab Sampling Equipment |  |  |  | CHEM | http://www.toronto.ca/TWONTO#collection_of_assets | Station
47783 | MTMH102 | LOW LEVEL INTERCEPTOR STS | TRK-DON | DON DRAINAGE AREA | [5 empty] | Sub-Process
31028 | FCL-ACC-P-LL | Low Lift Pumping Station HVAC Equipment | FCL-ACC | Climate Control (HVAC) | [5 empty] | Equipment Location
117569 | TAB-RSP-FN | M & T Building - Odour Control Fans & Filters | TAB-RSP | Raw Sewage Pumping | [5 empty] | Sub-Process
117660 | TAB-RSP-M | M Building | TAB-RSP | Raw Sewage Pumping | [5 empty] | Sub-Process
117742 | TAB-RSP-SC-M | M Building - Bar Screen, Sluice Gates & Wet Wells | TAB-RSP-M | M Building | [5 empty] | Mechanical Equipment
117548 | TAB-RSP-ELQ-M | M Building - Electrical Equipment | TAB-RSP-M | M Building | [5 empty] | Electrical Equipment
77951 | TAB-RSP-INQ-M | M Building - Instrumentation Equipment | TAB-RSP-M | M Building | [5 empty] | Instrumentation Equipment
117701 | TAB-RSP-PM | M Building - Raw Sewage Pumping | TAB-RSP | Raw Sewage Pumping | [5 empty] | Sub-Process
78052 | TAB-RSP-STRC-M | M Building - Safety Equipment,Building Services,Drains, Plumbing | TAB-RSP-M | M Building | [5 empty] | Mechanical Equipment
77938 | TAB-RSP-G-M | M Building - Sluice/Gate Valves | TAB-RSP-M | M Building | [5 empty] | Mechanical Equipment
77988 | TAB-RSP-P | M Building - Sump Pumps | TAB-RSP-M | M Building | Pump,Centrifugal |  |  |  |  | Mechanical Equipment
117698 | TAB-RSP-PIP-2000 | M Building , Raw Sewage Piping | TAB-RSP-M | M Building |  |  |  | PIP | http://www.toronto.ca/TWONTO#pipe_segment | Mechanical Equipment
73462 | TAB-ELS-M BLDG | M Building Indoor Substation | TAB-ELS-NORTH | North Substation | Transformer |  |  |  |  | Equipment Location
104626 | TAB-ELS-M BLDG | M Building Indoor Substation | TAB-RSP-M | M Building | Transformer |  |  |  |  | Equipment Location
77861 | TAB-RSP-C-M | M Building, Compressed Air | TAB-RSP-M | M Building | [5 empty] | Mechanical Equipment
64871 | TAB-CAP-PRJ-0002 | M&T Building Upgrades | TAB-RSP | Raw Sewage Pumping |  |  |  | PRJ | http://www.toronto.ca/TWONTO#project | Mechanical Equipment
64872 | TAB-CAP-PRJ-0002 | M&T Building Upgrades | TAB-WA1-MEQ | WA1 Portablel Pumps & Equipment |  |  |  | PRJ | http://www.toronto.ca/TWONTO#project | Mechanical Equipment
83530 | TAB-CAP-PRJ-0002 | M&T Building Upgrades | TAB-PLT | Preliminary Treatment |  |  |  | PRJ | http://www.toronto.ca/TWONTO#project | Mechanical Equipment
83531 | TAB-CAP-PRJ-0002 | M&T Building Upgrades | TAB-WORK-AREA-1 | Work Area 1 |  |  |  | PRJ | http://www.toronto.ca/TWONTO#project | Mechanical Equipment
18700 | FHA-MCS-MEQ | Machine Shop & Equipment | FHA-MCS | Mechanical | [5 empty] | Sub-Process
45489 | FHO-MCS-MEQ | Machine Shop & Equipment | FHO-MCS | Mechanical Services | [5 empty] | Sub-Process
55356 | FIS-MCS-MC | Machine Shop & Equipment | FIS-MCS | Mechanical Services | [5 empty] | Sub-Process
126782 | THC-MCS-MEQ | Machine Shop and Equipment | THC-GRK-MCS | Mechanical Services | [5 empty] | Sub-Process
73907 | TAB-MCS-MT | Machine Shop Mechanical Equipment | TAB-MCS | Mechanical & Machine Shop, Overhead Doors & Sump Pumps | [5 empty] | Mechanical Equipment
47128 | MAIN-008 | Main 008 | WTR-LWA | Work Area 2 Central Mains and Chambers | [5 empty] | Sub-Process
47129 | MAIN-008 | Main 008 | WTR-MT3 | Work Area 3 WEST Mains and Chambers | [5 empty] | Sub-Process
47130 | MAIN-009 | Main 009 | WTR-LWA | Work Area 2 Central Mains and Chambers | [5 empty] | Sub-Process
47131 | MAIN-009 | Main 009 | WTR-MT3 | Work Area 3 WEST Mains and Chambers | [5 empty] | Sub-Process
47149 | MAIN-087 | Main 087 | WTR-LWA | Work Area 2 Central Mains and Chambers | [5 empty] | Sub-Process
47150 | MAIN-087 | Main 087 | WTR-MT3 | Work Area 3 WEST Mains and Chambers | [5 empty] | Sub-Process
47153 | MAIN-090 | Main 090 | WTR-LWA | Work Area 2 Central Mains and Chambers | [5 empty] | Sub-Process
47154 | MAIN-090 | Main 090 | WTR-MT3 | Work Area 3 WEST Mains and Chambers | [5 empty] | Sub-Process
61794 | MAIN-092 | Main 092 | WTR-LWA | Work Area 2 Central Mains and Chambers | [5 empty] | Sub-Process
61795 | MAIN-092 | Main 092 | WTR-MT3 | Work Area 3 WEST Mains and Chambers | [5 empty] | Sub-Process
61796 | MAIN-093 | Main 093 | WTR-LWA | Work Area 2 Central Mains and Chambers | [5 empty] | Sub-Process
61797 | MAIN-093 | Main 093 | WTR-MT3 | Work Area 3 WEST Mains and Chambers | [5 empty] | Sub-Process
47156 | MAIN-094 | Main 094 | WTR-LWA | Work Area 2 Central Mains and Chambers | [5 empty] | Sub-Process
47157 | MAIN-094 | Main 094 | WTR-MT3 | Work Area 3 WEST Mains and Chambers | [5 empty] | Sub-Process
47162 | MAIN-098 | Main 098 | WTR-LWA | Work Area 2 Central Mains and Chambers | [5 empty] | Sub-Process
61800 | MAIN-098 | Main 098 | WTR-MT3 | Work Area 3 WEST Mains and Chambers | [5 empty] | Sub-Process
61801 | MAIN-099 | Main 099 | WTR-LWA | Work Area 2 Central Mains and Chambers | [5 empty] | Sub-Process
61802 | MAIN-099 | Main 099 | WTR-MT3 | Work Area 3 WEST Mains and Chambers | [5 empty] | Sub-Process
61803 | MAIN-102 | Main 102 | WTR-LWA | Work Area 2 Central Mains and Chambers | [5 empty] | Sub-Process
61804 | MAIN-102 | Main 102 | WTR-MT3 | Work Area 3 WEST Mains and Chambers | [5 empty] | Sub-Process
47166 | MAIN-103 | Main 103 | WTR-LWA | Work Area 2 Central Mains and Chambers | [5 empty] | Sub-Process
47167 | MAIN-103 | Main 103 | WTR-MT3 | Work Area 3 WEST Mains and Chambers | [5 empty] | Sub-Process
47176 | MAIN-114 | Main 114 | WTR-LWA | Work Area 2 Central Mains and Chambers | [5 empty] | Sub-Process
47177 | MAIN-114 | Main 114 | WTR-MT3 | Work Area 3 WEST Mains and Chambers | [5 empty] | Sub-Process
47183 | MAIN-121 | Main 121 | WTR-LWA | Work Area 2 Central Mains and Chambers | [5 empty] | Sub-Process
47184 | MAIN-121 | Main 121 | WTR-MT3 | Work Area 3 WEST Mains and Chambers | [5 empty] | Sub-Process
47189 | MAIN-126 | Main 126 | WTR-LWA | Work Area 2 Central Mains and Chambers | [5 empty] | Sub-Process
47190 | MAIN-126 | Main 126 | WTR-MT3 | Work Area 3 WEST Mains and Chambers | [5 empty] | Sub-Process
47191 | MAIN-128 | Main 128 | WTR-LWA | Work Area 2 Central Mains and Chambers | [5 empty] | Sub-Process
47192 | MAIN-128 | Main 128 | WTR-MT3 | Work Area 3 WEST Mains and Chambers | [5 empty] | Sub-Process
47195 | MAIN-135 | Main 135 | WTR-MT3 | Work Area 3 WEST Mains and Chambers | [5 empty] | Sub-Process
61828 | MAIN-135 | Main 135 | WTR-LWA | Work Area 2 Central Mains and Chambers | [5 empty] | Sub-Process
47196 | MAIN-136 | Main 136 | WTR-MT3 | Work Area 3 WEST Mains and Chambers | [5 empty] | Sub-Process
61829 | MAIN-136 | Main 136 | WTR-LWA | Work Area 2 Central Mains and Chambers | [5 empty] | Sub-Process
61832 | MAIN-142 | Main 142 | WTR-LWA | Work Area 2 Central Mains and Chambers | [5 empty] | Sub-Process
61833 | MAIN-142 | Main 142 | WTR-MT3 | Work Area 3 WEST Mains and Chambers | [5 empty] | Sub-Process
47198 | MAIN-143 | Main 143 | WTR-LWA | Work Area 2 Central Mains and Chambers | [5 empty] | Sub-Process
47199 | MAIN-143 | Main 143 | WTR-MT3 | Work Area 3 WEST Mains and Chambers | [5 empty] | Sub-Process
47200 | MAIN-144 | Main 144 | WTR-MT3 | Work Area 3 WEST Mains and Chambers | [5 empty] | Sub-Process
61834 | MAIN-144 | Main 144 | WTR-LWA | Work Area 2 Central Mains and Chambers | [5 empty] | Sub-Process
47201 | MAIN-145 | Main 145 | WTR-LWA | Work Area 2 Central Mains and Chambers | [5 empty] | Sub-Process
61835 | MAIN-145 | Main 145 | WTR-MT3 | Work Area 3 WEST Mains and Chambers | [5 empty] | Sub-Process
61847 | MAIN-159 | Main 159 | WTR-LWA | Work Area 2 Central Mains and Chambers | [5 empty] | Sub-Process
61848 | MAIN-159 | Main 159 | WTR-MT3 | Work Area 3 WEST Mains and Chambers | [5 empty] | Sub-Process
47215 | MAIN-167 | Main 167 | WTR-LWA | Work Area 2 Central Mains and Chambers | [5 empty] | Sub-Process
47216 | MAIN-167 | Main 167 | WTR-MT3 | Work Area 3 WEST Mains and Chambers | [5 empty] | Sub-Process
61856 | MAIN-168 | Main 168 | WTR-LWA | Work Area 2 Central Mains and Chambers | [5 empty] | Sub-Process
61857 | MAIN-168 | Main 168 | WTR-MT3 | Work Area 3 WEST Mains and Chambers | [5 empty] | Sub-Process
61858 | MAIN-170 | Main 170 | WTR-LWA | Work Area 2 Central Mains and Chambers | [5 empty] | Sub-Process
61859 | MAIN-170 | Main 170 | WTR-MT3 | Work Area 3 WEST Mains and Chambers | [5 empty] | Sub-Process
61860 | MAIN-171 | Main 171 | WTR-LWA | Work Area 2 Central Mains and Chambers | [5 empty] | Sub-Process
61861 | MAIN-171 | Main 171 | WTR-MT3 | Work Area 3 WEST Mains and Chambers | [5 empty] | Sub-Process
47220 | MAIN-174 | Main 174 | WTR-MT3 | Work Area 3 WEST Mains and Chambers | [5 empty] | Sub-Process
61863 | MAIN-174 | Main 174 | WTR-LWA | Work Area 2 Central Mains and Chambers | [5 empty] | Sub-Process
47222 | MAIN-176 | Main 176 | WTR-LWA | Work Area 2 Central Mains and Chambers | [5 empty] | Sub-Process
47223 | MAIN-176 | Main 176 | WTR-MT3 | Work Area 3 WEST Mains and Chambers | [5 empty] | Sub-Process
47226 | MAIN-180 | Main 180 | WTR-LWA | Work Area 2 Central Mains and Chambers | [5 empty] | Sub-Process
47227 | MAIN-180 | Main 180 | WTR-MT3 | Work Area 3 WEST Mains and Chambers | [5 empty] | Sub-Process
47233 | MAIN-185 | Main 185 | WTR-LWA | Work Area 2 Central Mains and Chambers | [5 empty] | Sub-Process
47234 | MAIN-185 | Main 185 | WTR-MT3 | Work Area 3 WEST Mains and Chambers | [5 empty] | Sub-Process
47235 | MAIN-187 | Main 187 | WTR-LWA | Work Area 2 Central Mains and Chambers | [5 empty] | Sub-Process
47236 | MAIN-187 | Main 187 | WTR-MT3 | Work Area 3 WEST Mains and Chambers | [5 empty] | Sub-Process
61869 | MAIN-188 | Main 188 | WTR-LWA | Work Area 2 Central Mains and Chambers | [5 empty] | Sub-Process
61870 | MAIN-188 | Main 188 | WTR-MT3 | Work Area 3 WEST Mains and Chambers | [5 empty] | Sub-Process
47238 | MAIN-191 | Main 191 | WTR-MT3 | Work Area 3 WEST Mains and Chambers | [5 empty] | Sub-Process
61872 | MAIN-191 | Main 191 | WTR-LWA | Work Area 2 Central Mains and Chambers | [5 empty] | Sub-Process
47240 | MAIN-193 | Main 193 | WTR-LWA | Work Area 2 Central Mains and Chambers | [5 empty] | Sub-Process
47241 | MAIN-193 | Main 193 | WTR-MT3 | Work Area 3 WEST Mains and Chambers | [5 empty] | Sub-Process
47242 | MAIN-194 | Main 194 | WTR-LWA | Work Area 2 Central Mains and Chambers | [5 empty] | Sub-Process
47243 | MAIN-194 | Main 194 | WTR-MT3 | Work Area 3 WEST Mains and Chambers | [5 empty] | Sub-Process
61874 | MAIN-195 | Main 195 | WTR-LWA | Work Area 2 Central Mains and Chambers | [5 empty] | Sub-Process
61875 | MAIN-195 | Main 195 | WTR-MT3 | Work Area 3 WEST Mains and Chambers | [5 empty] | Sub-Process
61876 | MAIN-196 | Main 196 | WTR-LWA | Work Area 2 Central Mains and Chambers | [5 empty] | Sub-Process
61877 | MAIN-196 | Main 196 | WTR-MT3 | Work Area 3 WEST Mains and Chambers | [5 empty] | Sub-Process
47244 | MAIN-197 | Main 197 | WTR-LWA | Work Area 2 Central Mains and Chambers | [5 empty] | Sub-Process
47245 | MAIN-197 | Main 197 | WTR-MT3 | Work Area 3 WEST Mains and Chambers | [5 empty] | Sub-Process
47246 | MAIN-198 | Main 198 | WTR-LWA | Work Area 2 Central Mains and Chambers | [5 empty] | Sub-Process
47247 | MAIN-198 | Main 198 | WTR-MT3 | Work Area 3 WEST Mains and Chambers | [5 empty] | Sub-Process
61880 | MAIN-201 | Main 201 | WTR-LWA | Work Area 2 Central Mains and Chambers | [5 empty] | Sub-Process
61881 | MAIN-201 | Main 201 | WTR-MT3 | Work Area 3 WEST Mains and Chambers | [5 empty] | Sub-Process
61882 | MAIN-202 | Main 202 | WTR-LWA | Work Area 2 Central Mains and Chambers | [5 empty] | Sub-Process
61883 | MAIN-202 | Main 202 | WTR-MT3 | Work Area 3 WEST Mains and Chambers | [5 empty] | Sub-Process
61884 | MAIN-203 | Main 203 | WTR-LWA | Work Area 2 Central Mains and Chambers | [5 empty] | Sub-Process
61885 | MAIN-203 | Main 203 | WTR-MT3 | Work Area 3 WEST Mains and Chambers | [5 empty] | Sub-Process
61887 | MAIN-205 | Main 205 | WTR-LWA | Work Area 2 Central Mains and Chambers | [5 empty] | Sub-Process
61888 | MAIN-205 | Main 205 | WTR-MT3 | Work Area 3 WEST Mains and Chambers | [5 empty] | Sub-Process
61889 | MAIN-206 | Main 206 | WTR-LWA | Work Area 2 Central Mains and Chambers | [5 empty] | Sub-Process
61890 | MAIN-206 | Main 206 | WTR-MT3 | Work Area 3 WEST Mains and Chambers | [5 empty] | Sub-Process
61891 | MAIN-207 | Main 207 | WTR-LWA | Work Area 2 Central Mains and Chambers | [5 empty] | Sub-Process
61892 | MAIN-207 | Main 207 | WTR-MT3 | Work Area 3 WEST Mains and Chambers | [5 empty] | Sub-Process
47252 | MAIN-210 | Main 210 | WTR-LWA | Work Area 2 Central Mains and Chambers | [5 empty] | Sub-Process
47253 | MAIN-210 | Main 210 | WTR-MT3 | Work Area 3 WEST Mains and Chambers | [5 empty] | Sub-Process
47262 | MAIN-222 | Main 222 | WTR-LWA | Work Area 2 Central Mains and Chambers | [5 empty] | Sub-Process
47263 | MAIN-222 | Main 222 | WTR-MT3 | Work Area 3 WEST Mains and Chambers | [5 empty] | Sub-Process
47264 | MAIN-223 | Main 223 | WTR-LWA | Work Area 2 Central Mains and Chambers | [5 empty] | Sub-Process
47265 | MAIN-223 | Main 223 | WTR-MT3 | Work Area 3 WEST Mains and Chambers | [5 empty] | Sub-Process
47266 | MAIN-225 | Main 225 | WTR-LWA | Work Area 2 Central Mains and Chambers | [5 empty] | Sub-Process
47267 | MAIN-225 | Main 225 | WTR-MT3 | Work Area 3 WEST Mains and Chambers | [5 empty] | Sub-Process
47268 | MAIN-229 | Main 229 | WTR-LWA | Work Area 2 Central Mains and Chambers | [5 empty] | Sub-Process
14235 | FCL-SA-C-0301 | Compressor, Instrument Air, Filter Building, Compressor Room | FCL-SA | Service Air |  |  |  | C | http://www.toronto.ca/TWONTO#compressor | Mechanical Equipment
34240 | FCL-SA-C-0401 | Compressor, Instrument Air, Filter Building, Compressor Room | FCL-SA | Service Air |  |  |  | C | http://www.toronto.ca/TWONTO#compressor | Mechanical Equipment
47269 | MAIN-229 | Main 229 | WTR-MT3 | Work Area 3 WEST Mains and Chambers | [5 empty] | Sub-Process
47281 | MAIN-241 | Main 241 | WTR-LWA | Work Area 2 Central Mains and Chambers | [5 empty] | Sub-Process
47282 | MAIN-241 | Main 241 | WTR-MT3 | Work Area 3 WEST Mains and Chambers | [5 empty] | Sub-Process
61922 | MAIN-244 | Main 244 | WTR-LWA | Work Area 2 Central Mains and Chambers | [5 empty] | Sub-Process
61923 | MAIN-244 | Main 244 | WTR-MT3 | Work Area 3 WEST Mains and Chambers | [5 empty] | Sub-Process
61930 | MAIN-251 | Main 251 | WTR-LWA | Work Area 2 Central Mains and Chambers | [5 empty] | Sub-Process
61931 | MAIN-251 | Main 251 | WTR-MT3 | Work Area 3 WEST Mains and Chambers | [5 empty] | Sub-Process
47292 | MAIN-254 | Main 254 | WTR-LWA | Work Area 2 Central Mains and Chambers | [5 empty] | Sub-Process
47293 | MAIN-254 | Main 254 | WTR-MT3 | Work Area 3 WEST Mains and Chambers | [5 empty] | Sub-Process
61933 | MAIN-255 | Main 255 | WTR-LWA | Work Area 2 Central Mains and Chambers | [5 empty] | Sub-Process
61934 | MAIN-255 | Main 255 | WTR-MT3 | Work Area 3 WEST Mains and Chambers | [5 empty] | Sub-Process
47294 | MAIN-256 | Main 256 | WTR-LWA | Work Area 2 Central Mains and Chambers | [5 empty] | Sub-Process
47295 | MAIN-256 | Main 256 | WTR-MT3 | Work Area 3 WEST Mains and Chambers | [5 empty] | Sub-Process
61935 | MAIN-257 | Main 257 | WTR-LWA | Work Area 2 Central Mains and Chambers | [5 empty] | Sub-Process
61936 | MAIN-257 | Main 257 | WTR-MT3 | Work Area 3 WEST Mains and Chambers | [5 empty] | Sub-Process
14458 | FCL-SES-ANL-00026-SUS | asdfs | FCL-SUSPENDED | Suspended entity |  |  | 40976 | ANL | x | Building Service
47298 | MAIN-261 | Main 261 | WTR-MT3 | Work Area 3 WEST Mains and Chambers | [5 empty] | Sub-Process
14574 | FCL-SES-FEQ-0078-SUS | Fire Extinguisher #78, High Lift Pumping Station, Ground Floor, Sample Drop-off Room, South Wall | FCL-SES-FEQ-SUS | Portable Fire Extinguishers |  |  | 46425 | FEQ | x | Mechanical Equipment
14575 | FCL-SES-FEQ-0078-SUS | Fire Extinguisher #78, High Lift Pumping Station, Ground Floor, Sample Drop-off Room, South Wall | FCL-SUSPENDED | Suspended entity |  |  | 46425 | FEQ | x | Mechanical Equipment
34418 | FCL-SES-FEQ-0110-SUS | Fire Extinguisher #110, RMF Centrifuge Building, HVAC Room | FCL-SES-FEQ-SUS | Portable Fire Extinguishers |  |  | 46426 | FEQ | x | Mechanical Equipment
34419 | FCL-SES-FEQ-0110-SUS | Fire Extinguisher #110, RMF Centrifuge Building, HVAC Room | FCL-SUSPENDED | Suspended entity |  |  | 46426 | FEQ | x | Mechanical Equipment
14576 | FCL-SES-FEQ-0111-SUS | Fire Extinguisher #111, RMF Centrifuge Building, Electrical Room | FCL-SUSPENDED | Suspended entity |  |  | 46427 | FEQ | x | Mechanical Equipment
34420 | FCL-SES-FEQ-0111-SUS | Fire Extinguisher #111, RMF Centrifuge Building, Electrical Room | FCL-SES-FEQ-SUS | Portable Fire Extinguishers |  |  | 46427 | FEQ | x | Mechanical Equipment
34421 | FCL-SES-FEQ-0112-SUS | Fire Extinguisher #112, RMF Centrifuge Building, Centrifuge Room North West Wall | FCL-SES-FEQ-SUS | Portable Fire Extinguishers |  |  | 46428 | FEQ | x | Mechanical Equipment
34422 | FCL-SES-FEQ-0112-SUS | Fire Extinguisher #112, RMF Centrifuge Building, Centrifuge Room North West Wall | FCL-SUSPENDED | Suspended entity |  |  | 46428 | FEQ | x | Mechanical Equipment
14577 | FCL-SES-FEQ-0113-SUS | Fire Extinguisher #113, RMF Centrifuge Building, Centrifuge Room South East Wall | FCL-SES-FEQ-SUS | Portable Fire Extinguishers |  |  | 46429 | FEQ | x | Mechanical Equipment
14578 | FCL-SES-FEQ-0113-SUS | Fire Extinguisher #113, RMF Centrifuge Building, Centrifuge Room South East Wall | FCL-SUSPENDED | Suspended entity |  |  | 46429 | FEQ | x | Mechanical Equipment
14579 | FCL-SES-FEQ-0114-SUS | Fire Extinguisher #114, RMF Clarification Building, HVAC Room No.1 | FCL-SES-FEQ-SUS | Portable Fire Extinguishers |  |  | 46431 | FEQ | x | Mechanical Equipment
14580 | FCL-SES-FEQ-0114-SUS | Fire Extinguisher #114, RMF Clarification Building, HVAC Room No.1 | FCL-SUSPENDED | Suspended entity |  |  | 46431 | FEQ | x | Mechanical Equipment
14581 | FCL-SES-FEQ-0115-SUS | Fire Extinguisher #115, RMF Clarification Building, HVAC Room No.2 | FCL-SES-FEQ-SUS | Portable Fire Extinguishers |  |  | 46432 | FEQ | x | Mechanical Equipment
14582 | FCL-SES-FEQ-0115-SUS | Fire Extinguisher #115, RMF Clarification Building, HVAC Room No.2 | FCL-SUSPENDED | Suspended entity |  |  | 46432 | FEQ | x | Mechanical Equipment
14583 | FCL-SES-FEQ-0116-SUS | Fire Extinguisher #116, Gaseous Chemical Building, 3rd Floor, Scrubber Room West Wall | FCL-SES-FEQ-SUS | Portable Fire Extinguishers |  |  | 46433 | FEQ | x | Mechanical Equipment
14584 | FCL-SES-FEQ-0116-SUS | Fire Extinguisher #116, Gaseous Chemical Building, 3rd Floor, Scrubber Room West Wall | FCL-SUSPENDED | Suspended entity |  |  | 46433 | FEQ | x | Mechanical Equipment
61941 | MAIN-261 | Main 261 | WTR-LWA | Work Area 2 Central Mains and Chambers | [5 empty] | Sub-Process
14624 | FCL-SES-LTG-0006F-SUS | Emergency Light, Ceiling Mounted Remote Heads, Admin Building, Second Floor, Stairs No. 2 | FCL-SUSPENDED | Suspended entity |  |  | 46463 | LTG | x | Electrical Equipment
34463 | FCL-SES-LTG-0006F-SUS | Emergency Light, Ceiling Mounted Remote Heads, Admin Building, Second Floor, Stairs No. 2 | FCL-ELS-LTG | Emergency Lighting |  |  | 46463 | LTG | x | Electrical Equipment
14625 | FCL-SES-LTG-0006G-SUS | Emergency Light, Remote Heads, Admin Building, First Floor, Stairs No. 2 | FCL-SUSPENDED | Suspended entity |  |  | 46464 | LTG | x | Electrical Equipment
34464 | FCL-SES-LTG-0006G-SUS | Emergency Light, Remote Heads, Admin Building, First Floor, Stairs No. 2 | FCL-ELS-LTG | Emergency Lighting |  |  | 46464 | LTG | x | Electrical Equipment
14670 | FCL-SES-LTG-0038-SUS | Emergency Light, Wall Mounted, c/w Emergency Battery, Surge Building | FCL-ELS-LTG | Emergency Lighting |  |  | 46508 | LTG | x | Electrical Equipment
34507 | FCL-SES-LTG-0038-SUS | Emergency Light, Wall Mounted, c/w Emergency Battery, Surge Building | FCL-SUSPENDED | Suspended entity |  |  | 46508 | LTG | x | Electrical Equipment
34641 | FCL-SES-LTX-0089-SUS | Exit Light, 89, Gaseous Building, 1st Floor, Electrical Room Exit | FCL-ELS-6 | Interior Lighting |  |  | 46596 | LTX | x | Electrical Equipment
34642 | FCL-SES-LTX-0089-SUS | Exit Light, 89, Gaseous Building, 1st Floor, Electrical Room Exit | FCL-SUSPENDED | Suspended entity |  |  | 46596 | LTX | x | Electrical Equipment
34643 | FCL-SES-LTX-0090-SUS | Exit Light, 90, Gaseous Building, 1st Floor, Fluoride Room Exit | FCL-ELS-6 | Interior Lighting |  |  | 46597 | LTX | x | Electrical Equipment
34644 | FCL-SES-LTX-0090-SUS | Exit Light, 90, Gaseous Building, 1st Floor, Fluoride Room Exit | FCL-SUSPENDED | Suspended entity |  |  | 46597 | LTX | x | Electrical Equipment
14796 | FCL-SES-LTX-0091-SUS | Exit Light, 91, Gaseous Building, 1st Floor, Caustic Soda Storage Room Exit | FCL-SUSPENDED | Suspended entity |  |  | 46598 | LTX | x | Electrical Equipment
34645 | FCL-SES-LTX-0091-SUS | Exit Light, 91, Gaseous Building, 1st Floor, Caustic Soda Storage Room Exit | FCL-ELS-6 | Interior Lighting |  |  | 46598 | LTX | x | Electrical Equipment
14797 | FCL-SES-LTX-0092-SUS | Exit Light, 92, Gaseous Building, 2nd Floor, Chlorine Storage Room North Door Exit Out | FCL-SUSPENDED | Suspended entity |  |  | 46599 | LTX | x | Electrical Equipment
34646 | FCL-SES-LTX-0092-SUS | Exit Light, 92, Gaseous Building, 2nd Floor, Chlorine Storage Room North Door Exit Out | FCL-ELS-6 | Interior Lighting |  |  | 46599 | LTX | x | Electrical Equipment
14798 | FCL-SES-LTX-0093-SUS | Exit Light, 93, Gaseous Building, 2nd Floor, Chlorine Storage Room S/E Door Exit | FCL-ELS-6 | Interior Lighting |  |  | 46600 | LTX | x | Electrical Equipment
14799 | FCL-SES-LTX-0093-SUS | Exit Light, 93, Gaseous Building, 2nd Floor, Chlorine Storage Room S/E Door Exit | FCL-SUSPENDED | Suspended entity |  |  | 46600 | LTX | x | Electrical Equipment
34647 | FCL-SES-LTX-0094-SUS | Exit Light, 94, Gaseous Building, 2nd Floor, Chlorine Storage Room S/W Door Exit | FCL-ELS-6 | Interior Lighting |  |  | 46601 | LTX | x | Electrical Equipment
34648 | FCL-SES-LTX-0094-SUS | Exit Light, 94, Gaseous Building, 2nd Floor, Chlorine Storage Room S/W Door Exit | FCL-SUSPENDED | Suspended entity |  |  | 46601 | LTX | x | Electrical Equipment
34649 | FCL-SES-LTX-0095-SUS | Exit Light, 95, Gaseous Building, 2nd Floor, Chemical Room S/W Door Exit | FCL-ELS-6 | Interior Lighting |  |  | 46602 | LTX | x | Electrical Equipment
34650 | FCL-SES-LTX-0095-SUS | Exit Light, 95, Gaseous Building, 2nd Floor, Chemical Room S/W Door Exit | FCL-SUSPENDED | Suspended entity |  |  | 46602 | LTX | x | Electrical Equipment
14800 | FCL-SES-LTX-0100-SUS | Exit light, 100, Pump Room to Stairway No.6 , RMF Clarification Building | FCL-ELS-6 | Interior Lighting |  |  | 46603 | LTX | x | Electrical Equipment
14801 | FCL-SES-LTX-0100-SUS | Exit light, 100, Pump Room to Stairway No.6 , RMF Clarification Building | FCL-SUSPENDED | Suspended entity |  |  | 46603 | LTX | x | Electrical Equipment
14802 | FCL-SES-LTX-0101-SUS | Exit light, 101, Polymer Tote Area , RMF Centrifuge Building | FCL-ELS-6 | Interior Lighting |  |  | 46604 | LTX | x | Electrical Equipment
34651 | FCL-SES-LTX-0101-SUS | Exit light, 101, Polymer Tote Area , RMF Centrifuge Building | FCL-SUSPENDED | Suspended entity |  |  | 46604 | LTX | x | Electrical Equipment
14803 | FCL-SES-LTX-0102-SUS | Exit light, 102, Admin Building, First Floor, Corridor 116, High Lift Gallery Door | FCL-ELS-6 | Interior Lighting |  |  | 46605 | LTX | x | Electrical Equipment
34652 | FCL-SES-LTX-0102-SUS | Exit light, 102, Admin Building, First Floor, Corridor 116, High Lift Gallery Door | FCL-SUSPENDED | Suspended entity |  |  | 46605 | LTX | x | Electrical Equipment
34653 | FCL-SES-LTX-0103-SUS | Exit light, 103, Admin Building, First Floor, Lunch Room | FCL-ELS-6 | Interior Lighting |  |  | 46606 | LTX | x | Electrical Equipment
34654 | FCL-SES-LTX-0103-SUS | Exit light, 103, Admin Building, First Floor, Lunch Room | FCL-SUSPENDED | Suspended entity |  |  | 46606 | LTX | x | Electrical Equipment
34655 | FCL-SES-LTX-0104-SUS | Exit light, 104, Admin Building, Second Floor, Kitchen West Exit | FCL-ELS-6 | Interior Lighting |  |  | 46607 | LTX | x | Electrical Equipment
34656 | FCL-SES-LTX-0104-SUS | Exit light, 104, Admin Building, Second Floor, Kitchen West Exit | FCL-SUSPENDED | Suspended entity |  |  | 46607 | LTX | x | Electrical Equipment
14804 | FCL-SES-LTX-0105-SUS | Exit light, 105, High Lift Pumping Station, Ground Floor, Copy Room South Door | FCL-ELS-6 | Interior Lighting |  |  | 46608 | LTX | x | Electrical Equipment
34657 | FCL-SES-LTX-0105-SUS | Exit light, 105, High Lift Pumping Station, Ground Floor, Copy Room South Door | FCL-SUSPENDED | Suspended entity |  |  | 46608 | LTX | x | Electrical Equipment
14805 | FCL-SES-LTX-0106-SUS | Exit light, 106, Low Lift Building, Ground Floor, South East Stairs | FCL-SUSPENDED | Suspended entity |  |  | 46609 | LTX | x | Electrical Equipment
34658 | FCL-SES-LTX-0106-SUS | Exit light, 106, Low Lift Building, Ground Floor, South East Stairs | FCL-ELS-6 | Interior Lighting |  |  | 46609 | LTX | x | Electrical Equipment
14806 | FCL-SES-LTX-0107-SUS | Exit light, 106, Low Lift Building, Basement B1, Pump Room South West Door | FCL-ELS-6 | Interior Lighting |  |  | 46610 | LTX | x | Electrical Equipment
14807 | FCL-SES-LTX-0107-SUS | Exit light, 106, Low Lift Building, Basement B1, Pump Room South West Door | FCL-SUSPENDED | Suspended entity |  |  | 46610 | LTX | x | Electrical Equipment
14808 | FCL-SES-LTX-0108-SUS | Exit light, 108, Dry Chemical Building, MCC Room, South Exit | FCL-SUSPENDED | Suspended entity |  |  | 46611 | LTX | x | Electrical Equipment
34659 | FCL-SES-LTX-0108-SUS | Exit light, 108, Dry Chemical Building, MCC Room, South Exit | FCL-ELS-6 | Interior Lighting |  |  | 46611 | LTX | x | Electrical Equipment
47300 | MAIN-264 | Main 264 | WTR-LWA | Work Area 2 Central Mains and Chambers | [5 empty] | Sub-Process
47301 | MAIN-264 | Main 264 | WTR-MT3 | Work Area 3 WEST Mains and Chambers | [5 empty] | Sub-Process
47308 | MAIN-272 | Main 272 | WTR-LWA | Work Area 2 Central Mains and Chambers | [5 empty] | Sub-Process
47309 | MAIN-272 | Main 272 | WTR-MT3 | Work Area 3 WEST Mains and Chambers | [5 empty] | Sub-Process
47314 | MAIN-276 | Main 276 | WTR-LWA | Work Area 2 Central Mains and Chambers | [5 empty] | Sub-Process
47315 | MAIN-276 | Main 276 | WTR-MT3 | Work Area 3 WEST Mains and Chambers | [5 empty] | Sub-Process
61954 | MAIN-280 | Main 280 | WTR-LWA | Work Area 2 Central Mains and Chambers | [5 empty] | Sub-Process
61955 | MAIN-280 | Main 280 | WTR-MT3 | Work Area 3 WEST Mains and Chambers | [5 empty] | Sub-Process
47321 | MAIN-287 | Main 287 | WTR-MT3 | Work Area 3 WEST Mains and Chambers | [5 empty] | Sub-Process
61961 | MAIN-287 | Main 287 | WTR-LWA | Work Area 2 Central Mains and Chambers | [5 empty] | Sub-Process
47325 | MAIN-291 | Main 291 | WTR-LWA | Work Area 2 Central Mains and Chambers | [5 empty] | Sub-Process
61965 | MAIN-291 | Main 291 | WTR-MT3 | Work Area 3 WEST Mains and Chambers | [5 empty] | Sub-Process
47326 | MAIN-292 | Main 292 | WTR-LWA | Work Area 2 Central Mains and Chambers | [5 empty] | Sub-Process
47327 | MAIN-292 | Main 292 | WTR-MT3 | Work Area 3 WEST Mains and Chambers | [5 empty] | Sub-Process
47329 | MAIN-295 | Main 295 | WTR-LWA | Work Area 2 Central Mains and Chambers | [5 empty] | Sub-Process
47330 | MAIN-295 | Main 295 | WTR-MT3 | Work Area 3 WEST Mains and Chambers | [5 empty] | Sub-Process
47335 | MAIN-300 | Main 300 | WTR-LWA | Work Area 2 Central Mains and Chambers | [5 empty] | Sub-Process
47336 | MAIN-300 | Main 300 | WTR-MT3 | Work Area 3 WEST Mains and Chambers | [5 empty] | Sub-Process
61972 | MAIN-301 | Main 301 | WTR-LWA | Work Area 2 Central Mains and Chambers | [5 empty] | Sub-Process
61973 | MAIN-301 | Main 301 | WTR-MT3 | Work Area 3 WEST Mains and Chambers | [5 empty] | Sub-Process
47337 | MAIN-303 | Main 303 | WTR-LWA | Work Area 2 Central Mains and Chambers | [5 empty] | Sub-Process
47338 | MAIN-303 | Main 303 | WTR-MT3 | Work Area 3 WEST Mains and Chambers | [5 empty] | Sub-Process
47339 | MAIN-304 | Main 304 | WTR-MT3 | Work Area 3 WEST Mains and Chambers | [5 empty] | Sub-Process
61976 | MAIN-304 | Main 304 | WTR-LWA | Work Area 2 Central Mains and Chambers | [5 empty] | Sub-Process
61979 | MAIN-306 | Main 306 | WTR-LWA | Work Area 2 Central Mains and Chambers | [5 empty] | Sub-Process
61980 | MAIN-306 | Main 306 | WTR-MT3 | Work Area 3 WEST Mains and Chambers | [5 empty] | Sub-Process
47340 | MAIN-307 | Main 307 | WTR-LWA | Work Area 2 Central Mains and Chambers | [5 empty] | Sub-Process
47341 | MAIN-307 | Main 307 | WTR-MT3 | Work Area 3 WEST Mains and Chambers | [5 empty] | Sub-Process
61981 | MAIN-309 | Main 309 | WTR-LWA | Work Area 2 Central Mains and Chambers | [5 empty] | Sub-Process
61982 | MAIN-309 | Main 309 | WTR-MT3 | Work Area 3 WEST Mains and Chambers | [5 empty] | Sub-Process
61761 | MAIN 317 | Main 317 | WTR-LWA | Work Area 2 Central Mains and Chambers | [5 empty] | Sub-Process
61762 | MAIN 317 | Main 317 | WTR-MT3 | Work Area 3 WEST Mains and Chambers | [5 empty] | Sub-Process
61990 | MAIN-317 | Main 317 | WTR-LWA | Work Area 2 Central Mains and Chambers | [5 empty] | Sub-Process
61991 | MAIN-317 | Main 317 | WTR-MT3 | Work Area 3 WEST Mains and Chambers | [5 empty] | Sub-Process
61998 | MAIN-325 | Main 325 | WTR-LWA | Work Area 2 Central Mains and Chambers | [5 empty] | Sub-Process
61999 | MAIN-325 | Main 325 | WTR-MT3 | Work Area 3 WEST Mains and Chambers | [5 empty] | Sub-Process
47357 | MAIN-331 | Main 331 | WTR-LWA | Work Area 2 Central Mains and Chambers | [5 empty] | Sub-Process
47358 | MAIN-331 | Main 331 | WTR-MT3 | Work Area 3 WEST Mains and Chambers | [5 empty] | Sub-Process
47360 | MAIN-333 | Main 333 | WTR-LWA | Work Area 2 Central Mains and Chambers | [5 empty] | Sub-Process
47361 | MAIN-333 | Main 333 | WTR-MT3 | Work Area 3 WEST Mains and Chambers | [5 empty] | Sub-Process
62003 | MAIN-335 | Main 335 | WTR-LWA | Work Area 2 Central Mains and Chambers | [5 empty] | Sub-Process
62004 | MAIN-335 | Main 335 | WTR-MT3 | Work Area 3 WEST Mains and Chambers | [5 empty] | Sub-Process
47365 | MAIN-338 | Main 338 | WTR-LWA | Work Area 2 Central Mains and Chambers | [5 empty] | Sub-Process
47366 | MAIN-338 | Main 338 | WTR-MT3 | Work Area 3 WEST Mains and Chambers | [5 empty] | Sub-Process
62007 | MAIN-339 | Main 339 | WTR-LWA | Work Area 2 Central Mains and Chambers | [5 empty] | Sub-Process
62008 | MAIN-339 | Main 339 | WTR-MT3 | Work Area 3 WEST Mains and Chambers | [5 empty] | Sub-Process
47367 | MAIN-340 | Main 340 | WTR-LWA | Work Area 2 Central Mains and Chambers | [5 empty] | Sub-Process
47368 | MAIN-340 | Main 340 | WTR-MT3 | Work Area 3 WEST Mains and Chambers | [5 empty] | Sub-Process
47369 | MAIN-341 | Main 341 | WTR-MT3 | Work Area 3 WEST Mains and Chambers | [5 empty] | Sub-Process
62009 | MAIN-341 | Main 341 | WTR-LWA | Work Area 2 Central Mains and Chambers | [5 empty] | Sub-Process
62010 | MAIN-342 | Main 342 | WTR-LWA | Work Area 2 Central Mains and Chambers | [5 empty] | Sub-Process
62011 | MAIN-342 | Main 342 | WTR-MT3 | Work Area 3 WEST Mains and Chambers | [5 empty] | Sub-Process
47370 | MAIN-344 | Main 344 | WTR-LWA | Work Area 2 Central Mains and Chambers | [5 empty] | Sub-Process
47371 | MAIN-344 | Main 344 | WTR-MT3 | Work Area 3 WEST Mains and Chambers | [5 empty] | Sub-Process
47373 | MAIN-347 | Main 347 | WTR-LWA | Work Area 2 Central Mains and Chambers | [5 empty] | Sub-Process
47374 | MAIN-347 | Main 347 | WTR-MT3 | Work Area 3 WEST Mains and Chambers | [5 empty] | Sub-Process
62016 | MAIN-349 | Main 349 | WTR-LWA | Work Area 2 Central Mains and Chambers | [5 empty] | Sub-Process
62017 | MAIN-349 | Main 349 | WTR-MT3 | Work Area 3 WEST Mains and Chambers | [5 empty] | Sub-Process
62019 | MAIN-351 | Main 351 | WTR-LWA | Work Area 2 Central Mains and Chambers | [5 empty] | Sub-Process
62020 | MAIN-351 | Main 351 | WTR-MT3 | Work Area 3 WEST Mains and Chambers | [5 empty] | Sub-Process
62021 | MAIN-352 | Main 352 | WTR-LWA | Work Area 2 Central Mains and Chambers | [5 empty] | Sub-Process
62022 | MAIN-352 | Main 352 | WTR-MT3 | Work Area 3 WEST Mains and Chambers | [5 empty] | Sub-Process
47377 | MAIN-353 | Main 353 | WTR-LWA | Work Area 2 Central Mains and Chambers | [5 empty] | Sub-Process
47378 | MAIN-353 | Main 353 | WTR-MT3 | Work Area 3 WEST Mains and Chambers | [5 empty] | Sub-Process
47379 | MAIN-354 | Main 354 | WTR-LWA | Work Area 2 Central Mains and Chambers | [5 empty] | Sub-Process
47380 | MAIN-354 | Main 354 | WTR-MT3 | Work Area 3 WEST Mains and Chambers | [5 empty] | Sub-Process
62023 | MAIN-356 | Main 356 | WTR-LWA | Work Area 2 Central Mains and Chambers | [5 empty] | Sub-Process
62024 | MAIN-356 | Main 356 | WTR-MT3 | Work Area 3 WEST Mains and Chambers | [5 empty] | Sub-Process
47383 | MAIN-357 | Main 357 | WTR-LWA | Work Area 2 Central Mains and Chambers | [5 empty] | Sub-Process
47384 | MAIN-357 | Main 357 | WTR-MT3 | Work Area 3 WEST Mains and Chambers | [5 empty] | Sub-Process
47385 | MAIN-358 | Main 358 | WTR-LWA | Work Area 2 Central Mains and Chambers | [5 empty] | Sub-Process
47386 | MAIN-358 | Main 358 | WTR-MT3 | Work Area 3 WEST Mains and Chambers | [5 empty] | Sub-Process
62025 | MAIN-360 | Main 360 | WTR-LWA | Work Area 2 Central Mains and Chambers | [5 empty] | Sub-Process
62026 | MAIN-360 | Main 360 | WTR-MT3 | Work Area 3 WEST Mains and Chambers | [5 empty] | Sub-Process
62029 | MAIN-362 | Main 362 | WTR-LWA | Work Area 2 Central Mains and Chambers | [5 empty] | Sub-Process
62030 | MAIN-362 | Main 362 | WTR-MT3 | Work Area 3 WEST Mains and Chambers | [5 empty] | Sub-Process
47389 | MAIN-363 | Main 363 | WTR-LWA | Work Area 2 Central Mains and Chambers | [5 empty] | Sub-Process
47390 | MAIN-363 | Main 363 | WTR-MT3 | Work Area 3 WEST Mains and Chambers | [5 empty] | Sub-Process
62033 | MAIN-365 | Main 365 | WTR-LWA | Work Area 2 Central Mains and Chambers | [5 empty] | Sub-Process
62034 | MAIN-365 | Main 365 | WTR-MT3 | Work Area 3 WEST Mains and Chambers | [5 empty] | Sub-Process
47393 | MAIN-367 | Main 367 | WTR-LWA | Work Area 2 Central Mains and Chambers | [5 empty] | Sub-Process
47394 | MAIN-367 | Main 367 | WTR-MT3 | Work Area 3 WEST Mains and Chambers | [5 empty] | Sub-Process
47395 | MAIN-368 | Main 368 | WTR-MT3 | Work Area 3 WEST Mains and Chambers | [5 empty] | Sub-Process
62035 | MAIN-368 | Main 368 | WTR-LWA | Work Area 2 Central Mains and Chambers | [5 empty] | Sub-Process
62040 | MAIN-372 | Main 372 | WTR-LWA | Work Area 2 Central Mains and Chambers | [5 empty] | Sub-Process
62041 | MAIN-372 | Main 372 | WTR-MT3 | Work Area 3 WEST Mains and Chambers | [5 empty] | Sub-Process
62054 | MAIN-390 | Main 390 | WTR-LWA | Work Area 2 Central Mains and Chambers | [5 empty] | Sub-Process
62055 | MAIN-390 | Main 390 | WTR-MT3 | Work Area 3 WEST Mains and Chambers | [5 empty] | Sub-Process
47125 | MAIN-001 | Main 001 | WTR-LWA | Work Area 2 Central Mains and Chambers | [5 empty] | Sub-Process
61765 | MAIN-002 | Main 002 | WTR-LWA | Work Area 2 Central Mains and Chambers | [5 empty] | Sub-Process
47126 | MAIN-003 | Main 003 | WTR-LWA | Work Area 2 Central Mains and Chambers | [5 empty] | Sub-Process
61766 | MAIN-006 | Main 006 | WTR-LWA | Work Area 2 Central Mains and Chambers | [5 empty] | Sub-Process
47127 | MAIN-007 | Main 007 | WTR-LWA | Work Area 2 Central Mains and Chambers | [5 empty] | Sub-Process
35080 | FCL-TRW-UPS-0002-SUS | Inverter,DC to AC | FCL-SUSPENDED | Suspended entity |  |  | 36809 | UPS | x | Instrumentation Equipment
35081 | FCL-TRW-UPS-0002-SUS | Inverter,DC to AC | FCL-TRW | Treated Water |  |  | 36809 | UPS | x | Instrumentation Equipment
61767 | MAIN-011 | Main 011 | WTR-LWA | Work Area 2 Central Mains and Chambers | [5 empty] | Sub-Process
47132 | MAIN-013 | Main 013 | WTR-LWA | Work Area 2 Central Mains and Chambers | [5 empty] | Sub-Process
61770 | MAIN-016 | Main 016 | WTR-LWA | Work Area 2 Central Mains and Chambers | [5 empty] | Sub-Process
47134 | MAIN-017 | Main 017 | WTR-LWA | Work Area 2 Central Mains and Chambers | [5 empty] | Sub-Process
61771 | MAIN-018 | Main 018 | WTR-LWA | Work Area 2 Central Mains and Chambers | [5 empty] | Sub-Process
61772 | MAIN-019 | Main 019 | WTR-LWA | Work Area 2 Central Mains and Chambers | [5 empty] | Sub-Process
47135 | MAIN-020 | Main 020 | WTR-LWA | Work Area 2 Central Mains and Chambers | [5 empty] | Sub-Process
61773 | MAIN-021 | Main 021 | WTR-LWA | Work Area 2 Central Mains and Chambers | [5 empty] | Sub-Process
61774 | MAIN-025 | Main 025 | WTR-LWA | Work Area 2 Central Mains and Chambers | [5 empty] | Sub-Process
47137 | MAIN-028 | Main 028 | WTR-LWA | Work Area 2 Central Mains and Chambers | [5 empty] | Sub-Process
61775 | MAIN-028 | Main 028 | WTR-MT1 | Work Area 1 EAST Mains and Chambers | [5 empty] | Sub-Process
47138 | MAIN-028A | Main 028A | WTR-MT1 | Work Area 1 EAST Mains and Chambers | [5 empty] | Sub-Process
61776 | MAIN-028A | Main 028A | WTR-LWA | Work Area 2 Central Mains and Chambers | [5 empty] | Sub-Process
47139 | MAIN-028B | Main 028B | WTR-LWA | Work Area 2 Central Mains and Chambers | [5 empty] | Sub-Process
47140 | MAIN-028B | Main 028B | WTR-MT1 | Work Area 1 EAST Mains and Chambers | [5 empty] | Sub-Process
47141 | MAIN-028C | Main 028C | WTR-LWA | Work Area 2 Central Mains and Chambers | [5 empty] | Sub-Process
61777 | MAIN-028C | Main 028C | WTR-MT1 | Work Area 1 EAST Mains and Chambers | [5 empty] | Sub-Process
61778 | MAIN-028D | Main 028D | WTR-LWA | Work Area 2 Central Mains and Chambers | [5 empty] | Sub-Process
61779 | MAIN-028D | Main 028D | WTR-MT1 | Work Area 1 EAST Mains and Chambers | [5 empty] | Sub-Process
61780 | MAIN-029 | Main 029 | WTR-LWA | Work Area 2 Central Mains and Chambers | [5 empty] | Sub-Process
47142 | MAIN-029 EAST | Main 029 | WTR-LWA | Work Area 2 Central Mains and Chambers | [5 empty] | Sub-Process
61781 | MAIN-029 EAST | Main 029 | WTR-MT1 | Work Area 1 EAST Mains and Chambers | [5 empty] | Sub-Process
47143 | MAIN-029A | Main 029A | WTR-LWA | Work Area 2 Central Mains and Chambers | [5 empty] | Sub-Process
61782 | MAIN-029B | Main 029B | WTR-LWA | Work Area 2 Central Mains and Chambers | [5 empty] | Sub-Process
61783 | MAIN-031 | Main 031 | WTR-LWA | Work Area 2 Central Mains and Chambers | [5 empty] | Sub-Process
47144 | MAIN-036 | Main 036 | WTR-LWA | Work Area 2 Central Mains and Chambers | [5 empty] | Sub-Process
47145 | MAIN-036 | Main 036 | WTR-MT1 | Work Area 1 EAST Mains and Chambers | [5 empty] | Sub-Process
61784 | MAIN-037 | Main 037 | WTR-LWA | Work Area 2 Central Mains and Chambers | [5 empty] | Sub-Process
61785 | MAIN-037 | Main 037 | WTR-MT1 | Work Area 1 EAST Mains and Chambers | [5 empty] | Sub-Process
61787 | MAIN-041 | Main 041 (Transferred to D&C) | WTR-LWA | Work Area 2 Central Mains and Chambers | [5 empty] | Sub-Process
61789 | MAIN-061 | Main 061 | WTR-LWA | Work Area 2 Central Mains and Chambers | [5 empty] | Sub-Process
47146 | MAIN-062 | Main 062 | WTR-LWA | Work Area 2 Central Mains and Chambers | [5 empty] | Sub-Process
47147 | MAIN-083 | Main 083 | WTR-MT1 | Work Area 1 EAST Mains and Chambers | [5 empty] | Sub-Process
61791 | MAIN-083 | Main 083 | WTR-LWA | Work Area 2 Central Mains and Chambers | [5 empty] | Sub-Process
47148 | MAIN-086 | Main 086 | WTR-LWA | Work Area 2 Central Mains and Chambers | [5 empty] | Sub-Process
47151 | MAIN-088 | Main 088 | WTR-LWA | Work Area 2 Central Mains and Chambers | [5 empty] | Sub-Process
47152 | MAIN-089 | Main 089 | WTR-MT1 | Work Area 1 EAST Mains and Chambers | [5 empty] | Sub-Process
61792 | MAIN-089 | Main 089 | WTR-LWA | Work Area 2 Central Mains and Chambers | [5 empty] | Sub-Process
47155 | MAIN-091 | Main 091 | WTR-MT1 | Work Area 1 EAST Mains and Chambers | [5 empty] | Sub-Process
61793 | MAIN-091 | Main 091 | WTR-LWA | Work Area 2 Central Mains and Chambers | [5 empty] | Sub-Process
47158 | MAIN-095 | Main 095 | WTR-LWA | Work Area 2 Central Mains and Chambers | [5 empty] | Sub-Process
61798 | MAIN-095 | Main 095 | WTR-MT1 | Work Area 1 EAST Mains and Chambers | [5 empty] | Sub-Process
47159 | MAIN-096 | Main 096 | WTR-LWA | Work Area 2 Central Mains and Chambers | [5 empty] | Sub-Process
47160 | MAIN-096 | Main 096 | WTR-MT1 | Work Area 1 EAST Mains and Chambers | [5 empty] | Sub-Process
47161 | MAIN-097 | Main 097 | WTR-LWA | Work Area 2 Central Mains and Chambers | [5 empty] | Sub-Process
61799 | MAIN-097 | Main 097 | WTR-MT1 | Work Area 1 EAST Mains and Chambers | [5 empty] | Sub-Process
47163 | MAIN-100 | Main 100 | WTR-LWA | Work Area 2 Central Mains and Chambers | [5 empty] | Sub-Process
47164 | MAIN-100 | Main 100 | WTR-MT3 | Work Area 3 WEST Mains and Chambers | [5 empty] | Sub-Process
47165 | MAIN-101 | Main 101 | WTR-LWA | Work Area 2 Central Mains and Chambers | [5 empty] | Sub-Process
47168 | MAIN-106 | Main 106 | WTR-MT1 | Work Area 1 EAST Mains and Chambers | [5 empty] | Sub-Process
61805 | MAIN-106 | Main 106 | WTR-LWA | Work Area 2 Central Mains and Chambers | [5 empty] | Sub-Process
47169 | MAIN-107 | Main 107 | WTR-MT1 | Work Area 1 EAST Mains and Chambers | [5 empty] | Sub-Process
61806 | MAIN-107 | Main 107 | WTR-LWA | Work Area 2 Central Mains and Chambers | [5 empty] | Sub-Process
47170 | MAIN-108 | Main 108 | WTR-LWA | Work Area 2 Central Mains and Chambers | [5 empty] | Sub-Process
61807 | MAIN-108 | Main 108 | WTR-MT1 | Work Area 1 EAST Mains and Chambers | [5 empty] | Sub-Process
47171 | MAIN-109 | Main 109 | WTR-LWA | Work Area 2 Central Mains and Chambers | [5 empty] | Sub-Process
61808 | MAIN-109 | Main 109 | WTR-MT1 | Work Area 1 EAST Mains and Chambers | [5 empty] | Sub-Process
47172 | MAIN-110 | Main 110 | WTR-LWA | Work Area 2 Central Mains and Chambers | [5 empty] | Sub-Process
47173 | MAIN-110 | Main 110 | WTR-MT3 | Work Area 3 WEST Mains and Chambers | [5 empty] | Sub-Process
61809 | MAIN-111 | Main 111 | WTR-LWA | Work Area 2 Central Mains and Chambers | [5 empty] | Sub-Process
61810 | MAIN-111 | Main 111 | WTR-MT3 | Work Area 3 WEST Mains and Chambers | [5 empty] | Sub-Process
47174 | MAIN-112 | Main 112 | WTR-LWA | Work Area 2 Central Mains and Chambers | [5 empty] | Sub-Process
47175 | MAIN-112 | Main 112 | WTR-MT1 | Work Area 1 EAST Mains and Chambers | [5 empty] | Sub-Process
61811 | MAIN-113 | Main 113 | WTR-LWA | Work Area 2 Central Mains and Chambers | [5 empty] | Sub-Process
61812 | MAIN-113 | Main 113 | WTR-MT1 | Work Area 1 EAST Mains and Chambers | [5 empty] | Sub-Process
61813 | MAIN-115 | Main 115 | WTR-LWA | Work Area 2 Central Mains and Chambers | [5 empty] | Sub-Process
61814 | MAIN-115 | Main 115 | WTR-MT3 | Work Area 3 WEST Mains and Chambers | [5 empty] | Sub-Process
47178 | MAIN-116 | Main 116 | WTR-LWA | Work Area 2 Central Mains and Chambers | [5 empty] | Sub-Process
47179 | MAIN-116 | Main 116 | WTR-MT1 | Work Area 1 EAST Mains and Chambers | [5 empty] | Sub-Process
61815 | MAIN-117 | Main 117 | WTR-LWA | Work Area 2 Central Mains and Chambers | [5 empty] | Sub-Process
61816 | MAIN-117 | Main 117 | WTR-MT1 | Work Area 1 EAST Mains and Chambers | [5 empty] | Sub-Process
47180 | MAIN-118 | Main 118 | WTR-LWA | Work Area 2 Central Mains and Chambers | [5 empty] | Sub-Process
47181 | MAIN-118 | Main 118 | WTR-MT3 | Work Area 3 WEST Mains and Chambers | [5 empty] | Sub-Process
47182 | MAIN-119 | Main 119 | WTR-LWA | Work Area 2 Central Mains and Chambers | [5 empty] | Sub-Process
61817 | MAIN-119 | Main 119 | WTR-MT1 | Work Area 1 EAST Mains and Chambers | [5 empty] | Sub-Process
61818 | MAIN-120 | Main 120 | WTR-LWA | Work Area 2 Central Mains and Chambers | [5 empty] | Sub-Process
61819 | MAIN-120 | Main 120 | WTR-MT1 | Work Area 1 EAST Mains and Chambers | [5 empty] | Sub-Process
47185 | MAIN-122 | Main 122 | WTR-LWA | Work Area 2 Central Mains and Chambers | [5 empty] | Sub-Process
47186 | MAIN-122 | Main 122 | WTR-MT1 | Work Area 1 EAST Mains and Chambers | [5 empty] | Sub-Process
47187 | MAIN-125 | Main 125 | WTR-LWA | Work Area 2 Central Mains and Chambers | [5 empty] | Sub-Process
47188 | MAIN-125 | Main 125 | WTR-MT3 | Work Area 3 WEST Mains and Chambers | [5 empty] | Sub-Process
61820 | MAIN-127 | Main 127 | WTR-LWA | Work Area 2 Central Mains and Chambers | [5 empty] | Sub-Process
61821 | MAIN-127 | Main 127 | WTR-MT1 | Work Area 1 EAST Mains and Chambers | [5 empty] | Sub-Process
61822 | MAIN-129 | Main 129 | WTR-LWA | Work Area 2 Central Mains and Chambers | [5 empty] | Sub-Process
61823 | MAIN-130 | Main 130 | WTR-LWA | Work Area 2 Central Mains and Chambers | [5 empty] | Sub-Process
61824 | MAIN-130 | Main 130 | WTR-MT1 | Work Area 1 EAST Mains and Chambers | [5 empty] | Sub-Process
61825 | MAIN-131 | Main 131 | WTR-LWA | Work Area 2 Central Mains and Chambers | [5 empty] | Sub-Process
61826 | MAIN-132 | Main 132 | WTR-LWA | Work Area 2 Central Mains and Chambers | [5 empty] | Sub-Process
61827 | MAIN-133 | Main 133 | WTR-LWA | Work Area 2 Central Mains and Chambers | [5 empty] | Sub-Process
47193 | MAIN-134 | Main 134 | WTR-LWA | Work Area 2 Central Mains and Chambers | [5 empty] | Sub-Process
47194 | MAIN-134 | Main 134 | WTR-MT1 | Work Area 1 EAST Mains and Chambers | [5 empty] | Sub-Process
47197 | MAIN-140 | Main 140 | WTR-LWA | Work Area 2 Central Mains and Chambers | [5 empty] | Sub-Process
61830 | MAIN-141 | Main 141 | WTR-LWA | Work Area 2 Central Mains and Chambers | [5 empty] | Sub-Process
61831 | MAIN-141 | Main 141 | WTR-MT1 | Work Area 1 EAST Mains and Chambers | [5 empty] | Sub-Process
47203 | MAIN-147 | Main 147 | WTR-LWA | Work Area 2 Central Mains and Chambers | [5 empty] | Sub-Process
61836 | MAIN-147 | Main 147 | WTR-MT1 | Work Area 1 EAST Mains and Chambers | [5 empty] | Sub-Process
47204 | MAIN-148 | Main 148 | WTR-LWA | Work Area 2 Central Mains and Chambers | [5 empty] | Sub-Process
61837 | MAIN-148 | Main 148 | WTR-MT1 | Work Area 1 EAST Mains and Chambers | [5 empty] | Sub-Process
61840 | MAIN-150 | Main 150 | WTR-LWA | Work Area 2 Central Mains and Chambers | [5 empty] | Sub-Process
47205 | MAIN-151 | Main 151 | WTR-LWA | Work Area 2 Central Mains and Chambers | [5 empty] | Sub-Process
61841 | MAIN-152 | Main 152 | WTR-LWA | Work Area 2 Central Mains and Chambers | [5 empty] | Sub-Process
47206 | MAIN-153 | Main 153 | WTR-LWA | Work Area 2 Central Mains and Chambers | [5 empty] | Sub-Process
47207 | MAIN-153 | Main 153 | WTR-MT1 | Work Area 1 EAST Mains and Chambers | [5 empty] | Sub-Process
61842 | MAIN-154 | Main 154 | WTR-LWA | Work Area 2 Central Mains and Chambers | [5 empty] | Sub-Process
61843 | MAIN-154 | Main 154 | WTR-MT1 | Work Area 1 EAST Mains and Chambers | [5 empty] | Sub-Process
47208 | MAIN-155 | Main 155 | WTR-LWA | Work Area 2 Central Mains and Chambers | [5 empty] | Sub-Process
47209 | MAIN-155 | Main 155 | WTR-MT1 | Work Area 1 EAST Mains and Chambers | [5 empty] | Sub-Process
61844 | MAIN-156 | Main 156 | WTR-LWA | Work Area 2 Central Mains and Chambers | [5 empty] | Sub-Process
47210 | MAIN-157 | Main 157 | WTR-LWA | Work Area 2 Central Mains and Chambers | [5 empty] | Sub-Process
47211 | MAIN-157 | Main 157 | WTR-MT1 | Work Area 1 EAST Mains and Chambers | [5 empty] | Sub-Process
61845 | MAIN-158 | Main 158 | WTR-LWA | Work Area 2 Central Mains and Chambers | [5 empty] | Sub-Process
61846 | MAIN-158 | Main 158 | WTR-MT1 | Work Area 1 EAST Mains and Chambers | [5 empty] | Sub-Process
47136 | MAIN-026 | Main 160 | WTR-LWA | Work Area 2 Central Mains and Chambers | [5 empty] | Sub-Process
47212 | MAIN-160 | Main 160 | WTR-LWA | Work Area 2 Central Mains and Chambers | [5 empty] | Sub-Process
47213 | MAIN-160 | Main 160 | WTR-MT1 | Work Area 1 EAST Mains and Chambers | [5 empty] | Sub-Process
61849 | MAIN-161 | Main 161 | WTR-LWA | Work Area 2 Central Mains and Chambers | [5 empty] | Sub-Process
61850 | MAIN-162 | Main 162 | WTR-LWA | Work Area 2 Central Mains and Chambers | [5 empty] | Sub-Process
61851 | MAIN-162 | Main 162 | WTR-MT1 | Work Area 1 EAST Mains and Chambers | [5 empty] | Sub-Process
47214 | MAIN-164 | Main 164 | WTR-LWA | Work Area 2 Central Mains and Chambers | [5 empty] | Sub-Process
61852 | MAIN-164 | Main 164 | WTR-MT1 | Work Area 1 EAST Mains and Chambers | [5 empty] | Sub-Process
61853 | MAIN-165 | Main 165 | WTR-LWA | Work Area 2 Central Mains and Chambers | [5 empty] | Sub-Process
61854 | MAIN-166 | Main 166 | WTR-LWA | Work Area 2 Central Mains and Chambers | [5 empty] | Sub-Process
61855 | MAIN-166 | Main 166 | WTR-MT1 | Work Area 1 EAST Mains and Chambers | [5 empty] | Sub-Process
47217 | MAIN-172 | Main 172 | WTR-MT1 | Work Area 1 EAST Mains and Chambers | [5 empty] | Sub-Process
61862 | MAIN-172 | Main 172 | WTR-LWA | Work Area 2 Central Mains and Chambers | [5 empty] | Sub-Process
47218 | MAIN-173 | Main 173 | WTR-LWA | Work Area 2 Central Mains and Chambers | [5 empty] | Sub-Process
47219 | MAIN-173 | Main 173 | WTR-MT1 | Work Area 1 EAST Mains and Chambers | [5 empty] | Sub-Process
47221 | MAIN-175 | Main 175 | WTR-LWA | Work Area 2 Central Mains and Chambers | [5 empty] | Sub-Process
47224 | MAIN-178 | Main 178 | WTR-LWA | Work Area 2 Central Mains and Chambers | [5 empty] | Sub-Process
47225 | MAIN-179 | Main 179 | WTR-LWA | Work Area 2 Central Mains and Chambers | [5 empty] | Sub-Process
47228 | MAIN-181 | Main 181 | WTR-MT1 | Work Area 1 EAST Mains and Chambers | [5 empty] | Sub-Process
61864 | MAIN-181 | Main 181 | WTR-LWA | Work Area 2 Central Mains and Chambers | [5 empty] | Sub-Process
35408 | FCL-ZMC-V-0011A-SUS | Valve, Ball, Isolation, Cl2 Solution to Sampling Pumps P-0701&0801, Low Lift PS Basement | FCL-SUSPENDED | Suspended entity |  |  | 47322 | V | x | City
16057 | FFIS-ELS-LTG EMERG-SUS | Emergency Lights | FIS-SES | Safety, Instrumentation & Environmental Services |  |  | 46887 |  | x | Obsolete Entity
35434 | FFIS-ELS-LTG EMERG-SUS | Emergency Lights | FIS-SUSPENDED | Obsolete Entities/Processes |  |  | 46887 |  | x | Obsolete Entity
47229 | MAIN-182 | Main 182 | WTR-LWA | Work Area 2 Central Mains and Chambers | [5 empty] | Sub-Process
47230 | MAIN-182 | Main 182 | WTR-MT3 | Work Area 3 WEST Mains and Chambers | [5 empty] | Sub-Process
61865 | MAIN-183 | Main 183 | WTR-LWA | Work Area 2 Central Mains and Chambers | [5 empty] | Sub-Process
61866 | MAIN-183 | Main 183 | WTR-MT1 | Work Area 1 EAST Mains and Chambers | [5 empty] | Sub-Process
47231 | MAIN-184 | Main 184 | WTR-LWA | Work Area 2 Central Mains and Chambers | [5 empty] | Sub-Process
47232 | MAIN-184 | Main 184 | WTR-MT1 | Work Area 1 EAST Mains and Chambers | [5 empty] | Sub-Process
61867 | MAIN-186 | Main 186 | WTR-LWA | Work Area 2 Central Mains and Chambers | [5 empty] | Sub-Process
61868 | MAIN-186 | Main 186 | WTR-MT1 | Work Area 1 EAST Mains and Chambers | [5 empty] | Sub-Process
47237 | MAIN-189 | Main 189 | WTR-LWA | Work Area 2 Central Mains and Chambers | [5 empty] | Sub-Process
61871 | MAIN-190 | Main 190 | WTR-LWA | Work Area 2 Central Mains and Chambers | [5 empty] | Sub-Process
47239 | MAIN-192 | Main 192 | WTR-MT1 | Work Area 1 EAST Mains and Chambers | [5 empty] | Sub-Process
61873 | MAIN-192 | Main 192 | WTR-LWA | Work Area 2 Central Mains and Chambers | [5 empty] | Sub-Process
47248 | MAIN-199 | Main 199 | WTR-LWA | Work Area 2 Central Mains and Chambers | [5 empty] | Sub-Process
61878 | MAIN-200 | Main 200 | WTR-LWA | Work Area 2 Central Mains and Chambers | [5 empty] | Sub-Process
61879 | MAIN-200 | Main 200 | WTR-MT1 | Work Area 1 EAST Mains and Chambers | [5 empty] | Sub-Process
47249 | MAIN-208 | Main 208 | WTR-LWA | Work Area 2 Central Mains and Chambers | [5 empty] | Sub-Process
47250 | MAIN-208 EAST | Main 208 | WTR-LWA | Work Area 2 Central Mains and Chambers | [5 empty] | Sub-Process
61893 | MAIN-208 EAST | Main 208 | WTR-MT1 | Work Area 1 EAST Mains and Chambers | [5 empty] | Sub-Process
47251 | MAIN-209 | Main 209 | WTR-LWA | Work Area 2 Central Mains and Chambers | [5 empty] | Sub-Process
61894 | MAIN-209 | Main 209 | WTR-MT1 | Work Area 1 EAST Mains and Chambers | [5 empty] | Sub-Process
47254 | MAIN-211 | Main 211 | WTR-LWA | Work Area 2 Central Mains and Chambers | [5 empty] | Sub-Process
61895 | MAIN-211 | Main 211 | WTR-MT1 | Work Area 1 EAST Mains and Chambers | [5 empty] | Sub-Process
47255 | MAIN-212 | Main 212 | WTR-MT1 | Work Area 1 EAST Mains and Chambers | [5 empty] | Sub-Process
61896 | MAIN-212 | Main 212 | WTR-LWA | Work Area 2 Central Mains and Chambers | [5 empty] | Sub-Process
47256 | MAIN-213 | Main 213 | WTR-MT1 | Work Area 1 EAST Mains and Chambers | [5 empty] | Sub-Process
16382 | FHA-AM-P-0201-KQ | Pump Location,Aqua Ammonia Metering #2 | FHA-AM | Ammoniation |  |  | 33324 | P | x | Equipment Location
35624 | FHA-AM-P-0201-KQ | Pump Location,Aqua Ammonia Metering #2 | FHA-SUSPENDED | Suspended Obsolete entity for storage purpose |  |  | 33324 | P | x | Equipment Location
16396 | FHA-AM-T-0201-KQ | Tank Location, Ammonia Storage Room | FHA-AM | Ammoniation |  |  | 33325 | T | x | Equipment Location
35634 | FHA-AM-T-0201-KQ | Tank Location, Ammonia Storage Room | FHA-SUSPENDED | Suspended Obsolete entity for storage purpose |  |  | 33325 | T | x | Equipment Location
35637 | FHA-AM-T-0301-KQ | Tank Location, Ammonia Storage Room | FHA-AM | Ammoniation |  |  | 33326 | T | x | Equipment Location
35638 | FHA-AM-T-0301-KQ | Tank Location, Ammonia Storage Room | FHA-SUSPENDED | Suspended Obsolete entity for storage purpose |  |  | 33326 | T | x | Equipment Location
61897 | MAIN-213 | Main 213 | WTR-LWA | Work Area 2 Central Mains and Chambers | [5 empty] | Sub-Process
47257 | MAIN-214 | Main 214 | WTR-LWA | Work Area 2 Central Mains and Chambers | [5 empty] | Sub-Process
61898 | MAIN-214 | Main 214 | WTR-MT1 | Work Area 1 EAST Mains and Chambers | [5 empty] | Sub-Process
47258 | MAIN-216 | Main 216 | WTR-MT1 | Work Area 1 EAST Mains and Chambers | [5 empty] | Sub-Process
61899 | MAIN-216 | Main 216 | WTR-LWA | Work Area 2 Central Mains and Chambers | [5 empty] | Sub-Process
47259 | MAIN-217 | Main 217 | WTR-MT1 | Work Area 1 EAST Mains and Chambers | [5 empty] | Sub-Process
61900 | MAIN-217 | Main 217 | WTR-LWA | Work Area 2 Central Mains and Chambers | [5 empty] | Sub-Process
16481 | FHA-AUX-T-0101-KQ | Compressed Air Tank 1 | FHA-AUX-SA | Plant Air/Instrument Air/Vacuum System |  |  | 33327 | T | x | Equipment Location
35741 | FHA-AUX-T-0101-KQ | Compressed Air Tank 1 | FHA-SUSPENDED | Suspended Obsolete entity for storage purpose |  |  | 33327 | T | x | Equipment Location
35744 | FHA-AUX-T-0102-KQ | Compressed Air Tank 2 | FHA-AUX-SA | Plant Air/Instrument Air/Vacuum System |  |  | 33328 | T | x | Equipment Location
35745 | FHA-AUX-T-0102-KQ | Compressed Air Tank 2 | FHA-SUSPENDED | Suspended Obsolete entity for storage purpose |  |  | 33328 | T | x | Equipment Location
16483 | FHA-AUX-T-0103-KQ | Compressed Air Tank 3 | FHA-AUX-SA | Plant Air/Instrument Air/Vacuum System |  |  | 33329 | T | x | Equipment Location
35747 | FHA-AUX-T-0103-KQ | Compressed Air Tank 3 | FHA-SUSPENDED | Suspended Obsolete entity for storage purpose |  |  | 33329 | T | x | Equipment Location
16486 | FHA-AUX-T-0104-KQ | Compressed Air Tank 4 | FHA-SUSPENDED | Suspended Obsolete entity for storage purpose |  |  | 33330 | T | x | Equipment Location
35748 | FHA-AUX-T-0104-KQ | Compressed Air Tank 4 | FHA-AUX-SA | Plant Air/Instrument Air/Vacuum System |  |  | 33330 | T | x | Equipment Location
47260 | MAIN-218 | Main 218 | WTR-LWA | Work Area 2 Central Mains and Chambers | [5 empty] | Sub-Process
47261 | MAIN-220 | Main 220 | WTR-MT1 | Work Area 1 EAST Mains and Chambers | [5 empty] | Sub-Process
61901 | MAIN-220 | Main 220 | WTR-LWA | Work Area 2 Central Mains and Chambers | [5 empty] | Sub-Process
61902 | MAIN-221 | Main 221 | WTR-LWA | Work Area 2 Central Mains and Chambers | [5 empty] | Sub-Process
61903 | MAIN-221 | Main 221 | WTR-MT1 | Work Area 1 EAST Mains and Chambers | [5 empty] | Sub-Process
16749 | FHA-CLA-CHL-0101-KQ | Chlorination Location,Train #1 | FHA-CLA | Pre-Chlorination |  |  | 33331 | CHL | x | Equipment Location
16750 | FHA-CLA-CHL-0101-KQ | Chlorination Location,Train #1 | FHA-SUSPENDED | Suspended Obsolete entity for storage purpose |  |  | 33331 | CHL | x | Equipment Location
16752 | FHA-CLA-CHL-0201-KQ | Chlorination Location,Train #2 | FHA-SUSPENDED | Suspended Obsolete entity for storage purpose |  |  | 33332 | CHL | x | Equipment Location
35914 | FHA-CLA-CHL-0201-KQ | Chlorination Location,Train #2 | FHA-CLA | Pre-Chlorination |  |  | 33332 | CHL | x | Equipment Location
16753 | FHA-CLA-CHL-0301-KQ | Chlorination Location,Train #3 | FHA-SUSPENDED | Suspended Obsolete entity for storage purpose |  |  | 33333 | CHL | x | Equipment Location
35917 | FHA-CLA-CHL-0301-KQ | Chlorination Location,Train #3 | FHA-CLA | Pre-Chlorination |  |  | 33333 | CHL | x | Equipment Location
61904 | MAIN-224 | Main 224 | WTR-LWA | Work Area 2 Central Mains and Chambers | [5 empty] | Sub-Process
16853 | FHA-CLB-CHL-0101-KQ | Post Chlorination Location,Train #1 | FHA-CLB | Post-Chlorination |  |  | 33334 | CHL | x | Equipment Location
16854 | FHA-CLB-CHL-0101-KQ | Post Chlorination Location,Train #1 | FHA-SUSPENDED | Suspended Obsolete entity for storage purpose |  |  | 33334 | CHL | x | Equipment Location
16857 | FHA-CLB-CHL-0201-KQ | Post Chlorination Location,Train #2 | FHA-CLB | Post-Chlorination |  |  | 33335 | CHL | x | Equipment Location
16858 | FHA-CLB-CHL-0201-KQ | Post Chlorination Location,Train #2 | FHA-SUSPENDED | Suspended Obsolete entity for storage purpose |  |  | 33335 | CHL | x | Equipment Location
16864 | FHA-CLB-P-0001A-KQ | Pump Location,After Post CL2 Water Sample #1A | FHA-CLB-SAMP | After Post CL2 Sampling |  |  | 33344 | P | x | Equipment Location
16865 | FHA-CLB-P-0001A-KQ | Pump Location,After Post CL2 Water Sample #1A | FHA-SUSPENDED | Suspended Obsolete entity for storage purpose |  |  | 33344 | P | x | Equipment Location
16868 | FHA-CLB-P-0001B-KQ | Pump Location, After Post CL2 Water Sample #2A | FHA-SUSPENDED | Suspended Obsolete entity for storage purpose |  |  | 33345 | P | x | Equipment Location
36005 | FHA-CLB-P-0001B-KQ | Pump Location, After Post CL2 Water Sample #2A | FHA-CLB-SAMP | After Post CL2 Sampling |  |  | 33345 | P | x | Equipment Location
61905 | MAIN-224 | Main 224 | WTR-MT1 | Work Area 1 EAST Mains and Chambers | [5 empty] | Sub-Process
61906 | MAIN-226 | Main 226 | WTR-LWA | Work Area 2 Central Mains and Chambers | [5 empty] | Sub-Process
17140 | FHA-DCL-P-0001A-KQ | Pump Location, Before SO2 Water Sample #1A | FHA-SUSPENDED | Suspended Obsolete entity for storage purpose |  |  | 33346 | P | x | Equipment Location
36132 | FHA-DCL-P-0001A-KQ | Pump Location, Before SO2 Water Sample #1A | BEFORE SO2 | Before S02 Sampling |  |  | 33346 | P | x | Equipment Location
17142 | FHA-DCL-P-0001B-KQ | Pump Location, Before SO2 Water Sample #1B | BEFORE SO2 | Before S02 Sampling |  |  | 33347 | P | x | Equipment Location
36134 | FHA-DCL-P-0001B-KQ | Pump Location, Before SO2 Water Sample #1B | FHA-SUSPENDED | Suspended Obsolete entity for storage purpose |  |  | 33347 | P | x | Equipment Location
36136 | FHA-DCL-P-0002A-KQ | Pump Location, After SO2 Water Sample #2A | AFTER SO2 | After SO2 Sampling |  |  | 33348 | P | x | Equipment Location
36137 | FHA-DCL-P-0002A-KQ | Pump Location, After SO2 Water Sample #2A | FHA-SUSPENDED | Suspended Obsolete entity for storage purpose |  |  | 33348 | P | x | Equipment Location
17145 | FHA-DCL-P-0002B-KQ | Pump Location, After SO2 Water Sample #2B | AFTER SO2 | After SO2 Sampling |  |  | 33349 | P | x | Equipment Location
17146 | FHA-DCL-P-0002B-KQ | Pump Location, After SO2 Water Sample #2B | FHA-SUSPENDED | Suspended Obsolete entity for storage purpose |  |  | 33349 | P | x | Equipment Location
17157 | FHA-DCL-SO-0101-KQ | Sulphonator Location | FHA-DCL | De-Chorination |  |  | 33350 | SO | x | Equipment Location
17158 | FHA-DCL-SO-0101-KQ | Sulphonator Location | FHA-SUSPENDED | Suspended Obsolete entity for storage purpose |  |  | 33350 | SO | x | Equipment Location
17161 | FHA-DCL-SO-0301-KQ | Sulphonator Location | FHA-DCL | De-Chorination |  |  | 33351 | SO | x | Equipment Location
36152 | FHA-DCL-SO-0301-KQ | Sulphonator Location | FHA-SUSPENDED | Suspended Obsolete entity for storage purpose |  |  | 33351 | SO | x | Equipment Location
61907 | MAIN-227 | Main 227 | WTR-LWA | Work Area 2 Central Mains and Chambers | [5 empty] | Sub-Process
17255 | FHA-DEW-P-1701-KQ | Pump Location,Dewatering#17 | FHA-AUX-DEW | Dewatering |  |  | 33352 | P | x | Equipment Location
36237 | FHA-DEW-P-1701-KQ | Pump Location,Dewatering#17 | FHA-SUSPENDED | Suspended Obsolete entity for storage purpose |  |  | 33352 | P | x | Equipment Location
61908 | MAIN-227 | Main 227 | WTR-MT1 | Work Area 1 EAST Mains and Chambers | [5 empty] | Sub-Process
61909 | MAIN-228 | Main 228 | WTR-LWA | Work Area 2 Central Mains and Chambers | [5 empty] | Sub-Process
61910 | MAIN-228 | Main 228 | WTR-MT1 | Work Area 1 EAST Mains and Chambers | [5 empty] | Sub-Process
61911 | MAIN-230 | Main 230 | WTR-LWA | Work Area 2 Central Mains and Chambers | [5 empty] | Sub-Process
47270 | MAIN-231 | Main 231 | WTR-MT1 | Work Area 1 EAST Mains and Chambers | [5 empty] | Sub-Process
61912 | MAIN-231 | Main 231 | WTR-LWA | Work Area 2 Central Mains and Chambers | [5 empty] | Sub-Process
47271 | MAIN-232 | Main 232 | WTR-LWA | Work Area 2 Central Mains and Chambers | [5 empty] | Sub-Process
47272 | MAIN-232 | Main 232 | WTR-MT3 | Work Area 3 WEST Mains and Chambers | [5 empty] | Sub-Process
47273 | MAIN-233 | Main 233 | WTR-LWA | Work Area 2 Central Mains and Chambers | [5 empty] | Sub-Process
47274 | MAIN-233 | Main 233 | WTR-MT3 | Work Area 3 WEST Mains and Chambers | [5 empty] | Sub-Process
47275 | MAIN-234 | Main 234 | WTR-MT1 | Work Area 1 EAST Mains and Chambers | [5 empty] | Sub-Process
61913 | MAIN-234 | Main 234 | WTR-LWA | Work Area 2 Central Mains and Chambers | [5 empty] | Sub-Process
47276 | MAIN-235 | Main 235 | WTR-MT1 | Work Area 1 EAST Mains and Chambers | [5 empty] | Sub-Process
61914 | MAIN-235 | Main 235 | WTR-LWA | Work Area 2 Central Mains and Chambers | [5 empty] | Sub-Process
87466 | FHA-FLT-FICR-0101 | FHA-FLT-FIC-0101 - Controller, Flow Indicating Filter #1 | FHA-FLT-F-0101 | Filter #01, Filter Building, West Filter Gallery South | Controller,Flow | Control Loop |  | FICR | http://www.toronto.ca/TWONTO#controller
87467 | FHA-FLT-FICR-0201 | FHA-FLT-FIC-0201 - Controller, Flow Indicating Filter #2 | FHA-FLT-F-0201 | Filter #02, Filter Building, West Filter Gallery North | Controller | Control Loop |  | FICR | http://www.toronto.ca/TWONTO#controller
13969 | FHA-FLT-FICR-0301 | FHA-FLT-FIC-0301 - Controller, Flow Indicating Filter #3 | FHA-FLT-F-0301 | Filter #03, Filter Building, West Filter Gallery South | Controller | Control Loop |  | FICR | http://www.toronto.ca/TWONTO#controller
87468 | FHA-FLT-FICR-0401 | FHA-FLT-FIC-0401 - Controller, Flow Indicating Filter #4 | FHA-FLT-F-0401 | Filter #04, Filter Building, West Filter Gallery North | Controller | Control Loop |  | FICR | http://www.toronto.ca/TWONTO#controller
87469 | FHA-FLT-FICR-0501 | FHA-FLT-FIC-0501 - Controller, Flow Indicating Filter #5 | FHA-FLT-F-0501 | Filter #05, Filter Building, West Filter Gallery South | Controller | Control Loop |  | FICR | http://www.toronto.ca/TWONTO#controller
13970 | FHA-FLT-FICR-0601 | FHA-FLT-FIC-0601 - Controller, Flow Indicating Filter #6 | FHA-FLT-F-0601 | Filter #06, Filter Building, West Filter Gallery North | Controller | Control Loop |  | FICR | http://www.toronto.ca/TWONTO#controller
87470 | FHA-FLT-FICR-0701 | FHA-FLT-FIC-0701 - Controller, Flow Indicating Filter #7 | FHA-FLT-F-0701 | Filter #07, Filter Building, West Filter Gallery South | Controller | Control Loop |  | FICR | http://www.toronto.ca/TWONTO#controller
13971 | FHA-FLT-FICR-0801 | FHA-FLT-FIC-0801 - Controller, Flow Indicating Filter #8 | FHA-FLT-F-0801 | Filter #08, Filter Building, West Filter Gallery North | Controller | Control Loop |  | FICR | http://www.toronto.ca/TWONTO#controller
13974 | FHA-FLT-FICR-1301 | FHA-FLT-FIC-1301 - Controller, Flow Indicating Filter #13 | FHA-FLT-F-1301 | Filter #13, Filter Building, West Filter Gallery South | Controller | Control Loop |  | FICR | http://www.toronto.ca/TWONTO#controller
87484 | FHA-FLT-FICR-3801 | FHA-FLT-FIC-3801 - Controller, Flow Indicating Filter #38 | FHA-FLT-F-3801 | Filter #38, Filter Building, East Filter Gallery North | Controller | Control Loop |  | FICR | http://www.toronto.ca/TWONTO#controller
13988 | FHA-FLT-FICR-3901 | FHA-FLT-FIC-3901 - Controller, Flow Indicating Filter #39 | FHA-FLT-F-3901 | Filter #39, Filter Building, East Filter Gallery South | Controller | Control Loop |  | FICR | http://www.toronto.ca/TWONTO#controller
87485 | FHA-FLT-FICR-4001 | FHA-FLT-FIC-4001 - Controller, Flow Indicating Filter #40 | FHA-FLT-F-4001 | Filter #40, Filter Building, East Filter Gallery North | Controller | Control Loop |  | FICR | http://www.toronto.ca/TWONTO#controller
18320 | FHA-FLT-P-4101-KQ | Pump Location,Filter Composite West | FHA-FLT-SAMP | Filtration Sampling |  |  | 33353 | P | x | Equipment Location
18321 | FHA-FLT-P-4101-KQ | Pump Location,Filter Composite West | FHA-SUSPENDED | Suspended Obsolete entity for storage purpose |  |  | 33353 | P | x | Equipment Location
18323 | FHA-FLT-P-4201-KQ | Pump Location,Filter Composite East | FHA-FLT-SAMP | Filtration Sampling |  |  | 33354 | P | x | Equipment Location
18324 | FHA-FLT-P-4201-KQ | Pump Location,Filter Composite East | FHA-SUSPENDED | Suspended Obsolete entity for storage purpose |  |  | 33354 | P | x | Equipment Location
47277 | MAIN-236 | Main 236 | WTR-LWA | Work Area 2 Central Mains and Chambers | [5 empty] | Sub-Process
61915 | MAIN-236 | Main 236 | WTR-MT1 | Work Area 1 EAST Mains and Chambers | [5 empty] | Sub-Process
47278 | MAIN-237 | Main 237 | WTR-LWA | Work Area 2 Central Mains and Chambers | [5 empty] | Sub-Process
47279 | MAIN-238 | Main 238 | WTR-MT1 | Work Area 1 EAST Mains and Chambers | [5 empty] | Sub-Process
61916 | MAIN-238 | Main 238 | WTR-LWA | Work Area 2 Central Mains and Chambers | [5 empty] | Sub-Process
61917 | MAIN-239 | Main 239 | WTR-LWA | Work Area 2 Central Mains and Chambers | [5 empty] | Sub-Process
61918 | MAIN-239 | Main 239 | WTR-MT3 | Work Area 3 WEST Mains and Chambers | [5 empty] | Sub-Process
37198 | FHA-LAB-CHEM-0001 | Operator Lab Chemicals | FHA-AUX-LAB | Laboratory and Portable Testing Equipment | Analyzer,Chlorine |  |  | CHEM | http://www.toronto.ca/TWONTO#collection_of_assets | Equipment Location
47280 | MAIN-240 | Main 240 | WTR-MT1 | Work Area 1 EAST Mains and Chambers | [5 empty] | Sub-Process
61919 | MAIN-240 | Main 240 | WTR-LWA | Work Area 2 Central Mains and Chambers | [5 empty] | Sub-Process
18570 | FHA-MCS-ACC-0101 | CL2 / SO2 Storage Ventillation System | FHA-MCS-ACC | HVAC |  |  |  | ACC | http://www.toronto.ca/TWONTO#air_handler_unit | Equipment Location
61920 | MAIN-242 | Main 242 | WTR-LWA | Work Area 2 Central Mains and Chambers | [5 empty] | Sub-Process
61921 | MAIN-242 | Main 242 | WTR-MT1 | Work Area 1 EAST Mains and Chambers | [5 empty] | Sub-Process
47283 | MAIN-243 | Main 243 | WTR-LWA | Work Area 2 Central Mains and Chambers | [5 empty] | Sub-Process
47284 | MAIN-245 | Main 245 | WTR-LWA | Work Area 2 Central Mains and Chambers | [5 empty] | Sub-Process
47285 | MAIN-245 | Main 245 | WTR-MT1 | Work Area 1 EAST Mains and Chambers | [5 empty] | Sub-Process
61924 | MAIN-246 | Main 246 | WTR-LWA | Work Area 2 Central Mains and Chambers | [5 empty] | Sub-Process
61925 | MAIN-246 | Main 246 | WTR-MT1 | Work Area 1 EAST Mains and Chambers | [5 empty] | Sub-Process
47286 | MAIN-247 | Main 247 | WTR-LWA | Work Area 2 Central Mains and Chambers | [5 empty] | Sub-Process
47287 | MAIN-247 | Main 247 | WTR-MT1 | Work Area 1 EAST Mains and Chambers | [5 empty] | Sub-Process
61926 | MAIN-248 | Main 248 | WTR-LWA | Work Area 2 Central Mains and Chambers | [5 empty] | Sub-Process
61927 | MAIN-248 | Main 248 | WTR-MT1 | Work Area 1 EAST Mains and Chambers | [5 empty] | Sub-Process
47288 | MAIN-249 | Main 249 | WTR-LWA | Work Area 2 Central Mains and Chambers | [5 empty] | Sub-Process
47289 | MAIN-249 | Main 249 | WTR-MT1 | Work Area 1 EAST Mains and Chambers | [5 empty] | Sub-Process
61928 | MAIN-250 | Main 250 | WTR-LWA | Work Area 2 Central Mains and Chambers | [5 empty] | Sub-Process
61929 | MAIN-250 | Main 250 | WTR-MT3 | Work Area 3 WEST Mains and Chambers | [5 empty] | Sub-Process
47290 | MAIN-252 | Main 252 | WTR-LWA | Work Area 2 Central Mains and Chambers | [5 empty] | Sub-Process
47291 | MAIN-253 | Main 253 | WTR-MT1 | Work Area 1 EAST Mains and Chambers | [5 empty] | Sub-Process
18793 | FHA-RW-P-0801-KQ | Raw Water Pumping Unit #8 | FHA-RW-P | Raw Water Pumping |  |  | 33355 | P | x | Equipment Location
37315 | FHA-RW-P-0801-KQ | Raw Water Pumping Unit #8 | FHA-SUSPENDED | Suspended Obsolete entity for storage purpose |  |  | 33355 | P | x | Equipment Location
18794 | FHA-RW-P-0901-KQ | Raw Water Pumping Unit #9 | FHA-SUSPENDED | Suspended Obsolete entity for storage purpose |  |  | 33356 | P | x | Equipment Location
37318 | FHA-RW-P-0901-KQ | Raw Water Pumping Unit #9 | FHA-RW-P | Raw Water Pumping |  |  | 33356 | P | x | Equipment Location
18796 | FHA-RW-P-1001-KQ | Raw Water Pumping Unit #10 | FHA-RW-P | Raw Water Pumping |  |  | 33357 | P | x | Equipment Location
37320 | FHA-RW-P-1001-KQ | Raw Water Pumping Unit #10 | FHA-SUSPENDED | Suspended Obsolete entity for storage purpose |  |  | 33357 | P | x | Equipment Location
37322 | FHA-RW-P-1101-KQ | Raw Water Pumping Unit #11 | FHA-RW-P | Raw Water Pumping |  |  | 33358 | P | x | Equipment Location
37323 | FHA-RW-P-1101-KQ | Raw Water Pumping Unit #11 | FHA-SUSPENDED | Suspended Obsolete entity for storage purpose |  |  | 33358 | P | x | Equipment Location
18798 | FHA-RW-P-1201-KQ | Raw Water Pumping Unit #12 | FHA-SUSPENDED | Suspended Obsolete entity for storage purpose |  |  | 33359 | P | x | Equipment Location
37326 | FHA-RW-P-1201-KQ | Raw Water Pumping Unit #12 | FHA-RW-P | Raw Water Pumping |  |  | 33359 | P | x | Equipment Location
18801 | FHA-RW-P-1301-KQ | Raw Water Pumping Unit #13 | FHA-SUSPENDED | Suspended Obsolete entity for storage purpose |  |  | 33360 | P | x | Equipment Location
37327 | FHA-RW-P-1301-KQ | Raw Water Pumping Unit #13 | FHA-RW-P | Raw Water Pumping |  |  | 33360 | P | x | Equipment Location
18804 | FHA-RW-P-1401A-KQ | Pump Location,Raw Water Sample #1 | FHA-RW-SAMP | Raw Water Sampling |  |  | 33361 | P | x | Equipment Location
18805 | FHA-RW-P-1401A-KQ | Pump Location,Raw Water Sample #1 | FHA-SUSPENDED | Suspended Obsolete entity for storage purpose |  |  | 33361 | P | x | Equipment Location
18807 | FHA-RW-P-1401B-KQ | Pump Location,Raw Water Sample #2 | FHA-RW-SAMP | Raw Water Sampling |  |  | 33362 | P | x | Equipment Location
37329 | FHA-RW-P-1401B-KQ | Pump Location,Raw Water Sample #2 | FHA-SUSPENDED | Suspended Obsolete entity for storage purpose |  |  | 33362 | P | x | Equipment Location
18809 | FHA-RW-P-1501A-KQ | Pump Location,Raw Water Sample | FHA-RW-SAMP2 | After Pre-Chlorine Sampling |  |  | 33363 | P | x | Equipment Location
18810 | FHA-RW-P-1501A-KQ | Pump Location,Raw Water Sample | FHA-SUSPENDED | Suspended Obsolete entity for storage purpose |  |  | 33363 | P | x | Equipment Location
18813 | FHA-RW-P-1501B-KQ | Pump Location,Raw Water Sample | FHA-RW-SAMP2 | After Pre-Chlorine Sampling |  |  | 33364 | P | x | Equipment Location
18814 | FHA-RW-P-1501B-KQ | Pump Location,Raw Water Sample | FHA-SUSPENDED | Suspended Obsolete entity for storage purpose |  |  | 33364 | P | x | Equipment Location
61932 | MAIN-253 | Main 253 | WTR-LWA | Work Area 2 Central Mains and Chambers | [5 empty] | Sub-Process
61937 | MAIN-258 | Main 258 | WTR-LWA | Work Area 2 Central Mains and Chambers | [5 empty] | Sub-Process
61938 | MAIN-258 | Main 258 | WTR-MT3 | Work Area 3 WEST Mains and Chambers | [5 empty] | Sub-Process
18820 | FHA-RW-SC-0101-KQ | Raw Water Screen #1 | FHA-SUSPENDED | Suspended Obsolete entity for storage purpose |  |  | 33365 | SC | x | Equipment Location
37333 | FHA-RW-SC-0101-KQ | Raw Water Screen #1 | FHA-RW-S | Intake & Screening |  |  | 33365 | SC | x | Equipment Location
47296 | MAIN-259 | Main 259 | WTR-LWA | Work Area 2 Central Mains and Chambers | [5 empty] | Sub-Process
18955 | FHA-SED-P-0101-KQ | Pump, Sampling, Settled Water West | FHA-SUSPENDED | Suspended Obsolete entity for storage purpose |  |  | 33366 | P | x | Equipment Location
37456 | FHA-SED-P-0101-KQ | Pump, Sampling, Settled Water West | FHA-SED-SAMP | Settled Sampling |  |  | 33366 | P | x | Equipment Location
18956 | FHA-SED-P-0201-KQ | Pump, Sampling, Settled Water East | FHA-SUSPENDED | Suspended Obsolete entity for storage purpose |  |  | 33367 | P | x | Equipment Location
37459 | FHA-SED-P-0201-KQ | Pump, Sampling, Settled Water East | FHA-SED-SAMP | Settled Sampling |  |  | 33367 | P | x | Equipment Location
47297 | MAIN-259 | Main 259 | WTR-MT3 | Work Area 3 WEST Mains and Chambers | [5 empty] | Sub-Process
61939 | MAIN-260 | Main 260 | WTR-LWA | Work Area 2 Central Mains and Chambers | [5 empty] | Sub-Process
61940 | MAIN-260 | Main 260 | WTR-MT1 | Work Area 1 EAST Mains and Chambers | [5 empty] | Sub-Process
61942 | MAIN-262 | Main 262 | WTR-LWA | Work Area 2 Central Mains and Chambers | [5 empty] | Sub-Process
61943 | MAIN-262 | Main 262 | WTR-MT1 | Work Area 1 EAST Mains and Chambers | [5 empty] | Sub-Process
47299 | MAIN-263 | Main 263 | WTR-MT1 | Work Area 1 EAST Mains and Chambers | [5 empty] | Sub-Process
61944 | MAIN-263 | Main 263 | WTR-LWA | Work Area 2 Central Mains and Chambers | [5 empty] | Sub-Process
61945 | MAIN-265 | Main 265 | WTR-LWA | Work Area 2 Central Mains and Chambers | [5 empty] | Sub-Process
47302 | MAIN-266 | Main 266 | WTR-MT1 | Work Area 1 EAST Mains and Chambers | [5 empty] | Sub-Process
61946 | MAIN-266 | Main 266 | WTR-LWA | Work Area 2 Central Mains and Chambers | [5 empty] | Sub-Process
47303 | MAIN-267 | Main 267 | WTR-MT1 | Work Area 1 EAST Mains and Chambers | [5 empty] | Sub-Process
61947 | MAIN-267 | Main 267 | WTR-LWA | Work Area 2 Central Mains and Chambers | [5 empty] | Sub-Process
47304 | MAIN-268 | Main 268 | WTR-MT1 | Work Area 1 EAST Mains and Chambers | [5 empty] | Sub-Process
61948 | MAIN-268 | Main 268 | WTR-LWA | Work Area 2 Central Mains and Chambers | [5 empty] | Sub-Process
47305 | MAIN-269 | Main 269 | WTR-MT1 | Work Area 1 EAST Mains and Chambers | [5 empty] | Sub-Process
61949 | MAIN-269 | Main 269 | WTR-LWA | Work Area 2 Central Mains and Chambers | [5 empty] | Sub-Process
47306 | MAIN-270 | Main 270 | WTR-LWA | Work Area 2 Central Mains and Chambers | [5 empty] | Sub-Process
61950 | MAIN-270 | Main 270 | WTR-MT1 | Work Area 1 EAST Mains and Chambers | [5 empty] | Sub-Process
47307 | MAIN-271 | Main 271 | WTR-MT1 | Work Area 1 EAST Mains and Chambers | [5 empty] | Sub-Process
61951 | MAIN-271 | Main 271 | WTR-LWA | Work Area 2 Central Mains and Chambers | [5 empty] | Sub-Process
47310 | MAIN-273 | Main 273 | WTR-LWA | Work Area 2 Central Mains and Chambers | [5 empty] | Sub-Process
38302 | FHA-TRW-P-0002A-KQ | Pump Location,Treated Water Sample #2A | FHA-SUSPENDED | Suspended Obsolete entity for storage purpose |  |  | 33322 | P | x | Equipment Location
38303 | FHA-TRW-P-0002A-KQ | Pump Location,Treated Water Sample #2A | FHA-TRW-SAMP | Treated Sampling |  |  | 33322 | P | x | Equipment Location
38306 | FHA-TRW-P-0100-KQ | Treated Water Pumping Unit #1 | FHA-SUSPENDED | Suspended Obsolete entity for storage purpose |  |  | 33323 | P | x | Equipment Location
38307 | FHA-TRW-P-0100-KQ | Treated Water Pumping Unit #1 | FHA-TRW-TWP | Treated Water Pumping |  |  | 33323 | P | x | Equipment Location
19904 | FHA-TRW-P-0200-KQ | Treated Water Pumping Unit #2 | FHA-TRW-TWP | Treated Water Pumping |  |  | 33368 | P | x | Equipment Location
38308 | FHA-TRW-P-0200-KQ | Treated Water Pumping Unit #2 | FHA-SUSPENDED | Suspended Obsolete entity for storage purpose |  |  | 33368 | P | x | Equipment Location
38310 | FHA-TRW-P-0300A-KQ | Treated Water Pumping Unit #3A | FHA-SUSPENDED | Suspended Obsolete entity for storage purpose |  |  | 33369 | P | x | Equipment Location
38311 | FHA-TRW-P-0300A-KQ | Treated Water Pumping Unit #3A | FHA-TRW-TWP | Treated Water Pumping |  |  | 33369 | P | x | Equipment Location
38314 | FHA-TRW-P-0300B-KQ | Treated Water Pumping Unit #3B | FHA-SUSPENDED | Suspended Obsolete entity for storage purpose |  |  | 33370 | P | x | Equipment Location
38315 | FHA-TRW-P-0300B-KQ | Treated Water Pumping Unit #3B | FHA-TRW-TWP | Treated Water Pumping |  |  | 33370 | P | x | Equipment Location
38318 | FHA-TRW-P-0400A-KQ | Treated Water Pumping Unit #4A | FHA-SUSPENDED | Suspended Obsolete entity for storage purpose |  |  | 33371 | P | x | Equipment Location
38319 | FHA-TRW-P-0400A-KQ | Treated Water Pumping Unit #4A | FHA-TRW-TWP | Treated Water Pumping |  |  | 33371 | P | x | Equipment Location
38322 | FHA-TRW-P-0400B-KQ | Treated Water Pumping Unit #4B | FHA-SUSPENDED | Suspended Obsolete entity for storage purpose |  |  | 33372 | P | x | Equipment Location
38323 | FHA-TRW-P-0400B-KQ | Treated Water Pumping Unit #4B | FHA-TRW-TWP | Treated Water Pumping |  |  | 33372 | P | x | Equipment Location
19909 | FHA-TRW-P-1500-KQ | Treated Water Pumping Unit #15 | FHA-SUSPENDED | Suspended Obsolete entity for storage purpose |  |  | 33373 | P | x | Equipment Location
19910 | FHA-TRW-P-1500-KQ | Treated Water Pumping Unit #15 | FHA-TRW-TWP | Treated Water Pumping |  |  | 33373 | P | x | Equipment Location
47311 | MAIN-273 | Main 273 | WTR-MT1 | Work Area 1 EAST Mains and Chambers | [5 empty] | Sub-Process
47312 | MAIN-274 | Main 274 | WTR-LWA | Work Area 2 Central Mains and Chambers | [5 empty] | Sub-Process
47313 | MAIN-274 | Main 274 | WTR-MT1 | Work Area 1 EAST Mains and Chambers | [5 empty] | Sub-Process
61952 | MAIN-275 | Main 275 | WTR-LWA | Work Area 2 Central Mains and Chambers | [5 empty] | Sub-Process
61953 | MAIN-275 | Main 275 | WTR-MT1 | Work Area 1 EAST Mains and Chambers | [5 empty] | Sub-Process
47316 | MAIN-277 | Main 277 | WTR-LWA | Work Area 2 Central Mains and Chambers | [5 empty] | Sub-Process
47317 | MAIN-277 | Main 277 | WTR-MT1 | Work Area 1 EAST Mains and Chambers | [5 empty] | Sub-Process
47318 | MAIN-278 | Main 278 | WTR-LWA | Work Area 2 Central Mains and Chambers | [5 empty] | Sub-Process
20116 | FHA-WWW-CF-2401-KQ | Centrifuge Unit 2401 | FHA-SUSPENDED | Suspended Obsolete entity for storage purpose |  |  | 33374 | CF | x | Equipment Location
38543 | FHA-WWW-CF-2401-KQ | Centrifuge Unit 2401 | FHA-WWW-CENTRIF | Centrifuges |  |  | 33374 | CF | x | Equipment Location
38544 | FHA-WWW-CF-2501-KQ | Centrifuge Unit 2501 | FHA-SUSPENDED | Suspended Obsolete entity for storage purpose |  |  | 33375 | CF | x | Equipment Location
38545 | FHA-WWW-CF-2501-KQ | Centrifuge Unit 2501 | FHA-WWW-CENTRIF | Centrifuges |  |  | 33375 | CF | x | Equipment Location
20119 | FHA-WWW-CHEM | Chemical Storage Room | FHA-SUSPENDED | Suspended Obsolete entity for storage purpose |  |  | 33655 |  | x | Equipment Location
38546 | FHA-WWW-CHEM | Chemical Storage Room | FHA-WWW | Residue Management / Waste Water System |  |  | 33655 |  | x | Equipment Location
61956 | MAIN-281 | Main 281 (Transferred to D&C) | WTR-LWA | Work Area 2 Central Mains and Chambers | [5 empty] | Sub-Process
61957 | MAIN-282 | Main 282 | WTR-LWA | Work Area 2 Central Mains and Chambers | [5 empty] | Sub-Process
61958 | MAIN-282 | Main 282 | WTR-MT1 | Work Area 1 EAST Mains and Chambers | [5 empty] | Sub-Process
47319 | MAIN-283 | Main 283 | WTR-LWA | Work Area 2 Central Mains and Chambers | [5 empty] | Sub-Process
20253 | FHA-WWW-P-0001-KQ | Sample Pump Unit 1 | FHA-SUSPENDED | Suspended Obsolete entity for storage purpose |  |  | 33376 | P | x | Equipment Location
38697 | FHA-WWW-P-0001-KQ | Sample Pump Unit 1 | FHA-WWW-EFFL | Effluent Discharge |  |  | 33376 | P | x | Equipment Location
20255 | FHA-WWW-P-0002-KQ | Sample Pump Unit 2 | FHA-SUSPENDED | Suspended Obsolete entity for storage purpose |  |  | 33377 | P | x | Equipment Location
20256 | FHA-WWW-P-0002-KQ | Sample Pump Unit 2 | FHA-WWW-EFFL | Effluent Discharge |  |  | 33377 | P | x | Equipment Location
20262 | FHA-WWW-P-0711-KQ | SBS Pump Location | FHA-WWW-SBS | SBS System |  |  | 33378 | P | x | Equipment Location
38705 | FHA-WWW-P-0711-KQ | SBS Pump Location | FHA-SUSPENDED | Suspended Obsolete entity for storage purpose |  |  | 33378 | P | x | Equipment Location
20265 | FHA-WWW-P-2101-KQ | Centrifuge Feed Pump 1 | FHA-WWW-THICK | Sludge Thickening |  |  | 33379 | P | x | Equipment Location
38707 | FHA-WWW-P-2101-KQ | Centrifuge Feed Pump 1 | FHA-SUSPENDED | Suspended Obsolete entity for storage purpose |  |  | 33379 | P | x | Equipment Location
20267 | FHA-WWW-P-2201-KQ | Centrifuge Feed Pump 2 | FHA-WWW-THICK | Sludge Thickening |  |  | 33380 | P | x | Equipment Location
38709 | FHA-WWW-P-2201-KQ | Centrifuge Feed Pump 2 | FHA-SUSPENDED | Suspended Obsolete entity for storage purpose |  |  | 33380 | P | x | Equipment Location
20268 | FHA-WWW-P-2301-KQ | Centrifuge Feed Pump 3 | FHA-SUSPENDED | Suspended Obsolete entity for storage purpose |  |  | 33381 | P | x | Equipment Location
38712 | FHA-WWW-P-2301-KQ | Centrifuge Feed Pump 3 | FHA-WWW-THICK | Sludge Thickening |  |  | 33381 | P | x | Equipment Location
20273 | FHA-WWW-P-3401-KQ | Sludge Transfer Pump # 4 | FHA-SUSPENDED | Suspended Obsolete entity for storage purpose |  |  | 33343 | P | x | Equipment Location
20274 | FHA-WWW-P-3401-KQ | Sludge Transfer Pump # 4 | FHA-WWW-THICK | Sludge Thickening |  |  | 33343 | P | x | Equipment Location
61959 | MAIN-284 | Main 284 (Transferred to D&C) | WTR-LWA | Work Area 2 Central Mains and Chambers | [5 empty] | Sub-Process
47320 | MAIN-285 | Main 285 (Transferred to D&C) | WTR-LWA | Work Area 2 Central Mains and Chambers | [5 empty] | Sub-Process
61960 | MAIN-286 | Main 286 | WTR-LWA | Work Area 2 Central Mains and Chambers | [5 empty] | Sub-Process
61962 | MAIN-288 | Main 288 | WTR-LWA | Work Area 2 Central Mains and Chambers | [5 empty] | Sub-Process
61963 | MAIN-288 | Main 288 | WTR-MT1 | Work Area 1 EAST Mains and Chambers | [5 empty] | Sub-Process
47322 | MAIN-289 | Main 289 | WTR-LWA | Work Area 2 Central Mains and Chambers | [5 empty] | Sub-Process
47323 | MAIN-289 | Main 289 | WTR-MT1 | Work Area 1 EAST Mains and Chambers | [5 empty] | Sub-Process
47324 | MAIN-290 | Main 290 | WTR-LWA | Work Area 2 Central Mains and Chambers | [5 empty] | Sub-Process
61964 | MAIN-290 | Main 290 | WTR-MT1 | Work Area 1 EAST Mains and Chambers | [5 empty] | Sub-Process
61966 | MAIN-293 | Main 293 | WTR-LWA | Work Area 2 Central Mains and Chambers | [5 empty] | Sub-Process
20332 | FHA-WWW-T-3011-KQ | Tank Location, Thickener 1 | FHA-SUSPENDED | Suspended Obsolete entity for storage purpose |  |  | 33342 | T | x | Equipment Location
20333 | FHA-WWW-T-3011-KQ | Tank Location, Thickener 1 | FHA-WWW-THICK | Sludge Thickening |  |  | 33342 | T | x | Equipment Location
20335 | FHA-WWW-T-3021-KQ | Tank Location, Thickener 2 | FHA-SUSPENDED | Suspended Obsolete entity for storage purpose |  |  | 33341 | T | x | Equipment Location
20336 | FHA-WWW-T-3021-KQ | Tank Location, Thickener 2 | FHA-WWW-THICK | Sludge Thickening |  |  | 33341 | T | x | Equipment Location
20338 | FHA-WWW-T-3031-KQ | Tank Location, Thickener 3 | FHA-SUSPENDED | Suspended Obsolete entity for storage purpose |  |  | 33340 | T | x | Equipment Location
20339 | FHA-WWW-T-3031-KQ | Tank Location, Thickener 3 | FHA-WWW-THICK | Sludge Thickening |  |  | 33340 | T | x | Equipment Location
38758 | FHA-WWW-T-3041-KQ | Tank Location, Thickener 4 | FHA-WWW-THICK | Sludge Thickening |  |  | 33339 | T | x | Equipment Location
20343 | FHA-WWW-T-4041-KQ | Tank Location, Decant 4 | FHA-SUSPENDED | Suspended Obsolete entity for storage purpose |  |  | 33338 | T | x | Equipment Location
20344 | FHA-WWW-T-4041-KQ | Tank Location, Decant 4 | FHA-WWW-DECANT | Decant Tanks |  |  | 33338 | T | x | Equipment Location
20348 | FHA-WWW-T-4101-KQ | Tank Location, Decant 10 | FHA-SUSPENDED | Suspended Obsolete entity for storage purpose |  |  | 33337 | T | x | Equipment Location
38766 | FHA-WWW-T-4101-KQ | Tank Location, Decant 10 | FHA-WWW-DECANT | Decant Tanks |  |  | 33337 | T | x | Equipment Location
61967 | MAIN-293 | Main 293 | WTR-MT1 | Work Area 1 EAST Mains and Chambers | [5 empty] | Sub-Process
38946 | FHA-ZMC-P-0101-KQ | Pump Location,Zebra Mussel Sample | FHA-SUSPENDED | Suspended Obsolete entity for storage purpose |  |  | 33336 | P | x | Equipment Location
38947 | FHA-ZMC-P-0101-KQ | Pump Location,Zebra Mussel Sample | FHA-ZMC | Zebra Mussel Control |  |  | 33336 | P | x | Equipment Location
47328 | MAIN-294 | Main 294 | WTR-LWA | Work Area 2 Central Mains and Chambers | [5 empty] | Sub-Process
61968 | MAIN-296 | Main 296 | WTR-LWA | Work Area 2 Central Mains and Chambers | [5 empty] | Sub-Process
61969 | MAIN-296 | Main 296 | WTR-MT1 | Work Area 1 EAST Mains and Chambers | [5 empty] | Sub-Process
47331 | MAIN-297 | Main 297 | WTR-MT1 | Work Area 1 EAST Mains and Chambers | [5 empty] | Sub-Process
61970 | MAIN-297 | Main 297 | WTR-LWA | Work Area 2 Central Mains and Chambers | [5 empty] | Sub-Process
47332 | MAIN-298 | Main 298 | WTR-LWA | Work Area 2 Central Mains and Chambers | [5 empty] | Sub-Process
47333 | MAIN-298 | Main 298 | WTR-MT1 | Work Area 1 EAST Mains and Chambers | [5 empty] | Sub-Process
47334 | MAIN-299 | Main 299 | WTR-LWA | Work Area 2 Central Mains and Chambers | [5 empty] | Sub-Process
61971 | MAIN-299 | Main 299 | WTR-MT1 | Work Area 1 EAST Mains and Chambers | [5 empty] | Sub-Process
61974 | MAIN-302 | Main 302 | WTR-LWA | Work Area 2 Central Mains and Chambers | [5 empty] | Sub-Process
61975 | MAIN-302 | Main 302 | WTR-MT1 | Work Area 1 EAST Mains and Chambers | [5 empty] | Sub-Process
61977 | MAIN-305 | Main 305 | WTR-LWA | Work Area 2 Central Mains and Chambers | [5 empty] | Sub-Process
61978 | MAIN-305 | Main 305 | WTR-MT1 | Work Area 1 EAST Mains and Chambers | [5 empty] | Sub-Process
47342 | MAIN-308 | Main 308 | WTR-LWA | Work Area 2 Central Mains and Chambers | [5 empty] | Sub-Process
47343 | MAIN-310 | Main 310 | WTR-MT1 | Work Area 1 EAST Mains and Chambers | [5 empty] | Sub-Process
61983 | MAIN-310 | Main 310 | WTR-LWA | Work Area 2 Central Mains and Chambers | [5 empty] | Sub-Process
47344 | MAIN-311 | Main 311 | WTR-LWA | Work Area 2 Central Mains and Chambers | [5 empty] | Sub-Process
47345 | MAIN-311 | Main 311 | WTR-MT1 | Work Area 1 EAST Mains and Chambers | [5 empty] | Sub-Process
61984 | MAIN-312 | Main 312 | WTR-LWA | Work Area 2 Central Mains and Chambers | [5 empty] | Sub-Process
61985 | MAIN-312 | Main 312 | WTR-MT1 | Work Area 1 EAST Mains and Chambers | [5 empty] | Sub-Process
47346 | MAIN-313 | Main 313 | WTR-LWA | Work Area 2 Central Mains and Chambers | [5 empty] | Sub-Process
47347 | MAIN-313 | Main 313 | WTR-MT1 | Work Area 1 EAST Mains and Chambers | [5 empty] | Sub-Process
61986 | MAIN-314 | Main 314 | WTR-LWA | Work Area 2 Central Mains and Chambers | [5 empty] | Sub-Process
61987 | MAIN-314 | Main 314 | WTR-MT1 | Work Area 1 EAST Mains and Chambers | [5 empty] | Sub-Process
47348 | MAIN-315 | Main 315 | WTR-LWA | Work Area 2 Central Mains and Chambers | [5 empty] | Sub-Process
61988 | MAIN-316 | Main 316 | WTR-LWA | Work Area 2 Central Mains and Chambers | [5 empty] | Sub-Process
61989 | MAIN-316 | Main 316 | WTR-MT1 | Work Area 1 EAST Mains and Chambers | [5 empty] | Sub-Process
61992 | MAIN-318 | Main 318 | WTR-LWA | Work Area 2 Central Mains and Chambers | [5 empty] | Sub-Process
61993 | MAIN-318 | Main 318 | WTR-MT1 | Work Area 1 EAST Mains and Chambers | [5 empty] | Sub-Process
61994 | MAIN-319 | Main 319 | WTR-LWA | Work Area 2 Central Mains and Chambers | [5 empty] | Sub-Process
61995 | MAIN-319 | Main 319 | WTR-MT1 | Work Area 1 EAST Mains and Chambers | [5 empty] | Sub-Process
47349 | MAIN-320 | Main 320 | WTR-LWA | Work Area 2 Central Mains and Chambers | [5 empty] | Sub-Process
47350 | MAIN-320 | Main 320 | WTR-MT1 | Work Area 1 EAST Mains and Chambers | [5 empty] | Sub-Process
61996 | MAIN-321 | Main 321 | WTR-LWA | Work Area 2 Central Mains and Chambers | [5 empty] | Sub-Process
61997 | MAIN-322 | Main 322 | WTR-LWA | Work Area 2 Central Mains and Chambers | [5 empty] | Sub-Process
47351 | MAIN-323 | Main 323 | WTR-LWA | Work Area 2 Central Mains and Chambers | [5 empty] | Sub-Process
47352 | MAIN-324 | Main 324 | WTR-LWA | Work Area 2 Central Mains and Chambers | [5 empty] | Sub-Process
47353 | MAIN-324 | Main 324 | WTR-MT1 | Work Area 1 EAST Mains and Chambers | [5 empty] | Sub-Process
62000 | MAIN-326 | Main 326 | WTR-LWA | Work Area 2 Central Mains and Chambers | [5 empty] | Sub-Process
47354 | MAIN-327 | Main 327 | WTR-LWA | Work Area 2 Central Mains and Chambers | [5 empty] | Sub-Process
47355 | MAIN-328 | Main 328 | WTR-LWA | Work Area 2 Central Mains and Chambers | [5 empty] | Sub-Process
47356 | MAIN-328 | Main 328 | WTR-MT1 | Work Area 1 EAST Mains and Chambers | [5 empty] | Sub-Process
62001 | MAIN-329 | Main 329 | WTR-LWA | Work Area 2 Central Mains and Chambers | [5 empty] | Sub-Process
47359 | MAIN-332 | Main 332 | WTR-LWA | Work Area 2 Central Mains and Chambers | [5 empty] | Sub-Process
62002 | MAIN-332 | Main 332 | WTR-MT1 | Work Area 1 EAST Mains and Chambers | [5 empty] | Sub-Process
47362 | MAIN-334 | Main 334 | WTR-LWA | Work Area 2 Central Mains and Chambers | [5 empty] | Sub-Process
47363 | MAIN-336 | Main 336 | WTR-LWA | Work Area 2 Central Mains and Chambers | [5 empty] | Sub-Process
62005 | MAIN-336 | Main 336 | WTR-MT1 | Work Area 1 EAST Mains and Chambers | [5 empty] | Sub-Process
47364 | MAIN-337 | Main 337 | WTR-MT1 | Work Area 1 EAST Mains and Chambers | [5 empty] | Sub-Process
62006 | MAIN-337 | Main 337 | WTR-LWA | Work Area 2 Central Mains and Chambers | [5 empty] | Sub-Process
62012 | MAIN-343 | Main 343 | WTR-LWA | Work Area 2 Central Mains and Chambers | [5 empty] | Sub-Process
62013 | MAIN-343 | Main 343 | WTR-MT1 | Work Area 1 EAST Mains and Chambers | [5 empty] | Sub-Process
47372 | MAIN-345 | Main 345 | WTR-LWA | Work Area 2 Central Mains and Chambers | [5 empty] | Sub-Process
62014 | MAIN-346 | Main 346 | WTR-LWA | Work Area 2 Central Mains and Chambers | [5 empty] | Sub-Process
62015 | MAIN-346 | Main 346 | WTR-MT1 | Work Area 1 EAST Mains and Chambers | [5 empty] | Sub-Process
47375 | MAIN-348 | Main 348 | WTR-LWA | Work Area 2 Central Mains and Chambers | [5 empty] | Sub-Process
47376 | MAIN-348 | Main 348 | WTR-MT1 | Work Area 1 EAST Mains and Chambers | [5 empty] | Sub-Process
62018 | MAIN-350 | Main 350 | WTR-LWA | Work Area 2 Central Mains and Chambers | [5 empty] | Sub-Process
47381 | MAIN-355 | Main 355 | WTR-LWA | Work Area 2 Central Mains and Chambers | [5 empty] | Sub-Process
47382 | MAIN-355 | Main 355 | WTR-MT1 | Work Area 1 EAST Mains and Chambers | [5 empty] | Sub-Process
47387 | MAIN-359 | Main 359 | WTR-LWA | Work Area 2 Central Mains and Chambers | [5 empty] | Sub-Process
47388 | MAIN-359 | Main 359 | WTR-MT1 | Work Area 1 EAST Mains and Chambers | [5 empty] | Sub-Process
62027 | MAIN-361 | Main 361 | WTR-LWA | Work Area 2 Central Mains and Chambers | [5 empty] | Sub-Process
62028 | MAIN-361 | Main 361 | WTR-MT1 | Work Area 1 EAST Mains and Chambers | [5 empty] | Sub-Process
20957 | FHO-ACC-AC-0401 | Ammonia System Air Handling Unit | FHO-MCS-HVAC | Plant HVAC | Air Handling Unit |  |  | AC | http://www.toronto.ca/TWONTO#air_handler_unit | Mechanical Equipment
62031 | MAIN-364 | Main 364 | WTR-LWA | Work Area 2 Central Mains and Chambers | [5 empty] | Sub-Process
62032 | MAIN-364 | Main 364 | WTR-MT1 | Work Area 1 EAST Mains and Chambers | [5 empty] | Sub-Process
47391 | MAIN-366 | Main 366 | WTR-LWA | Work Area 2 Central Mains and Chambers | [5 empty] | Sub-Process
47392 | MAIN-366 | Main 366 | WTR-MT1 | Work Area 1 EAST Mains and Chambers | [5 empty] | Sub-Process
62036 | MAIN-369 | Main 369 | WTR-LWA | Work Area 2 Central Mains and Chambers | [5 empty] | Sub-Process
62037 | MAIN-369 | Main 369 | WTR-MT1 | Work Area 1 EAST Mains and Chambers | [5 empty] | Sub-Process
39687 | FHO-ALM-P-0101-KQ | Alum Skid 1 | FHO-OBSOLETE | Removed From Service |  |  |  | P | x | Equipment Location
62038 | MAIN-370 | Main 370 | WTR-LWA | Work Area 2 Central Mains and Chambers | [5 empty] | Sub-Process
39690 | FHO-ALM-P-0201-KQ | Alum Skid 2 | FHO-OBSOLETE | Removed From Service |  |  |  | P | x | Equipment Location
62039 | MAIN-370 | Main 370 | WTR-MT1 | Work Area 1 EAST Mains and Chambers | [5 empty] | Sub-Process
39693 | FHO-ALM-P-0301-KQ | Alum Skid 3 | FHO-OBSOLETE | Removed From Service |  |  |  | P | x | Equipment Location
21989 | FHO-ALM-P-0401-KQ | Alum Skid 4 | FHO-OBSOLETE | Removed From Service |  |  |  | P | x | Equipment Location
47396 | MAIN-371 | Main 371 | WTR-LWA | Work Area 2 Central Mains and Chambers | [5 empty] | Sub-Process
47397 | MAIN-371 | Main 371 | WTR-MT1 | Work Area 1 EAST Mains and Chambers | [5 empty] | Sub-Process
21993 | FHO-ALM-P-0501-KQ | Back-Up Skid 5 for Alum Trains | FHO-OBSOLETE | Removed From Service |  |  |  | P | x | Equipment Location
22007 | FHO-ALM-T-0101-KQ | Alum/Ferric Storage Tank 1 | FHO-OBSOLETE | Removed From Service |  |  |  | T | x | Equipment Location
61763 | MAIN 373 | Main 373 | WTR-LWA | Work Area 2 Central Mains and Chambers | [5 empty] | Sub-Process
47398 | MAIN-373 | Main 373 | WTR-LWA | Work Area 2 Central Mains and Chambers | [5 empty] | Sub-Process
22010 | FHO-ALM-T-0201-KQ | Alum/Ferric Storage Tank 2 | FHO-OBSOLETE | Removed From Service |  |  |  | T | x | Equipment Location
62042 | MAIN-374 | Main 374 | WTR-LWA | Work Area 2 Central Mains and Chambers | [5 empty] | Sub-Process
22094 | FHO-AM SCRUBBER-SU | Ammonia Scrubber System | FHO-OBSOLETE | Removed From Service |  |  | 32942 |  | x | Equipment Location
39785 | FHO-AM SCRUBBER-SU | Ammonia Scrubber System | FHO-AM | Ammoniation |  |  | 32942 |  | x | Equipment Location
22118 | FHO-AM-P-0101-KQ | Ammonia Train 1 | FHO-AM | Ammoniation |  |  | 32564 | P | x | Equipment Location
39818 | FHO-AM-P-0101-KQ | Ammonia Train 1 | FHO-OBSOLETE | Removed From Service |  |  | 32564 | P | x | Equipment Location
22120 | FHO-AM-P-0201-KQ | Ammonia Train 2 | FHO-AM | Ammoniation |  |  | 32565 | P | x | Equipment Location
39820 | FHO-AM-P-0201-KQ | Ammonia Train 2 | FHO-OBSOLETE | Removed From Service |  |  | 32565 | P | x | Equipment Location
62043 | MAIN-374 | Main 374 | WTR-MT1 | Work Area 1 EAST Mains and Chambers | [5 empty] | Sub-Process
47399 | MAIN-375 | Main 375 | WTR-LWA | Work Area 2 Central Mains and Chambers | [5 empty] | Sub-Process
62044 | MAIN-376 | Main 376 | WTR-LWA | Work Area 2 Central Mains and Chambers | [5 empty] | Sub-Process
62045 | MAIN-376 | Main 376 | WTR-MT1 | Work Area 1 EAST Mains and Chambers | [5 empty] | Sub-Process
39946 | FHO-BW-P-1301-KQ | Backwash Pump 13 | FHO-OBSOLETE | Removed From Service |  |  |  | P | x | Equipment Location
22225 | FHO-BW-P-1401-KQ | Backwash Pump 14 | FHO-OBSOLETE | Removed From Service |  |  |  | P | x | Equipment Location
47400 | MAIN-377 | Main 377 | WTR-LWA | Work Area 2 Central Mains and Chambers | [5 empty] | Sub-Process
22227 | FHO-BW-P-1501-KQ | Backwash Pump 15 | FHO-OBSOLETE | Removed From Service |  |  |  | P | x | Equipment Location
47401 | MAIN-377 | Main 377 | WTR-MT1 | Work Area 1 EAST Mains and Chambers | [5 empty] | Sub-Process
62046 | MAIN-378 | Main 378 | WTR-LWA | Work Area 2 Central Mains and Chambers | [5 empty] | Sub-Process
39953 | FHO-BW-P-1601-KQ | Backwash Pump 16 | FHO-OBSOLETE | Removed From Service |  |  |  | P | x | Equipment Location
62047 | MAIN-378 | Main 378 | WTR-MT1 | Work Area 1 EAST Mains and Chambers | [5 empty] | Sub-Process
47402 | MAIN-379 | Main 379 | WTR-LWA | Work Area 2 Central Mains and Chambers | [5 empty] | Sub-Process
47403 | MAIN-379 | Main 379 | WTR-MT1 | Work Area 1 EAST Mains and Chambers | [5 empty] | Sub-Process
47404 | MAIN-380 | Main 380 | WTR-LWA | Work Area 2 Central Mains and Chambers | [5 empty] | Sub-Process
62048 | MAIN-380 | Main 380 | WTR-MT1 | Work Area 1 EAST Mains and Chambers | [5 empty] | Sub-Process
47405 | MAIN-381 | Main 381 | WTR-MT1 | Work Area 1 EAST Mains and Chambers | [5 empty] | Sub-Process
62049 | MAIN-381 | Main 381 | WTR-LWA | Work Area 2 Central Mains and Chambers | [5 empty] | Sub-Process
22391 | FHO-CLA-CHL-0101-KQ | Pre Chlorination Train 1 | FHO-CLA | Pre Chlorination System |  |  |  | CHL | http://www.toronto.ca/TWONTO#system_train | Equipment Location
40120 | FHO-CLA-CHL-0101-KQ | Pre Chlorination Train 1 | FHO-OBSOLETE | Removed From Service |  |  |  | CHL | x | Equipment Location
22394 | FHO-CLA-CHL-0201-KQ | Pre Chlorination Train 2 | FHO-CLA | Pre Chlorination System |  |  |  | CHL | http://www.toronto.ca/TWONTO#system_train | Equipment Location
40121 | FHO-CLA-CHL-0201-KQ | Pre Chlorination Train 2 | FHO-OBSOLETE | Removed From Service |  |  |  | CHL | x | Equipment Location
47406 | MAIN-382 | Main 382 | WTR-LWA | Work Area 2 Central Mains and Chambers | [5 empty] | Sub-Process
22486 | FHO-CLA-V-0211-SUS | Valve, Gaseous Supply Header from Pre Injector System to Pre-Chlorination Injector 2 | FHO-CLA-CHL-0201 | Chlorinator, Pre Chlorination Train 2, Chemical Building, L1, Machine Room | Valve,Ball |  | 37538 | V | x | Mechanical Equipment
22487 | FHO-CLA-V-0211-SUS | Valve, Gaseous Supply Header from Pre Injector System to Pre-Chlorination Injector 2 | FHO-SUSPENDED | Suspended Entity List | Valve,Ball |  | 37538 | V | x | Mechanical Equipment
40188 | FHO-CLA-V-0211-SUS | Valve, Gaseous Supply Header from Pre Injector System to Pre-Chlorination Injector 2 | FHO-CLA-CHL-0201-KQ | Pre Chlorination Train 2 | Valve,Ball |  | 37538 | V | x | Mechanical Equipment
47407 | MAIN-385 | Main 385 | WTR-MT1 | Work Area 1 EAST Mains and Chambers | [5 empty] | Sub-Process
22513 | FHO-CLB-CHL-0101-KQ | Post ChlorinationTrain 1 | FHO-OBSOLETE | Removed From Service |  |  |  | CHL | x | Equipment Location
40209 | FHO-CLB-CHL-0101-KQ | Post ChlorinationTrain 1 | FHO-CLB | Post Chlorination System |  |  |  | CHL | http://www.toronto.ca/TWONTO#system_train | Equipment Location
40210 | FHO-CLB-CHL-0201-KQ | Post Chlorination Train 2 | FHO-CLB | Post Chlorination System |  |  |  | CHL | http://www.toronto.ca/TWONTO#system_train | Equipment Location
40211 | FHO-CLB-CHL-0201-KQ | Post Chlorination Train 2 | FHO-OBSOLETE | Removed From Service |  |  |  | CHL | x | Equipment Location
22538 | FHO-CLB-P-0301-KQ | Clearwell Sampling Pump 3 | FHO-OBSOLETE | Removed From Service | Pump,Positive Displacement,Rotary Vane |  |  | P | x | Equipment Location
62050 | MAIN-385 | Main 385 | WTR-LWA | Work Area 2 Central Mains and Chambers | [5 empty] | Sub-Process
22539 | FHO-CLB-P-0401-KQ | Clearwell Sampling Pump 4 | FHO-OBSOLETE | Removed From Service | Pump,Positive Displacement,Rotary Vane |  |  | P | x | Equipment Location
62051 | MAIN-386 | Main 386 | WTR-LWA | Work Area 2 Central Mains and Chambers | [5 empty] | Sub-Process
47408 | MAIN-387 | Main 387 | WTR-LWA | Work Area 2 Central Mains and Chambers | [5 empty] | Sub-Process
40385 | FHO-CLC-CHL-0101-KQ | Trim Chlorination Train 1 | FHO-CLC | Trim Chlorination System |  |  |  | CHL | http://www.toronto.ca/TWONTO#system_train | Equipment Location
40386 | FHO-CLC-CHL-0101-KQ | Trim Chlorination Train 1 | FHO-OBSOLETE | Removed From Service |  |  |  | CHL | x | Equipment Location
22718 | FHO-CLC-CHL-0201-KQ | Trim ChlorinationTrain 2 | FHO-CLC | Trim Chlorination System |  |  |  | CHL | http://www.toronto.ca/TWONTO#system_train | Equipment Location
40387 | FHO-CLC-CHL-0201-KQ | Trim ChlorinationTrain 2 | FHO-OBSOLETE | Removed From Service |  |  |  | CHL | x | Equipment Location
47409 | MAIN-388 | Main 388 | WTR-LWA | Work Area 2 Central Mains and Chambers | [5 empty] | Sub-Process
62052 | MAIN-388 | Main 388 | WTR-MT1 | Work Area 1 EAST Mains and Chambers | [5 empty] | Sub-Process
40440 | FHO-DCL-P-0401A-KQ | Before SO2 Sampling | FHO-OBSOLETE | Removed From Service |  |  |  | P | x | Equipment Location
22846 | FHO-DCL-P-0401B-KQ | Before SO2 Sampling | FHO-OBSOLETE | Removed From Service |  |  |  | P | x | Equipment Location
62053 | MAIN-389 | Main 389 | WTR-LWA | Work Area 2 Central Mains and Chambers | [5 empty] | Sub-Process
140482 | TNT-CSO-TJB1 | Maintenance Hole#MH1 | TNT-CSO | Combined Sewer Overflow and storage system | Building Service,Floor Drain |  |  |  |  | Mechanical Equipment
22850 | FHO-DCL-P-0501A-KQ | After SO2 Sampling Pump | FHO-OBSOLETE | Removed From Service |  |  |  | P | x | Equipment Location
22853 | FHO-DCL-P-0501B-KQ | After SO2 Sampling Pump | FHO-OBSOLETE | Removed From Service |  |  |  | P | x | Equipment Location
107234 | TNT-MCS-SHOP | Maintenance Shop | TNT-MCS | Miscellaneous, including Storm Water Tanks | [5 empty] | Equipment Location
49209 | MTMH225 | MALVERN STS | TRK-HCK | HIGHLAND CREEK DRAINAGE AREA | [5 empty] | Sub-Process
40459 | FHO-DCL-SO-0101-KQ | Dechlorination Train 1 | FHO-OBSOLETE | Removed From Service |  |  |  | SO | x | Equipment Location
32943 | FIS-MARINE YARD | MARINE YARD ISLAND WATER TREATMENT PLANT | FIS-GRK | FIS Buildings & Grounds | [5 empty] | Building Service
22871 | FHO-DCL-SO-0201-KQ | Dechlorination Train 2 | FHO-OBSOLETE | Removed From Service |  |  |  | SO | x | Equipment Location
62124 | MTMAMS | MASSEY CREEK STS AND RELIEF | TRK-DON | DON DRAINAGE AREA | [5 empty] | Sub-Process
22873 | FHO-DCL-SO-0301-KQ | Dechlorination Train 3 | FHO-OBSOLETE | Removed From Service |  |  |  | SO | x | Equipment Location
62188 | MTMASR | MASSEY CREEK STS AND RELIEF | TRK-DON | DON DRAINAGE AREA | [5 empty] | Sub-Process
25520 | FHO-GRK-INQ | Master Clock & Auxilliary Systems | FHO-GRK-PRTY-0001 | Building Maintenance | [5 empty] | Mechanical Equipment
45416 | FHO-GRK-INQ | Master Clock & Auxilliary Systems | FHO-GRK | Buildings & Grounds | [5 empty] | Mechanical Equipment
87421 | THC-ELS-MCC | MCC plant wide | THCLIQOPS | THC Liquids Operations | [5 empty] | Electrical Equipment
125313 | THC-ELS-MCC | MCC plant wide | THC-GRK-ELS | Electrical Services, Maintenance- virtual entity | [5 empty] | Electrical Equipment
104247 | TAB-EL3-MCC-6014E | MCC, Auxilary Systems Building, 2nd Floor | TAB-EL3-TR-5212 | Transformer, Substation, Auxiliary Systems Building, 2nd Floor |  |  |  | MCC | http://www.toronto.ca/TWONTO#LV_electrical_panel | Electrical Equipment
72427 | TAB-EL3-MCC-6014 | MCC, Electrical Room, Auxiliary System Building 2nd Floor East | TAB-EL3-TR-5212 | Transformer, Substation, Auxiliary Systems Building, 2nd Floor |  |  |  | MCC | http://www.toronto.ca/TWONTO#LV_electrical_panel | Electrical Equipment
72428 | TAB-EL3-MCC-6014 | MCC, Electrical Room, Auxiliary System Building 2nd Floor East | TAB-EL3-TR-5214 | Power Distribution Transformer, 4.16 KV / 0.6 KV, (TR-1) Aux Building B Side |  |  |  | MCC | http://www.toronto.ca/TWONTO#LV_electrical_panel | Electrical Equipment
49249 | MTMH226 | MCCOWAN ROAD STS | TRK-HCK | HIGHLAND CREEK DRAINAGE AREA | [5 empty] | Sub-Process
49015 | MTMH222 | MEADOWDALE STS | TRK-DON | DON DRAINAGE AREA | [5 empty] | Sub-Process
63610 | MTMH222 | MEADOWDALE STS | TRK-HCK | HIGHLAND CREEK DRAINAGE AREA | [5 empty] | Sub-Process
18569 | FHA-MCS | Mechanical | FHA WORK AREA 2 | Services | [5 empty] | Process
3425 | COL-PCU-AUX-MECH | Mechanical Equipment | COL-PCU-AUX | Auxiliary Equipment | [5 empty] | Sub-Process
43774 | FHO-ELS-GEN-0101-KQ | Generator 1 | FHO-OBSOLETE | Removed From Service |  |  |  | GEN | x | Equipment Location
23648 | FHO-ELS-GEN-0201-KQ | Generator 2 | FHO-OBSOLETE | Removed From Service |  |  |  | GEN | x | Equipment Location
15124 | COL-PLB-AUX-MECH | Mechanical Equipment | COL-PLB | Long Branch Pumping Station | [5 empty] | Sub-Process
15125 | COL-PLB-AUX-MECH | Mechanical Equipment | COL-PLB-AUX | Auxiliary Equipment | [5 empty] | Sub-Process
24560 | COL-PWR-AUX-MECH | Mechanical Equipment | COL-PWR-AUX | Auxiliary Equipment | [5 empty] | Sub-Process
13634 | FCL-MCS | Mechanical Services | FCL WORK AREA 2 | Plant Services | [5 empty] | Process
25549 | FHO-MCS | Mechanical Services | FHO WORK AREA 2 | Services | [5 empty] | Process
32945 | FIS-MCS | Mechanical Services | FIS WORK AREA 2 | Services | [5 empty] | Process
88659 | THC-GRK-MCS | Mechanical Services | THCLIQOPS | THC Liquids Operations | [5 empty] | Sub-Process
24197 | FHO-ELS-UPS-0001-KQ | Uninterruptible Power Supply Location | FHO-OBSOLETE | Removed From Service | Uninterruptible Power Supply |  |  | UPS | x | Equipment Location
126263 | THC-GRK-MCS | Mechanical Services | THC-GRK | Buildings & Grounds | [5 empty] | Sub-Process
126704 | THC-MCS-HVAC | Mechanical Services, HVAC | THC-GRK-MCS | Mechanical Services | [5 empty] | Sub-Process
126705 | THC-MCS-LD | Mechanical Services, Lifting Device | THC-GRK-MCS | Mechanical Services | Lifting Device |  |  |  |  | Sub-Process
49467 | MTMH323 | MENDOTA STS | TRK-HMR | HUMBER DRAINAGE AREA | [5 empty] | Sub-Process
147888 | YME | Merton Yard | BUS | Business Unit Support | [5 empty] | Facility
56649 | FN2008D | Meter Phosphate , HACH | TAB-STR-ANL-0100 | Portable Meters | [5 empty] | Instrumentation Equipment
24838 | FHO-FLO-MX-0101-KQ | Raw Water Module 1 | FHO-OBSOLETE | Removed From Service |  |  |  | MX | x | Equipment Location
3814 | COL-PEV-FQ-0001 | Meter, Flow | COL-PEV-MISC | Miscellaneous Equipment | Meter,Flow |  |  | FQ | http://www.toronto.ca/TWONTO#flowmeter | Instrumentation Equipment
11247 | COL-PEV-FQ-0001 | Meter, Flow | COL-PEV | Ellis Sewage Pumping Station | Meter,Flow |  |  | FQ | http://www.toronto.ca/TWONTO#flowmeter | Instrumentation Equipment
44787 | FHO-FLO-MX-0201-KQ | Raw Water Module 2 | FHO-OBSOLETE | Removed From Service |  |  |  | MX | x | Equipment Location
4220 | COL-PGR-FQ-0001 | Meter, Flow | COL-PGR | Grand River Sewage Pumping Station | Meter,Flow |  |  | FQ | http://www.toronto.ca/TWONTO#flowmeter | Instrumentation Equipment
44788 | FHO-FLO-MX-0301-KQ | Raw Water Module 3 | FHO-OBSOLETE | Removed From Service |  |  |  | MX | x | Equipment Location
14110 | COL-PGR-FQ-0001 | Meter, Flow | COL-PGR-MISC | Miscellaneous Equipment | Meter,Flow |  |  | FQ | http://www.toronto.ca/TWONTO#flowmeter | Instrumentation Equipment
44792 | FHO-FLO-MX-0401-KQ | Raw Water Module 4 | FHO-OBSOLETE | Removed From Service |  |  |  | MX | x | Equipment Location
4520 | COL-PIR-FQ-0001 | Meter, Flow | COL-PIR | Island Road Sewage Pumping Station | Meter,Flow |  |  | FQ | http://www.toronto.ca/TWONTO#flowmeter | Instrumentation Equipment
44795 | FHO-FLO-P-0501-KQ | Pre Filtered Sampling Unit 5 | FHO-OBSOLETE | Removed From Service |  |  |  | P | x | Equipment Location
14558 | COL-PIR-FQ-0001 | Meter, Flow | COL-PIR-MISC | Miscellaneous Equipment | Meter,Flow |  |  | FQ | http://www.toronto.ca/TWONTO#flowmeter | Instrumentation Equipment
24863 | FHO-FLO-P-0601-KQ | Pre Filtered Sampling Unit 6 | FHO-OBSOLETE | Removed From Service |  |  |  | P | x | Equipment Location
24878 | FHO-FLO-T-0301-KQ | Flocculation Tank | FHO-OBSOLETE | Removed From Service |  |  |  | T | x | Equipment Location
14860 | COL-PKG-FQ-0001 | Meter, Flow | COL-PKG | Kingston Rd Pumping Station | Meter,Flow |  |  | FQ | http://www.toronto.ca/TWONTO#flowmeter | Instrumentation Equipment
24879 | FHO-FLO-T-0401-KQ | Flocculation Tank | FHO-OBSOLETE | Removed From Service |  |  |  | T | x | Equipment Location
14861 | COL-PKG-FQ-0001 | Meter, Flow | COL-PKG-MISC | Miscellaneous Equipment | Meter,Flow |  |  | FQ | http://www.toronto.ca/TWONTO#flowmeter | Instrumentation Equipment
24669 | FHO-FL-P-0101-KQ | Fluoride Skid 1 | FHO-OBSOLETE | Removed From Service |  |  |  | P | x | Equipment Location
4910 | COL-PLV-FQ-0001 | Meter, Flow | COL-PLV-MISC | Miscellaneous Equipment | Meter,Flow |  |  | FQ | http://www.toronto.ca/TWONTO#flowmeter | Instrumentation Equipment
15683 | COL-PLV-FQ-0001 | Meter, Flow | COL-PLV | Livingston Road Pumping Station | Meter,Flow |  |  | FQ | http://www.toronto.ca/TWONTO#flowmeter | Instrumentation Equipment
24671 | FHO-FL-P-0201-KQ | Fluoride Skid 2 | FHO-OBSOLETE | Removed From Service |  |  |  | P | x | Equipment Location
24720 | FHO-FL-P-0301A-KQ | Reservoir Sampling | FHO-OBSOLETE | Removed From Service |  |  |  | P | x | Equipment Location
4968 | COL-PMD-FQ-0001 | Meter, Flow | COL-PMD-MISC | Miscellaneous Equipment | Meter,Flow |  |  | FQ | http://www.toronto.ca/TWONTO#flowmeter | Instrumentation Equipment
24718 | FHO-FL-P-0301-KQ | Reservoir Sampling | FHO-OBSOLETE | Removed From Service |  |  |  | P | x | Equipment Location
15779 | COL-PMD-FQ-0001 | Meter, Flow | COL-PMD | Midland Pumping Station | Meter,Flow |  |  | FQ | http://www.toronto.ca/TWONTO#flowmeter | Instrumentation Equipment
5765 | COL-PMT-FQ-0001 | Meter, Flow | COL-PMT | Military Trail Sewage Pumping Station | Meter,Flow |  |  | FQ | http://www.toronto.ca/TWONTO#flowmeter | Instrumentation Equipment
16947 | COL-PMT-FQ-0001 | Meter, Flow | COL-PMT-MISC | Miscellaneous Equipment | Meter,Flow |  |  | FQ | http://www.toronto.ca/TWONTO#flowmeter | Instrumentation Equipment
6324 | COL-PPU-FQ-0001 | Meter, Flow | COL-PPU | Port Union Road Sewage Pumping Station | Meter,Flow |  |  | FQ | http://www.toronto.ca/TWONTO#flowmeter | Instrumentation Equipment
6325 | COL-PPU-FQ-0001 | Meter, Flow | COL-PPU-MISC | Miscellaneous Equipment | Meter,Flow |  |  | FQ | http://www.toronto.ca/TWONTO#flowmeter | Instrumentation Equipment
44993 | FHO-FLT-P-2101A-KQ | Composite Water Supply Sampling Pumping | FHO-OBSOLETE | Removed From Service |  |  |  | P | x | Equipment Location
25065 | FHO-FLT-P-2101B-KQ | Composite Water Supply Sampling Pumping | FHO-OBSOLETE | Removed From Service |  |  |  | P | x | Equipment Location
6603 | COL-PRD-FQ-0001 | Meter, Flow | COL-PRD | Redland Pumping Station | Meter,Flow |  |  | FQ | http://www.toronto.ca/TWONTO#flowmeter | Instrumentation Equipment
18607 | COL-PRD-FQ-0001 | Meter, Flow | COL-PRD-MISC | Miscellaneous Equipment | Meter,Flow |  |  | FQ | http://www.toronto.ca/TWONTO#flowmeter | Instrumentation Equipment
45025 | FHO-FLT-T-0101-KQ | Filter 1 | FHO-OBSOLETE | Removed From Service |  |  |  | T | x | Equipment Location
6750 | COL-PRR-FQ-0001 | Meter, Flow | COL-PRR | Riverside Sewage Pumping Station | Meter,Flow |  |  | FQ | http://www.toronto.ca/TWONTO#flowmeter | Instrumentation Equipment
45027 | FHO-FLT-T-0201-KQ | Filter 2 | FHO-OBSOLETE | Removed From Service |  |  |  | T | x | Equipment Location
6751 | COL-PRR-FQ-0001 | Meter, Flow | COL-PRR-MISC | Miscellaneous Equipment | Meter,Flow |  |  | FQ | http://www.toronto.ca/TWONTO#flowmeter | Instrumentation Equipment
45028 | FHO-FLT-T-0301-KQ | Filter 3 | FHO-OBSOLETE | Removed From Service |  |  |  | T | x | Equipment Location
25120 | FHO-FLT-T-0401-KQ | Filter 4 | FHO-OBSOLETE | Removed From Service |  |  |  | T | x | Equipment Location
6942 | COL-PRX-FQ-0001 | Meter, Flow | COL-PRX | Roxborough Sewage Pumping Station | Meter,Flow |  |  | FQ | http://www.toronto.ca/TWONTO#flowmeter | Instrumentation Equipment
19135 | COL-PRX-FQ-0001 | Meter, Flow | COL-PRX-MISC | Miscellaneous Equipment | Meter,Flow |  |  | FQ | http://www.toronto.ca/TWONTO#flowmeter | Instrumentation Equipment
45030 | FHO-FLT-T-0501-KQ | Filter 5 | FHO-OBSOLETE | Removed From Service |  |  |  | T | x | Equipment Location
7332 | COL-PSL-FQ-0001 | Meter, Flow | COL-PSL | Sewells Road Sewage Pumping Station | Meter,Flow |  |  | FQ | http://www.toronto.ca/TWONTO#flowmeter | Instrumentation Equipment
25123 | FHO-FLT-T-0601-KQ | Filter 6 | FHO-OBSOLETE | Removed From Service |  |  |  | T | x | Equipment Location
20557 | COL-PSL-FQ-0001 | Meter, Flow | COL-PSL-MISC | Miscellaneous Equipment | Meter,Flow |  |  | FQ | http://www.toronto.ca/TWONTO#flowmeter | Instrumentation Equipment
45031 | FHO-FLT-T-0701-KQ | Filter 7 | FHO-OBSOLETE | Removed From Service |  |  |  | T | x | Equipment Location
7697 | COL-PSP-FQ-0001 | Meter, Flow | COL-PSP | Southport Sewage Pumping Station | Meter,Flow |  |  | FQ | http://www.toronto.ca/TWONTO#flowmeter | Instrumentation Equipment
45032 | FHO-FLT-T-0801-KQ | Filter 8 | FHO-OBSOLETE | Removed From Service |  |  |  | T | x | Equipment Location
7698 | COL-PSP-FQ-0001 | Meter, Flow | COL-PSP-MISC | Miscellaneous Equipment | Meter,Flow |  |  | FQ | http://www.toronto.ca/TWONTO#flowmeter | Instrumentation Equipment
8272 | COL-PVM-FQ-0001 | Meter, Flow | COL-PVM | Valleymede Sewage Pumping Station | Meter,Flow |  |  | FQ | http://www.toronto.ca/TWONTO#flowmeter | Instrumentation Equipment
22682 | COL-PVM-FQ-0001 | Meter, Flow | COL-PVM-MISC | Miscellaneous Equipment | Meter,Flow |  |  | FQ | http://www.toronto.ca/TWONTO#flowmeter | Instrumentation Equipment
8324 | COL-PWC-FQ-0001 | Meter, Flow | COL-PWC | Wirral Court Sewage Pumping Station | Meter,Flow |  |  | FQ | http://www.toronto.ca/TWONTO#flowmeter | Instrumentation Equipment
22770 | COL-PWC-FQ-0001 | Meter, Flow | COL-PWC-MISC | Miscellaneous Equipment | Meter,Flow |  |  | FQ | http://www.toronto.ca/TWONTO#flowmeter | Instrumentation Equipment
24503 | COL-PWP-FQ-0001 | Meter, Flow | COL-PWP | West Point Avenue Sewage Pumping Station | Meter,Flow |  |  | FQ | http://www.toronto.ca/TWONTO#flowmeter | Instrumentation Equipment
24504 | COL-PWP-FQ-0001 | Meter, Flow | COL-PWP-MISC | Miscellaneous Equipment | Meter,Flow |  |  | FQ | http://www.toronto.ca/TWONTO#flowmeter | Instrumentation Equipment
28565 | COL-SKW-FQ-0001 | Meter, Flow | COL-SKW | Kew Beach Detention Tank (Kenilworth)-storm | Meter,Flow |  |  | FQ | http://www.toronto.ca/TWONTO#flowmeter | Instrumentation Equipment
28566 | COL-SKW-FQ-0001 | Meter, Flow | COL-SKW-MISC | Miscellaneous Equipment | Meter,Flow |  |  | FQ | http://www.toronto.ca/TWONTO#flowmeter | Instrumentation Equipment
67725 | SWM-PET-FQ-0001 | Meter, Flow | SWM-PET | Eglinton - Bellamy Storm Pumping Station | Meter,Flow |  |  | FQ | http://www.toronto.ca/TWONTO#flowmeter | Instrumentation Equipment
67726 | SWM-PET-FQ-0001 | Meter, Flow | SWM-PET-MISC | Miscellaneous Equipment | Meter,Flow |  |  | FQ | http://www.toronto.ca/TWONTO#flowmeter | Instrumentation Equipment
53775 | SWM-PWD-FQ-0001 | Meter, Flow | SWM-PWD | Warden Storm | Meter,Flow |  |  | FQ | http://www.toronto.ca/TWONTO#flowmeter | Instrumentation Equipment
67976 | SWM-PWD-FQ-0001 | Meter, Flow | SWM-PWD-MISC | Miscellaneous Equipment | Meter,Flow |  |  | FQ | http://www.toronto.ca/TWONTO#flowmeter | Instrumentation Equipment
7761 | COL-PSS-FQ-0001 | Meter, Flow City Water | COL-PSS | Scott Sewage Pumping Station | Meter |  |  | FQ | http://www.toronto.ca/TWONTO#flowmeter | Instrumentation Equipment
7762 | COL-PSS-FQ-0001 | Meter, Flow City Water | COL-PSS-MISC | Miscellaneous Equipment | Meter |  |  | FQ | http://www.toronto.ca/TWONTO#flowmeter | Instrumentation Equipment
45516 | FHO-MCS-P-0201-KQ | Vacuum Priming Pump 2 | FHO-OBSOLETE | Removed From Service |  |  |  | P | x | Equipment Location
7929 | COL-PSU-FQ-0001 | Meter, Flow City Water | COL-PSU-MISC | Miscellaneous Equipment | Meter |  |  | FQ | http://www.toronto.ca/TWONTO#flowmeter | Instrumentation Equipment
25626 | FHO-MCS-P-0301-KQ | Vacuum Priming Pump 3 | FHO-OBSOLETE | Removed From Service |  |  |  | P | x | Equipment Location
21143 | COL-PSU-FQ-0001 | Meter, Flow City Water | COL-PSU | Sunnyside Pumping Station | Meter |  |  | FQ | http://www.toronto.ca/TWONTO#flowmeter | Instrumentation Equipment
20616 | COL-PSM-JIT-0001 | Meter, Hydro Revenue | COL-PSM | Simcoe St Sewage Pumping Station | Meter |  |  | JIT | http://www.toronto.ca/TWONTO#electrical_usage_meter | Instrumentation Equipment
20617 | COL-PSM-JIT-0001 | Meter, Hydro Revenue | COL-PSM-MISC | Miscellaneous Equipment | Meter |  |  | JIT | http://www.toronto.ca/TWONTO#electrical_usage_meter | Instrumentation Equipment
28663 | COL-SKW-LIT-0001 | Meter, Level | COL-SKW | Kew Beach Detention Tank (Kenilworth)-storm | Transmitter,Level |  |  | LIT | http://www.toronto.ca/TWONTO#level_transmitter | Instrumentation Equipment
28664 | COL-SKW-LIT-0001 | Meter, Level | COL-SKW-MISC | Miscellaneous Equipment | Transmitter,Level |  |  | LIT | http://www.toronto.ca/TWONTO#level_transmitter | Instrumentation Equipment
3239 | COL-PBR-JIT-0001 | Meter, Power Indicating Transmitter | COL-PBR-MISC | Miscellaneous Equipment | Meter |  |  | JIT | http://www.toronto.ca/TWONTO#electrical_usage_meter | Instrumentation Equipment
9554 | COL-PBR-JIT-0001 | Meter, Power Indicating Transmitter | COL-PBR | Berry Road Sewage Pumping Station | Meter |  |  | JIT | http://www.toronto.ca/TWONTO#electrical_usage_meter | Instrumentation Equipment
4577 | COL-PKG-JIT-0001 | Meter, Power Indicating Transmitter | COL-PKG-MISC | Miscellaneous Equipment | Meter |  |  | JIT | http://www.toronto.ca/TWONTO#electrical_usage_meter | Instrumentation Equipment
14867 | COL-PKG-JIT-0001 | Meter, Power Indicating Transmitter | COL-PKG | Kingston Rd Pumping Station | Meter |  |  | JIT | http://www.toronto.ca/TWONTO#electrical_usage_meter | Instrumentation Equipment
5860 | COL-PMY-JIT-0001 | Meter, Power Indicating Transmitter | COL-PMY | Maryport Sewage Pumping Station | Meter |  |  | JIT | http://www.toronto.ca/TWONTO#electrical_usage_meter | Instrumentation Equipment
17085 | COL-PMY-JIT-0001 | Meter, Power Indicating Transmitter | COL-PMY-MISC | Miscellaneous Equipment | Meter |  |  | JIT | http://www.toronto.ca/TWONTO#electrical_usage_meter | Instrumentation Equipment
5861 | COL-PMY-JIT-0002 | Meter, Power Indicating Transmitter | COL-PMY-MISC | Miscellaneous Equipment | Meter |  |  | JIT | http://www.toronto.ca/TWONTO#electrical_usage_meter | Instrumentation Equipment
45686 | FHO-PCL-P-0501-KQ | PACL Train 5 | FHO-OBSOLETE | Removed From Service |  |  |  | P | x | Equipment Location
45687 | FHO-PCL-P-0601-KQ | PACL Train 6 | FHO-OBSOLETE | Removed From Service |  |  |  | P | x | Equipment Location
17086 | COL-PMY-JIT-0002 | Meter, Power Indicating Transmitter | COL-PMY | Maryport Sewage Pumping Station | Meter |  |  | JIT | http://www.toronto.ca/TWONTO#electrical_usage_meter | Instrumentation Equipment
45690 | FHO-PCL-P-0701-KQ | PACL Train 7 | FHO-OBSOLETE | Removed From Service |  |  |  | P | x | Equipment Location
7706 | COL-PSP-JIT-0001 | Meter, Power Indicating Transmitter | COL-PSP-MISC | Miscellaneous Equipment | Meter |  |  | JIT | http://www.toronto.ca/TWONTO#electrical_usage_meter | Instrumentation Equipment
25858 | FHO-PCL-T-0101-KQ | PACL Storage Tank 1 | FHO-OBSOLETE | Removed From Service |  |  |  | T | x | Equipment Location
20756 | COL-PSP-JIT-0001 | Meter, Power Indicating Transmitter | COL-PSP | Southport Sewage Pumping Station | Meter |  |  | JIT | http://www.toronto.ca/TWONTO#electrical_usage_meter | Instrumentation Equipment
45704 | FHO-PCL-T-0201-KQ | PACL Storage Tank 2 | FHO-OBSOLETE | Removed From Service |  |  |  | T | x | Equipment Location
9072 | COL-RBC-JIT-0001 | Meter, Power Indicating Transmitter | COL-RBC-MISC | Miscellaneous Equipment | Meter |  |  | JIT | http://www.toronto.ca/TWONTO#electrical_usage_meter | Instrumentation Equipment
28457 | COL-RBC-JIT-0001 | Meter, Power Indicating Transmitter | COL-RBC | Cowan Shaft (WBT)-storm | Meter |  |  | JIT | http://www.toronto.ca/TWONTO#electrical_usage_meter | Instrumentation Equipment
9073 | COL-RBC-JIT-0002 | Meter, Power Indicating Transmitter | COL-RBC | Cowan Shaft (WBT)-storm | Meter |  |  | JIT | http://www.toronto.ca/TWONTO#electrical_usage_meter | Instrumentation Equipment
25995 | FHO-POL-P-0301-KQ | Polymer Skid 3 | FHO-OBSOLETE | Removed From Service |  |  |  | P | x | Equipment Location
9074 | COL-RBC-JIT-0002 | Meter, Power Indicating Transmitter | COL-RBC-MISC | Miscellaneous Equipment | Meter |  |  | JIT | http://www.toronto.ca/TWONTO#electrical_usage_meter | Instrumentation Equipment
26000 | FHO-POL-P-0401-KQ | Polymer Skid 4 | FHO-OBSOLETE | Removed From Service |  |  |  | P | x | Equipment Location
9102 | COL-RBG-JIT-0001 | Meter, Power Indicating Transmitter | COL-RBG-MISC | Miscellaneous Equipment | Meter |  |  | JIT | http://www.toronto.ca/TWONTO#electrical_usage_meter | Instrumentation Equipment
26001 | FHO-POL-P-0501-KQ | Polymer Skid 5 | FHO-OBSOLETE | Removed From Service |  |  |  | P | x | Equipment Location
28525 | COL-RBG-JIT-0001 | Meter, Power Indicating Transmitter | COL-RBG | Glendale Shaft (WBT)-storm | Meter |  |  | JIT | http://www.toronto.ca/TWONTO#electrical_usage_meter | Instrumentation Equipment
50839 | FHO-POL-P-0601-KQ | Polymer Skid 6 | FHO-OBSOLETE | Removed From Service |  |  |  | P | x | Equipment Location
9135 | COL-SKW-JIT-0001 | Meter, Power Indicating Transmitter | COL-SKW | Kew Beach Detention Tank (Kenilworth)-storm | Meter |  |  | JIT | http://www.toronto.ca/TWONTO#electrical_usage_meter | Instrumentation Equipment
26004 | FHO-POL-P-0701-KQ | Polymer Skid 7 | FHO-OBSOLETE | Removed From Service |  |  |  | P | x | Equipment Location
9136 | COL-SKW-JIT-0001 | Meter, Power Indicating Transmitter | COL-SKW-MISC | Miscellaneous Equipment | Meter |  |  | JIT | http://www.toronto.ca/TWONTO#electrical_usage_meter | Instrumentation Equipment
26016 | FHO-POL-T-0101-KQ | Polymer Solution Storage Tank 1 | FHO-OBSOLETE | Removed From Service |  |  |  | T | x | Equipment Location
3386 | COL-PCP-JIT-0001 | Meter, Power Indicating Transmitter, Main Power | COL-PCP-MISC | Miscellaneous Equipment | Meter |  |  | JIT | http://www.toronto.ca/TWONTO#electrical_usage_meter | Instrumentation Equipment
26020 | FHO-POL-T-0201-KQ | Polymer Solution Storage Tank 2 | FHO-OBSOLETE | Removed From Service |  |  |  | T | x | Equipment Location
9794 | COL-PCP-JIT-0001 | Meter, Power Indicating Transmitter, Main Power | COL-PCP | Copeland Pumping Station | Meter |  |  | JIT | http://www.toronto.ca/TWONTO#electrical_usage_meter | Instrumentation Equipment
3824 | COL-PEV-JIT-0001 | Meter, Power Indicating Transmitter, Main Power | COL-PEV | Ellis Sewage Pumping Station | Meter |  |  | JIT | http://www.toronto.ca/TWONTO#electrical_usage_meter | Instrumentation Equipment
3825 | COL-PEV-JIT-0001 | Meter, Power Indicating Transmitter, Main Power | COL-PEV-MISC | Miscellaneous Equipment | Meter |  |  | JIT | http://www.toronto.ca/TWONTO#electrical_usage_meter | Instrumentation Equipment
3938 | COL-PFB-JIT-0001 | Meter, Power Indicating Transmitter, Main Power | COL-PFB | Fallingbrook Pumping Station | Meter |  |  | JIT | http://www.toronto.ca/TWONTO#electrical_usage_meter | Instrumentation Equipment
26158 | FHO-RW-P-1301-KQ | Raw Water Lab Sample Pump Unit 1 | FHO-OBSOLETE | Removed From Service |  |  |  | P | x | Equipment Location
13398 | COL-PFB-JIT-0001 | Meter, Power Indicating Transmitter, Main Power | COL-PFB-MISC | Miscellaneous Equipment | Meter |  |  | JIT | http://www.toronto.ca/TWONTO#electrical_usage_meter | Instrumentation Equipment
26161 | FHO-RW-P-1401-KQ | Raw Water Lab Sample Pump Unit 2 | FHO-OBSOLETE | Removed From Service |  |  |  | P | x | Equipment Location
4164 | COL-PGA-JIT-0002 | Meter, Power Indicating Transmitter, Main Power | COL-PGA | Greyabbey Sewage Pumping Station | Meter |  |  | JIT | http://www.toronto.ca/TWONTO#electrical_usage_meter | Instrumentation Equipment
51019 | FHO-RW-P-1501-KQ | Zebra Mussel Control Sample Pump Unit 1 | FHO-OBSOLETE | Removed From Service |  |  |  | P | x | Equipment Location
13945 | COL-PGA-JIT-0002 | Meter, Power Indicating Transmitter, Main Power | COL-PGA-MISC | Miscellaneous Equipment | Meter |  |  | JIT | http://www.toronto.ca/TWONTO#electrical_usage_meter | Instrumentation Equipment
26166 | FHO-RW-P-1601-KQ | Zebra Mussel Control Sample Pump Unit 2 | FHO-OBSOLETE | Removed From Service |  |  |  | P | x | Equipment Location
51023 | FHO-RW-P-1801-KQ | RW Pump Unit 18 | FHO-OBSOLETE | Removed From Service |  |  |  | P | x | Equipment Location
14085 | COL-PGB-JIT-0001 | Meter, Power Indicating Transmitter, Main Power | COL-PGB | Governors Bridge Sewage Pumping Station | Meter |  |  | JIT | http://www.toronto.ca/TWONTO#electrical_usage_meter | Instrumentation Equipment
26168 | FHO-RW-P-1901-KQ | RW Pump Unit 19 | FHO-OBSOLETE | Removed From Service |  |  |  | P | x | Equipment Location
14086 | COL-PGB-JIT-0001 | Meter, Power Indicating Transmitter, Main Power | COL-PGB-MISC | Miscellaneous Equipment | Meter |  |  | JIT | http://www.toronto.ca/TWONTO#electrical_usage_meter | Instrumentation Equipment
26172 | FHO-RW-P-2201-KQ | RW Pump Unit 22 | FHO-OBSOLETE | Removed From Service |  |  |  | P | x | Equipment Location
4221 | COL-PGR-JIT-0002 | Meter, Power Indicating Transmitter, Main Power | COL-PGR | Grand River Sewage Pumping Station | Meter |  |  | JIT | http://www.toronto.ca/TWONTO#electrical_usage_meter | Instrumentation Equipment
26176 | FHO-RW-P-2301-KQ | RW Pump Unit 23 | FHO-OBSOLETE | Removed From Service |  |  |  | P | x | Equipment Location
14112 | COL-PGR-JIT-0002 | Meter, Power Indicating Transmitter, Main Power | COL-PGR-MISC | Miscellaneous Equipment | Meter |  |  | JIT | http://www.toronto.ca/TWONTO#electrical_usage_meter | Instrumentation Equipment
51028 | FHO-RW-P-2601-KQ | RW Pump Unit 26 | FHO-OBSOLETE | Removed From Service |  |  |  | P | x | Equipment Location
4309 | COL-PHF-JIT-0001 | Meter, Power Indicating Transmitter, Main Power | COL-PHF | Highfield Sewage Pumping Station | Meter |  |  | JIT | http://www.toronto.ca/TWONTO#electrical_usage_meter | Instrumentation Equipment
26182 | FHO-RW-P-2701-KQ | RW Pump Unit 27 | FHO-OBSOLETE | Removed From Service |  |  |  | P | x | Equipment Location
4310 | COL-PHF-JIT-0001 | Meter, Power Indicating Transmitter, Main Power | COL-PHF-MISC | Miscellaneous Equipment | Meter |  |  | JIT | http://www.toronto.ca/TWONTO#electrical_usage_meter | Instrumentation Equipment
51139 | FHO-SA-C-0101-KQ | Air Compressor 1 | FHO-MCS-SA/AI | Instrument Air & Service Air |  |  |  | C | http://www.toronto.ca/TWONTO#compressor | Equipment Location
51140 | FHO-SA-C-0101-KQ | Air Compressor 1 | FHO-OBSOLETE | Removed From Service |  |  |  | C | http://www.toronto.ca/TWONTO#compressor | Equipment Location
26289 | FHO-SA-C-0201-KQ | Air Compressor 2 | FHO-MCS-SA/AI | Instrument Air & Service Air |  |  |  | C | http://www.toronto.ca/TWONTO#compressor | Equipment Location
26290 | FHO-SA-C-0201-KQ | Air Compressor 2 | FHO-OBSOLETE | Removed From Service |  |  |  | C | http://www.toronto.ca/TWONTO#compressor | Equipment Location
51144 | FHO-SA-C-0301-KQ | Service Air Compressor 3 | FHO-MCS-SA/AI | Instrument Air & Service Air |  |  | 32276 | C | x | Equipment Location
51145 | FHO-SA-C-0301-KQ | Service Air Compressor 3 | FHO-OBSOLETE | Removed From Service |  |  | 32276 | C | x | Equipment Location
26292 | FHO-SA-C-0401-KQ-SU | Service Air Compressor 4 | FHO-MCS-SA/AI | Instrument Air & Service Air |  |  | 32278 | C | x | Equipment Location
26293 | FHO-SA-C-0401-KQ-SU | Service Air Compressor 4 | FHO-OBSOLETE | Removed From Service |  |  | 32278 | C | x | Equipment Location
4524 | COL-PIR-JIT-0001 | Meter, Power Indicating Transmitter, Main Power | COL-PIR | Island Road Sewage Pumping Station | Meter |  |  | JIT | http://www.toronto.ca/TWONTO#electrical_usage_meter | Instrumentation Equipment
14562 | COL-PIR-JIT-0001 | Meter, Power Indicating Transmitter, Main Power | COL-PIR-MISC | Miscellaneous Equipment | Meter |  |  | JIT | http://www.toronto.ca/TWONTO#electrical_usage_meter | Instrumentation Equipment
4976 | COL-PMD-JIT-0001 | Meter, Power Indicating Transmitter, Main Power | COL-PMD | Midland Pumping Station | Meter |  |  | JIT | http://www.toronto.ca/TWONTO#electrical_usage_meter | Instrumentation Equipment
15785 | COL-PMD-JIT-0001 | Meter, Power Indicating Transmitter, Main Power | COL-PMD-MISC | Miscellaneous Equipment | Meter |  |  | JIT | http://www.toronto.ca/TWONTO#electrical_usage_meter | Instrumentation Equipment
5766 | COL-PMT-JIT-0001 | Meter, Power Indicating Transmitter, Main Power | COL-PMT | Military Trail Sewage Pumping Station | Meter |  |  | JIT | http://www.toronto.ca/TWONTO#electrical_usage_meter | Instrumentation Equipment
16950 | COL-PMT-JIT-0001 | Meter, Power Indicating Transmitter, Main Power | COL-PMT-MISC | Miscellaneous Equipment | Meter |  |  | JIT | http://www.toronto.ca/TWONTO#electrical_usage_meter | Instrumentation Equipment
18608 | COL-PRD-JIT-0001 | Meter, Power Indicating Transmitter, Main Power | COL-PRD | Redland Pumping Station | Meter |  |  | JIT | http://www.toronto.ca/TWONTO#electrical_usage_meter | Instrumentation Equipment
51988 | FHO-SM-SB-0001-KQ | Scrubber | FHO-OBSOLETE | Removed From Service | Scrubber |  |  | SB | x | Equipment Location
18609 | COL-PRD-JIT-0001 | Meter, Power Indicating Transmitter, Main Power | COL-PRD-MISC | Miscellaneous Equipment | Meter |  |  | JIT | http://www.toronto.ca/TWONTO#electrical_usage_meter | Instrumentation Equipment
6944 | COL-PRX-JIT-0001 | Meter, Power Indicating Transmitter, Main Power | COL-PRX | Roxborough Sewage Pumping Station | Meter |  |  | JIT | http://www.toronto.ca/TWONTO#electrical_usage_meter | Instrumentation Equipment
19138 | COL-PRX-JIT-0001 | Meter, Power Indicating Transmitter, Main Power | COL-PRX-MISC | Miscellaneous Equipment | Meter |  |  | JIT | http://www.toronto.ca/TWONTO#electrical_usage_meter | Instrumentation Equipment
19589 | COL-PSB-JIT-0001 | Meter, Power Indicating Transmitter, Main Power | COL-PSB | Silverbirch Sewage Pumping Station | Meter |  |  | JIT | http://www.toronto.ca/TWONTO#electrical_usage_meter | Instrumentation Equipment
19590 | COL-PSB-JIT-0001 | Meter, Power Indicating Transmitter, Main Power | COL-PSB-MISC | Miscellaneous Equipment | Meter |  |  | JIT | http://www.toronto.ca/TWONTO#electrical_usage_meter | Instrumentation Equipment
20560 | COL-PSL-JIT-0002 | Meter, Power Indicating Transmitter, Main Power | COL-PSL | Sewells Road Sewage Pumping Station | Meter |  |  | JIT | http://www.toronto.ca/TWONTO#electrical_usage_meter | Instrumentation Equipment
20561 | COL-PSL-JIT-0002 | Meter, Power Indicating Transmitter, Main Power | COL-PSL-MISC | Miscellaneous Equipment | Meter |  |  | JIT | http://www.toronto.ca/TWONTO#electrical_usage_meter | Instrumentation Equipment
20618 | COL-PSM-JIT-0002 | Meter, Power Indicating Transmitter, Main Power | COL-PSM | Simcoe St Sewage Pumping Station | Meter |  |  | JIT | http://www.toronto.ca/TWONTO#electrical_usage_meter | Instrumentation Equipment
20619 | COL-PSM-JIT-0002 | Meter, Power Indicating Transmitter, Main Power | COL-PSM-MISC | Miscellaneous Equipment | Meter |  |  | JIT | http://www.toronto.ca/TWONTO#electrical_usage_meter | Instrumentation Equipment
20868 | COL-PSS-JIT-0001 | Meter, Power Indicating Transmitter, Main Power | COL-PSS | Scott Sewage Pumping Station | Meter |  |  | JIT | http://www.toronto.ca/TWONTO#electrical_usage_meter | Instrumentation Equipment
20869 | COL-PSS-JIT-0001 | Meter, Power Indicating Transmitter, Main Power | COL-PSS-MISC | Miscellaneous Equipment | Meter |  |  | JIT | http://www.toronto.ca/TWONTO#electrical_usage_meter | Instrumentation Equipment
52136 | FHO-TRW-C-0101-KQ | Surge Air Compressor 1 | FHO-OBSOLETE | Removed From Service |  |  |  | C | http://www.toronto.ca/TWONTO#compressor | Equipment Location
52137 | FHO-TRW-C-0101-KQ | Surge Air Compressor 1 | FHO-TRW- SURGE | Surge Protection System |  |  |  | C | http://www.toronto.ca/TWONTO#compressor | Equipment Location
27252 | FHO-TRW-C-0102-KQ | Surge Air Compressor 2 | FHO-TRW- SURGE | Surge Protection System |  |  |  | C | http://www.toronto.ca/TWONTO#compressor | Equipment Location
52138 | FHO-TRW-C-0102-KQ | Surge Air Compressor 2 | FHO-OBSOLETE | Removed From Service |  |  |  | C | http://www.toronto.ca/TWONTO#compressor | Equipment Location
52139 | FHO-TRW-C-0103-KQ | Surge Air Compressor 3 | FHO-OBSOLETE | Removed From Service |  |  |  | C | http://www.toronto.ca/TWONTO#compressor | Equipment Location
52140 | FHO-TRW-C-0103-KQ | Surge Air Compressor 3 | FHO-TRW- SURGE | Surge Protection System |  |  |  | C | http://www.toronto.ca/TWONTO#compressor | Equipment Location
7936 | COL-PSU-JIT-0001 | Meter, Power Indicating Transmitter, Main Power | COL-PSU-MISC | Miscellaneous Equipment | Meter |  |  | JIT | http://www.toronto.ca/TWONTO#electrical_usage_meter | Instrumentation Equipment
27333 | FHO-TRW-P-0100-KQ | TRW Pump Unit 1 | FHO-OBSOLETE | Removed From Service |  |  | 33321 | P | x | Equipment Location
52230 | FHO-TRW-P-0100-KQ | TRW Pump Unit 1 | FHO TRW PUMPING | Treated Water Pumping |  |  | 33321 | P | x | Equipment Location
21152 | COL-PSU-JIT-0001 | Meter, Power Indicating Transmitter, Main Power | COL-PSU | Sunnyside Pumping Station | Meter |  |  | JIT | http://www.toronto.ca/TWONTO#electrical_usage_meter | Instrumentation Equipment
52231 | FHO-TRW-P-0101A-KQ | Treated Water Output Sampling | FHO-OBSOLETE | Removed From Service |  |  |  | P | x | Equipment Location
8331 | COL-PWC-JIT-0001 | Meter, Power Indicating Transmitter, Main Power | COL-PWC-MISC | Miscellaneous Equipment | Meter |  |  | JIT | http://www.toronto.ca/TWONTO#electrical_usage_meter | Instrumentation Equipment
52233 | FHO-TRW-P-0101B-KQ | Treated Water Output Sampling | FHO-OBSOLETE | Removed From Service |  |  |  | P | x | Equipment Location
22774 | COL-PWC-JIT-0001 | Meter, Power Indicating Transmitter, Main Power | COL-PWC | Wirral Court Sewage Pumping Station | Meter |  |  | JIT | http://www.toronto.ca/TWONTO#electrical_usage_meter | Instrumentation Equipment
52239 | FHO-TRW-P-0300-KQ | TRW Pump Unit 3 | FHO-OBSOLETE | Removed From Service |  |  |  | P | x | Equipment Location
27340 | FHO-TRW-P-0400-KQ | TRW Pump Unit 4 | FHO-OBSOLETE | Removed From Service |  |  |  | P | x | Equipment Location
24506 | COL-PWP-JIT-0002 | Meter, Power Indicating Transmitter, Main Power | COL-PWP | West Point Avenue Sewage Pumping Station | Meter |  |  | JIT | http://www.toronto.ca/TWONTO#electrical_usage_meter | Instrumentation Equipment
27344 | FHO-TRW-P-0500-KQ | TRW Pump Unit 5 | FHO-OBSOLETE | Removed From Service |  |  |  | P | x | Equipment Location
24507 | COL-PWP-JIT-0002 | Meter, Power Indicating Transmitter, Main Power | COL-PWP-MISC | Miscellaneous Equipment | Meter |  |  | JIT | http://www.toronto.ca/TWONTO#electrical_usage_meter | Instrumentation Equipment
27347 | FHO-TRW-P-0800-KQ | TRW Pump Unit 8 | FHO-OBSOLETE | Removed From Service |  |  |  | P | x | Equipment Location
67689 | SWM-PDU-JIT-0001 | Meter, Power Indicating Transmitter, Main Power | SWM-PDU | Dunker's Storm | Meter |  |  | JIT | http://www.toronto.ca/TWONTO#electrical_usage_meter | Instrumentation Equipment
67690 | SWM-PDU-JIT-0001 | Meter, Power Indicating Transmitter, Main Power | SWM-PDU-MISC | Miscellaneous Equipment | Meter |  |  | JIT | http://www.toronto.ca/TWONTO#electrical_usage_meter | Instrumentation Equipment
52249 | FHO-TRW-P-0900-KQ | TRW Pump Unit 9 | FHO-OBSOLETE | Removed From Service |  |  |  | P | x | Equipment Location
67730 | SWM-PET-JIT-0001 | Meter, Power Indicating Transmitter, Main Power | SWM-PET | Eglinton - Bellamy Storm Pumping Station | Meter |  |  | JIT | http://www.toronto.ca/TWONTO#electrical_usage_meter | Instrumentation Equipment
27353 | FHO-TRW-P-1000-KQ | TRW Pump Unit 10 | FHO-OBSOLETE | Removed From Service |  |  |  | P | x | Equipment Location
67731 | SWM-PET-JIT-0001 | Meter, Power Indicating Transmitter, Main Power | SWM-PET-MISC | Miscellaneous Equipment | Meter |  |  | JIT | http://www.toronto.ca/TWONTO#electrical_usage_meter | Instrumentation Equipment
52252 | FHO-TRW-P-1100-KQ | TRW Pump Unit 11 | FHO-OBSOLETE | Removed From Service |  |  |  | P | x | Equipment Location
67979 | SWM-PWD-JIT-0001 | Meter, Power Indicating Transmitter, Main Power | SWM-PWD | Warden Storm | Meter |  |  | JIT | http://www.toronto.ca/TWONTO#electrical_usage_meter | Instrumentation Equipment
52254 | FHO-TRW-P-1200-KQ | TRW Pump Unit 12 | FHO-OBSOLETE | Removed From Service |  |  |  | P | x | Equipment Location
67980 | SWM-PWD-JIT-0001 | Meter, Power Indicating Transmitter, Main Power | SWM-PWD-MISC | Miscellaneous Equipment | Meter |  |  | JIT | http://www.toronto.ca/TWONTO#electrical_usage_meter | Instrumentation Equipment
52257 | FHO-TRW-P-3000-KQ | TRW Pump Unit 30 | FHO-OBSOLETE | Removed From Service |  |  |  | P | x | Equipment Location
17087 | COL-PMY-JIT-0003 | Meter, Voltage | COL-PMY | Maryport Sewage Pumping Station | Meter |  |  | JIT | http://www.toronto.ca/TWONTO#electrical_usage_meter | Instrumentation Equipment
17088 | COL-PMY-JIT-0003 | Meter, Voltage | COL-PMY-MISC | Miscellaneous Equipment | Meter |  |  | JIT | http://www.toronto.ca/TWONTO#electrical_usage_meter | Instrumentation Equipment
52301 | FHO-TRW-T-0001-KQ | Surge Tank 1 | FHO-OBSOLETE | Removed From Service |  |  |  | T | x | Equipment Location
27392 | FHO-TRW-T-0002-KQ | Surge Tank 2 | FHO-OBSOLETE | Removed From Service |  |  |  | T | x | Equipment Location
5862 | COL-PMY-JIT-0004 | Meter, Voltage | COL-PMY-MISC | Miscellaneous Equipment | Meter |  |  | JIT | http://www.toronto.ca/TWONTO#electrical_usage_meter | Instrumentation Equipment
27395 | FHO-TRW-T-0003-KQ | Surge Tank 3 | FHO-OBSOLETE | Removed From Service |  |  |  | T | x | Equipment Location
17089 | COL-PMY-JIT-0004 | Meter, Voltage | COL-PMY | Maryport Sewage Pumping Station | Meter |  |  | JIT | http://www.toronto.ca/TWONTO#electrical_usage_meter | Instrumentation Equipment
116229 | YMH | Metro Hall | BUS | Business Unit Support | [5 empty] | Facility
50285 | MTMH461 | MILLWOD CTS | TRK-NTO | NORTH TORONTO DRAINAGE AREA | [5 empty] | Sub-Process
7625 | COL-BCV-MISC | Miscellaneous Equipment | COL-BCV | Carlingview Blower Station | [5 empty] | Sub-Process
27731 | FHO-WWW-BL-0701-KQ | WW Blower 7 | FHO-WWW | Residue Management / Waste Water System |  |  |  | BL | http://www.toronto.ca/TWONTO#collection_of_assets | Equipment Location
52555 | FHO-WWW-BL-0701-KQ | WW Blower 7 | FHO-OBSOLETE | Removed From Service |  |  |  | BL | x | Equipment Location
27732 | FHO-WWW-BL-0801-KQ | WW Blower 8 | FHO-WWW | Residue Management / Waste Water System |  |  |  | BL | http://www.toronto.ca/TWONTO#collection_of_assets | Equipment Location
52558 | FHO-WWW-BL-0801-KQ | WW Blower 8 | FHO-OBSOLETE | Removed From Service |  |  |  | BL | x | Equipment Location
27769 | FHO-WWW-P-0101-KQ | WW Pump 1 | FHO-OBSOLETE | Removed From Service |  |  |  | P | x | Equipment Location
7647 | COL-BDC-MISC | Miscellaneous Equipment | COL-BDC | Disco Blower Station | [5 empty] | Sub-Process
52593 | FHO-WWW-P-0201-KQ | WW Pump 2 | FHO-OBSOLETE | Removed From Service |  |  |  | P | x | Equipment Location
2628 | COL-BEB-MISC | Miscellaneous Equipment | COL-BEB | Edenbridge Blower Station | [5 empty] | Sub-Process
2644 | COL-CCC-MISC | Miscellaneous Equipment | COL-CCC | Charles Caccia Park Storm Sanitary Combined Water Tank | [5 empty] | Sub-Process
52597 | FHO-WWW-P-0301-KQ | WW Pump 3 | FHO-OBSOLETE | Removed From Service |  |  |  | P | x | Equipment Location
27778 | FHO-WWW-P-0901-KQ | WW Polymer Pump System | FHO-OBSOLETE | Removed From Service |  |  |  | P | x | Equipment Location
2650 | COL-CED-MISC | Miscellaneous Equipment | COL-CED | Coatsworth Cut CSO Storage Tank | [5 empty] | Sub-Process
52617 | FHO-WWW-T-0101-KQ | Tank, Waste Water Holding Tank 1 | FHO-OBSOLETE | Removed From Service | Tank,Non-Pressurized |  |  | T | x | Equipment Location
9303 | COL-PAB-MISC | Miscellaneous Equipment | COL-PAB | Ashbridges Bay Pumping Station (Coxwell) | [5 empty] | Sub-Process
27800 | FHO-WWW-T-0102-KQ | Clarifier 1 | FHO-OBSOLETE | Removed From Service |  |  |  | T | x | Equipment Location
2969 | COL-PBF-MISC | Miscellaneous Equipment | COL-PCF | Clark Pumping Station | [5 empty] | Sub-Process
27801 | FHO-WWW-T-0201-KQ | Tank, Waste Water Holding Tank 2 | FHO-OBSOLETE | Removed From Service |  |  |  | T | x | Equipment Location
9325 | COL-PBF-MISC | Miscellaneous Equipment | COL-PBF | Bluffers Park Sewage Pumping Station | [5 empty] | Sub-Process
52625 | FHO-WWW-T-0202-KQ | Clarifier 2 | FHO-OBSOLETE | Removed From Service |  |  |  | T | x | Equipment Location
9427 | COL-PBG-MISC | Miscellaneous Equipment | COL-PBG | Brule Gardens Sewage Pumping Station | [5 empty] | Sub-Process
3137 | COL-PBP-MISC | Miscellaneous Equipment | COL-PBP | Baby Point Sewage Pumping Station | [5 empty] | Sub-Process
27902 | FHO-ZMC-P-0101-KQ | Zebra Mussel Chlorination Pump 1 | FHO-OBSOLETE | Removed From Service |  |  |  | P | x | Equipment Location
9566 | COL-PBR-MISC | Miscellaneous Equipment | COL-PBR | Berry Road Sewage Pumping Station | [5 empty] | Sub-Process
52729 | FHO-ZMC-P-0201-KQ | Zebra Mussel Chlorination Pump 2 | FHO-OBSOLETE | Removed From Service |  |  |  | P | x | Equipment Location
9599 | COL-PBY-MISC | Miscellaneous Equipment | COL-PBY | Brick Yard Sewage Pumping Station | [5 empty] | Sub-Process
3348 | COL-PCF-MISC | Miscellaneous Equipment | COL-PCF | Clark Pumping Station | [5 empty] | Sub-Process
3401 | COL-PCP-MISC | Miscellaneous Equipment | COL-PCP | Copeland Pumping Station | [5 empty] | Sub-Process
11098 | COL-PDA-MISC | Miscellaneous Equipment | COL-PDA | Dacotah Sewage Pumping Station (Algonquin Island PS #2) | [5 empty] | Sub-Process
95761 | FIS ADMIN | Administration | FIS | Island Water Treatment Plant |  | Office Equipment |  |  | http://www.toronto.ca/TWONTO#collection_of_assets
22839 | FIS COMMUNICATIONS | FIS Communications | FIS-SPC1 | Process Control Systems - Administrative |  | Office Equipment |  |  | http://www.toronto.ca/TWONTO#collection_of_assets
11222 | COL-PDG-MISC | Miscellaneous Equipment | COL-PDG | Douglas Drive Syphon | [5 empty] | Sub-Process
95762 | FIS OIT | FIS OIT | FIS-SPC1 | Process Control Systems - Administrative |  | Office Equipment |  |  | http://www.toronto.ca/TWONTO#collection_of_assets
22841 | FIS PLC | FIS PLC | FIS-SPC1 | Process Control Systems - Administrative |  | Office Equipment |  |  | http://www.toronto.ca/TWONTO#collection_of_assets
13362 | COL-PEV-MISC | Miscellaneous Equipment | COL-PEV | Ellis Sewage Pumping Station | [5 empty] | Sub-Process
3944 | COL-PFB-MISC | Miscellaneous Equipment | COL-PFB | Fallingbrook Pumping Station | [5 empty] | Sub-Process
3971 | COL-PFH-MISC | Miscellaneous Equipment | COL-PFH | Fire Hall Sewage Pumping Station (Wards Island PS#4) | [5 empty] | Sub-Process
13879 | COL-PFI-MISC | Miscellaneous Equipment | COL-PFI | Fifth Street Sewage Pumping Station (Wards Island PS #8) | [5 empty] | Sub-Process
4074 | COL-PFO-MISC | Miscellaneous Equipment | COL-PFO | Fourth Street Sewage Pumping Station (Wards Island PS#9) | [5 empty] | Sub-Process
4173 | COL-PGA-MISC | Miscellaneous Equipment | COL-PLB | Long Branch Pumping Station | [5 empty] | Sub-Process
13951 | COL-PGA-MISC | Miscellaneous Equipment | COL-PGA | Greyabbey Sewage Pumping Station | [5 empty] | Sub-Process
4202 | COL-PGB-MISC | Miscellaneous Equipment | COL-PGB | Governors Bridge Sewage Pumping Station | [5 empty] | Sub-Process
4229 | COL-PGR-MISC | Miscellaneous Equipment | COL-PGR | Grand River Sewage Pumping Station | [5 empty] | Sub-Process
14263 | COL-PHA-MISC | Miscellaneous Equipment | COL-PHA | Hanlan's Point Sewage Pumping Station | [5 empty] | Sub-Process
14297 | COL-PHB-MISC | Miscellaneous Equipment | COL-PHB | Humber Sewage Pumping Station | [5 empty] | Sub-Process
4313 | COL-PHF-MISC | Miscellaneous Equipment | COL-PHF | Highfield Sewage Pumping Station | [5 empty] | Sub-Process
4499 | COL-PHP-MISC | Miscellaneous Equipment | COL-PHP | High Park Sewage Pumping Station | [5 empty] | Sub-Process
4533 | COL-PIR-MISC | Miscellaneous Equipment | COL-PIR | Island Road Sewage Pumping Station | [5 empty] | Sub-Process
4592 | COL-PKG-MISC | Miscellaneous Equipment | COL-PKG | Kingston Rd Pumping Station | [5 empty] | Sub-Process
14920 | COL-PKG-MISC | Miscellaneous Equipment | COL-PMM | Mimico Pumping Station | [5 empty] | Sub-Process
4651 | COL-PKP-MISC | Miscellaneous Equipment | COL-PKP | Kennedy Park Sewage Pumping Station | [5 empty] | Sub-Process
4685 | COL-PKS-MISC | Miscellaneous Equipment | COL-PKS | King St West Sewage Pumping Station | [5 empty] | Sub-Process
4926 | COL-PLV-MISC | Miscellaneous Equipment | COL-PLV | Livingston Road Pumping Station | [5 empty] | Sub-Process
4927 | COL-PLV-MISC | Miscellaneous Equipment | COL-PNT | New Toronto Pumping Station | [5 empty] | Sub-Process
4995 | COL-PMD-MISC | Miscellaneous Equipment | COL-PMD | Midland Pumping Station | [5 empty] | Sub-Process
5547 | COL-PMM-MISC | Miscellaneous Equipment | COL-PMM | Mimico Pumping Station | [5 empty] | Sub-Process
16956 | COL-PMT-MISC | Miscellaneous Equipment | COL-PMT | Military Trail Sewage Pumping Station | [5 empty] | Sub-Process
17423 | COL-PMYA-MISC | Miscellaneous Equipment | COL-PMA | Metro Building #1 Sewage Pumping Station | [5 empty] | Sub-Process
17424 | COL-PMYA-MISC | Miscellaneous Equipment | COL-PMYA | Maryport Sewage Pumping Station 8A (Keele) | [5 empty] | Sub-Process
5910 | COL-PMYB-MISC | Miscellaneous Equipment | COL-PMB | Metro Building #2 Sewage Pumping Station | [5 empty] | Sub-Process
17426 | COL-PMYB-MISC | Miscellaneous Equipment | COL-PMYB | Maryport Sewage Pumping Station 8B (Downsview) | [5 empty] | Sub-Process
17384 | COL-PMY-MISC | Miscellaneous Equipment | COL-PMY | Maryport Sewage Pumping Station | [5 empty] | Sub-Process
17385 | COL-PMY-MISC | Miscellaneous Equipment | COL-PMYA | Maryport Sewage Pumping Station 8A (Keele) | [5 empty] | Sub-Process
17483 | COL-PNO-MISC | Miscellaneous Equipment | COL-PNO | Nottawa Sewage Pumping Station (Algonquin Island PS#3) | [5 empty] | Sub-Process
6005 | COL-PNT-MISC | Miscellaneous Equipment | COL-PNT | New Toronto Pumping Station | [5 empty] | Sub-Process
6215 | COL-POM-MISC | Miscellaneous Equipment | COL-POM | Old Mill Sewage Pumping Station | [5 empty] | Sub-Process
18093 | COL-PPU-MISC | Miscellaneous Equipment | COL-PPU | Port Union Road Sewage Pumping Station | [5 empty] | Sub-Process
6394 | COL-PQW-MISC | Miscellaneous Equipment | COL-PQW | Queensway Sewage Pumping Station | [5 empty] | Sub-Process
6499 | COL-PRC-MISC | Miscellaneous Equipment | COL-PRC | Rectory Café Sewage Pumping Station (Wards Island PS #5) | [5 empty] | Sub-Process
6636 | COL-PRD-MISC | Miscellaneous Equipment | COL-PQW | Queensway Sewage Pumping Station | [5 empty] | Sub-Process
18629 | COL-PRD-MISC | Miscellaneous Equipment | COL-PRD | Redland Pumping Station | [5 empty] | Sub-Process
18655 | COL-PRG-MISC | Miscellaneous Equipment | COL-PRG | Ridge Valley Pumping Station | [5 empty] | Sub-Process
6766 | COL-PRR-MISC | Miscellaneous Equipment | COL-PRR | Riverside Sewage Pumping Station | [5 empty] | Sub-Process
19149 | COL-PRX-MISC | Miscellaneous Equipment | COL-PRX | Roxborough Sewage Pumping Station | [5 empty] | Sub-Process
6986 | COL-PSB-MISC | Miscellaneous Equipment | COL-PSB | Silverbirch Sewage Pumping Station | [5 empty] | Sub-Process
20431 | COL-PSD-MISC | Miscellaneous Equipment | COL-PSD | Spadina Sewage Pumping Station | [5 empty] | Sub-Process
20470 | COL-PSH-MISC | Miscellaneous Equipment | COL-PSH | Senior’s Home Sewage Pumping Station (Wards Island PS#6) | [5 empty] | Sub-Process
7240 | COL-PSI-MISC | Miscellaneous Equipment | COL-PSI | Sixth Street Sewage Pumping Station (Wards Island PS#11) | [5 empty] | Sub-Process
7285 | COL-PSK-MISC | Miscellaneous Equipment | COL-PSK | Skydome Sewage Pumping Station | [5 empty] | Sub-Process
20573 | COL-PSL-MISC | Miscellaneous Equipment | COL-PSL | Sewells Road Sewage Pumping Station | [5 empty] | Sub-Process
20670 | COL-PSM-MISC | Miscellaneous Equipment | COL-PSM | Simcoe St Sewage Pumping Station | [5 empty] | Sub-Process
7718 | COL-PSP-MISC | Miscellaneous Equipment | COL-PSP | Southport Sewage Pumping Station | [5 empty] | Sub-Process
7779 | COL-PSS-MISC | Miscellaneous Equipment | COL-PSS | Scott Sewage Pumping Station | [5 empty] | Sub-Process
21054 | COL-PST-MISC | Miscellaneous Equipment | COL-PST | Strachan Pumping Station | [5 empty] | Sub-Process
54487 | FIS-ELS-CAB-0601 | ELS Cabinet,600 V Workshop Building,Mezzanine,MCC Cabinet | {FIS-ELS-CAB} | Asset Group,Electrical Distribution Bus Cabinets |  |  |  | CAB | http://www.toronto.ca/TWONTO#collection_of_assets | Division
54488 | FIS-ELS-CAB-0602 | ELS Cabinet,600 V,Raw Water Pumping Station, MCC Cabinet | {FIS-ELS-CAB} | Asset Group,Electrical Distribution Bus Cabinets |  |  |  | CAB | http://www.toronto.ca/TWONTO#collection_of_assets | Division
29437 | FIS-ELS-CAB-0603 | ELS Cabinet,600 V,Filter Building,Mezzanine,North MCC Cabinet | {FIS-ELS-CAB} | Asset Group,Electrical Distribution Bus Cabinets |  |  |  | CAB | http://www.toronto.ca/TWONTO#collection_of_assets | Division
54489 | FIS-ELS-CAB-1501 | ELS Cabinet,13.8 kV,Main Switchgear Cabinet | {FIS-ELS-CAB} | Asset Group,Electrical Distribution Bus Cabinets |  |  |  | CAB | http://www.toronto.ca/TWONTO#collection_of_assets | Division
54490 | FIS-ELS-CAB-5001 | ELS Cabinet,4.16 kV,Workshop Building,Mezzanine,PDP Electrical Distribution Cabinet | {FIS-ELS-CAB} | Asset Group,Electrical Distribution Bus Cabinets |  |  |  | CAB | http://www.toronto.ca/TWONTO#collection_of_assets | Division
29438 | FIS-ELS-CAB-5002 | ELS Cabinet,4.16 kV,Filter Building,Mezzinine Cabinet | {FIS-ELS-CAB} | Asset Group,Electrical Distribution Bus Cabinets |  |  |  | CAB | http://www.toronto.ca/TWONTO#collection_of_assets | Division
29439 | FIS-ELS-CAB-5601 | ELS Cabinet,4.16 kV,Raw Water Pumping Station Cabinet | {FIS-ELS-CAB} | Asset Group,Electrical Distribution Bus Cabinets |  |  |  | CAB | http://www.toronto.ca/TWONTO#collection_of_assets | Division
54491 | FIS-ELS-CAB-6001 | ELS Cabinet,600 V,Workshop Building,Mezzanine,PDP Electrical Distribution Cabinet | {FIS-ELS-CAB} | Asset Group,Electrical Distribution Bus Cabinets |  |  |  | CAB | http://www.toronto.ca/TWONTO#collection_of_assets | Division
29475 | FIS-ELS-CBL-0100 | Cable,HV,13.8 kV,44T THES Incoming Line HT1,FIS-ELS-LB-0100 | {FIS-ELS-CBL} | Asset Group,ELS Lines,13.8 kV / 4.16 kV |  |  |  | CBL | http://www.toronto.ca/TWONTO#cable_segment | Electrical Equipment
54523 | FIS-ELS-CBL-0200 | Cable,HV,13.8 kV,41T THES Incoming Line HT2,FIS-ELS-LB-0200 | {FIS-ELS-CBL} | Asset Group,ELS Lines,13.8 kV / 4.16 kV |  |  |  | CBL | http://www.toronto.ca/TWONTO#cable_segment | Electrical Equipment
29476 | FIS-ELS-CBL-1511 | Cable,HV,13.8 kV,Outdoor Substation,FIS-ELS-LB-0101,Primary,FIS-ELS-TR-0101 | {FIS-ELS-CBL} | Asset Group,ELS Lines,13.8 kV / 4.16 kV |  |  |  | CBL | http://www.toronto.ca/TWONTO#cable_segment | Electrical Equipment
54524 | FIS-ELS-CBL-1521 | Cable,HV,13.8 kV,Outdoor Substation,FIS-ELS-LB-0201,Primary,FIS-ELS-TR-0201 | {FIS-ELS-CBL} | Asset Group,ELS Lines,13.8 kV / 4.16 kV |  |  |  | CBL | http://www.toronto.ca/TWONTO#cable_segment | Electrical Equipment
29477 | FIS-ELS-CBL-5110 | Cable,HV,4.16 kV,Substation Yard,FIS-ELS-TR-0101,Secondary,Workshop Mezzanine,FIS-ELS-SWG-0101 | {FIS-ELS-CBL} | Asset Group,ELS Lines,13.8 kV / 4.16 kV |  |  |  | CBL | http://www.toronto.ca/TWONTO#cable_segment | Electrical Equipment
29478 | FIS-ELS-CBL-5130 | Cable,HV,4.16 kV,Workshop Mezzanine,FIS-ELS-SWG-0103,Feeder,Raw Water Building Upper Level,FIS-ELS-BUS-0300 | {FIS-ELS-CBL} | Asset Group,ELS Lines,13.8 kV / 4.16 kV |  |  |  | CBL | http://www.toronto.ca/TWONTO#cable_segment | Electrical Equipment
29479 | FIS-ELS-CBL-5150 | Cable,HV,4.16 kV,Workshop Mezzanine,FIS-ELS-SWG-0105,Feeder,Filter Building,Mezzanine,FIS-ELS-BUS-0500 | {FIS-ELS-CBL} | Asset Group,ELS Lines,13.8 kV / 4.16 kV |  |  |  | CBL | http://www.toronto.ca/TWONTO#cable_segment | Electrical Equipment
29480 | FIS-ELS-CBL-5170 | Cable,HV,4.16 kV,Workshop Mezzanine,FIS-ELS-SWG-0107,Feeder,Workshop Main Floor,FIS-ELS-TR-1000 | {FIS-ELS-CBL} | Asset Group,ELS Lines,13.8 kV / 4.16 kV |  |  |  | CBL | http://www.toronto.ca/TWONTO#cable_segment | Electrical Equipment
29481 | FIS-ELS-CBL-5190 | Cable,HV,4.16 kV,Workshop Mezzanine,FIS-ELS-SWG-0109,Feeder,Generator Room,FIS-ELS-GEN-2100 | {FIS-ELS-CBL} | Asset Group,ELS Lines,13.8 kV / 4.16 kV |  |  |  | CBL | http://www.toronto.ca/TWONTO#cable_segment | Electrical Equipment
54525 | FIS-ELS-CBL-5210 | Cable,HV,4.16 kV,Workshop Mezzanine,FIS-ELS-SWG-0110,Feeder,Generator Room,FIS-ELS-GEN-2200 | {FIS-ELS-CBL} | Asset Group,ELS Lines,13.8 kV / 4.16 kV |  |  |  | CBL | http://www.toronto.ca/TWONTO#cable_segment | Electrical Equipment
29482 | FIS-ELS-CBL-5220 | Cable,HV,4.16 kV,Substation Yard,FIS-ELS-TR-0201,Secondary,Workshop Mezzanine,FIS-ELS-SWG-0102 | {FIS-ELS-CBL} | Asset Group,ELS Lines,13.8 kV / 4.16 kV |  |  |  | CBL | http://www.toronto.ca/TWONTO#cable_segment | Electrical Equipment
54526 | FIS-ELS-CBL-5240 | Cable,HV,4.16 kV,Workshop Mezzanine,FIS-ELS-SWG-0104,Feeder,Raw Water Building Upper Level,FIS-ELS-BUS-0400 | {FIS-ELS-CBL} | Asset Group,ELS Lines,13.8 kV / 4.16 kV |  |  |  | CBL | http://www.toronto.ca/TWONTO#cable_segment | Electrical Equipment
54527 | FIS-ELS-CBL-5260 | Cable,HV,4.16 kV,Workshop Mezzanine,FIS-ELS-SWG-0106,Feeder,Filter Building,Mezzanine,FIS-ELS-BUS-0600 | {FIS-ELS-CBL} | Asset Group,ELS Lines,13.8 kV / 4.16 kV |  |  |  | CBL | http://www.toronto.ca/TWONTO#cable_segment | Electrical Equipment
29483 | FIS-ELS-CBL-5280 | Cable,HV,4.16 kV,Workshop Mezzanine,FIS-ELS-SWG-0108,Feeder,Workshop Main Floor,FIS-ELS-TR-2000 | {FIS-ELS-CBL} | Asset Group,ELS Lines,13.8 kV / 4.16 kV |  |  |  | CBL | http://www.toronto.ca/TWONTO#cable_segment | Electrical Equipment
54528 | FIS-ELS-CBL-5311 | Cable,HV,4.16 kV,Raw Water Building Upper Level,FIS-ELS-BUS-0300,Feeder,FIS-RW-P-0101 | {FIS-ELS-CBL} | Asset Group,ELS Lines,13.8 kV / 4.16 kV |  |  |  | CBL | http://www.toronto.ca/TWONTO#cable_segment | Electrical Equipment
54529 | FIS-ELS-CBL-5321 | Cable,HV,4.16 kV,Raw Water Building Upper Level,FIS-ELS-BUS-0300,Feeder,FIS-RW-P-0201 | {FIS-ELS-CBL} | Asset Group,ELS Lines,13.8 kV / 4.16 kV |  |  |  | CBL | http://www.toronto.ca/TWONTO#cable_segment | Electrical Equipment
29484 | FIS-ELS-CBL-5331A | Cable,HV,4.16 kV,Raw Water Building Upper Level,FIS-ELS-BUS-0300,Feeder,Raw Water Building Upper Level,FIS-RW-VFD-0301 | {FIS-ELS-CBL} | Asset Group,ELS Lines,13.8 kV / 4.16 kV |  |  |  | CBL | http://www.toronto.ca/TWONTO#cable_segment | Electrical Equipment
54530 | FIS-ELS-CBL-5331B | Cable,HV,4.16 kV,Raw Water Building Upper Level,FIS-ELS-VFD-0301,Feeder,FIS-RW-P-0301 | {FIS-ELS-CBL} | Asset Group,ELS Lines,13.8 kV / 4.16 kV |  |  |  | CBL | http://www.toronto.ca/TWONTO#cable_segment | Electrical Equipment
54531 | FIS-ELS-CBL-5441 | Cable,HV,4.16 kV,Raw Water Building Upper Level,FIS-ELS-BUS-0400,Feeder,FIS-RW-P-0401 | {FIS-ELS-CBL} | Asset Group,ELS Lines,13.8 kV / 4.16 kV |  |  |  | CBL | http://www.toronto.ca/TWONTO#cable_segment | Electrical Equipment
29485 | FIS-ELS-CBL-5451 | Cable,HV,4.16 kV,Raw Water Building Upper Level,FIS-ELS-BUS-0400,Feeder,FIS-RW-P-0501 | {FIS-ELS-CBL} | Asset Group,ELS Lines,13.8 kV / 4.16 kV |  |  |  | CBL | http://www.toronto.ca/TWONTO#cable_segment | Electrical Equipment
54532 | FIS-ELS-CBL-5521 | Cable,HV,4.16 kV,Filter Building,Mezzanine,FIS-ELS-BUS-0500,Feeder,FIS-BW-P-0201 | {FIS-ELS-CBL} | Asset Group,ELS Lines,13.8 kV / 4.16 kV |  |  |  | CBL | http://www.toronto.ca/TWONTO#cable_segment | Electrical Equipment
29486 | FIS-ELS-CBL-5611 | Cable,HV,4.16 kV,Filter Building,Mezzanine,FIS-ELS-BUS-0600,Feeder,FIS-BW-P-0101 | {FIS-ELS-CBL} | Asset Group,ELS Lines,13.8 kV / 4.16 kV |  |  |  | CBL | http://www.toronto.ca/TWONTO#cable_segment | Electrical Equipment
7949 | COL-PSU-MISC | Miscellaneous Equipment | COL-PSU | Sunnyside Pumping Station | [5 empty] | Sub-Process
21848 | COL-PSW-MISC | Miscellaneous Equipment | COL-PSW | Swansea Pumping Station | [5 empty] | Sub-Process
8188 | COL-PTD-MISC | Miscellaneous Equipment | COL-PTD | Todmorden Sewage Pumping Station | [5 empty] | Sub-Process
8208 | COL-PTR-MISC | Miscellaneous Equipment | COL-PTS | Third Street Sewage Pumping Station (Wards Island PS#12) | [5 empty] | Sub-Process
8290 | COL-PVM-MISC | Miscellaneous Equipment | COL-PVM | Valleymede Sewage Pumping Station | [5 empty] | Sub-Process
8341 | COL-PWC-MISC | Miscellaneous Equipment | COL-PWC | Wirral Court Sewage Pumping Station | [5 empty] | Sub-Process
23192 | COL-PWE-MISC | Miscellaneous Equipment | COL-PWE | Wellington Sewage Pumping Station (partial operation) | [5 empty] | Sub-Process
8384 | COL-PWL-MISC | Miscellaneous Equipment | COL-PWL | Willow Avenue Sewage Pumping Station (Wards Island PS#7) | [5 empty] | Sub-Process
8423 | COL-PWN-MISC | Miscellaneous Equipment | COL-PWN | Warren Park Pumping Station | [5 empty] | Sub-Process
8459 | COL-PWP-MISC | Miscellaneous Equipment | COL-PWP | West Point Avenue Sewage Pumping Station | [5 empty] | Sub-Process
28072 | COL-PWY-MISC | Miscellaneous Equipment | COL-PWY | Wyandot Ave. Sewage Pumping Station (Algonquin Island PS#1) | [5 empty] | Sub-Process
8961 | COL-RBB-MISC | Miscellaneous Equipment | COL-RBB | Western Beaches Tunnel (Battery Park)-Storm | [5 empty] | Sub-Process
9082 | COL-RBC-MISC | Miscellaneous Equipment | COL-RBC | Cowan Shaft (WBT)-storm | [5 empty] | Sub-Process
9107 | COL-RBG-MISC | Miscellaneous Equipment | COL-RBG | Glendale Shaft (WBT)-storm | [5 empty] | Sub-Process
28543 | COL-SHD-MISC | Miscellaneous Equipment | COL-SHD | Hyde Ave Storm Storage Tank | [5 empty] | Sub-Process
28670 | COL-SKW-MISC | Miscellaneous Equipment | COL-SKW | Kew Beach Detention Tank (Kenilworth)-storm | [5 empty] | Sub-Process
9248 | COL-SMC-MISC | Miscellaneous Equipment | COL-SMC | Maclean Detention Tank-storm | [5 empty] | Sub-Process
53490 | SWM-PBL-MISC | Miscellaneous Equipment | SWM-PBL | Bloor Storm Pumping Station | [5 empty] | Sub-Process
67695 | SWM-PDU-MISC | Miscellaneous Equipment | SWM-PDU | Dunker's Storm | [5 empty] | Sub-Process
53570 | SWM-PET-MISC | Miscellaneous Equipment | COL-PSW | Swansea Pumping Station | [5 empty] | Sub-Process
53571 | SWM-PET-MISC | Miscellaneous Equipment | SWM-PET | Eglinton - Bellamy Storm Pumping Station | [5 empty] | Sub-Process
67784 | SWM-PIT-MISC | Miscellaneous Equipment | SWM-PIT | Islington Storm Pumping Station | [5 empty] | Sub-Process
67831 | SWM-PMG-MISC | Miscellaneous Equipment | SWM-PMG | Martin Grove Storm Pumping Station | [5 empty] | Sub-Process
67891 | SWM-PNQ-MISC | Miscellaneous Equipment | SWM-PNQ | North Queen Storm Pumping Station | [5 empty] | Sub-Process
53748 | SWM-PPP-MISC | Miscellaneous Equipment | SWM-PPP | Pantry Park Sewage Pumping Station | [5 empty] | Sub-Process
55334 | FIS-LAB-CHEM-0001 | Lab Chemical Equipment | FIS-AUX | Lab, Analyzers |  |  |  | CHEM | http://www.toronto.ca/TWONTO#collection_of_assets | Mechanical Equipment
67995 | SWM-PWD-MISC | Miscellaneous Equipment | SWM-PWD | Warden Storm | [5 empty] | Sub-Process
68052 | SWM-PWI-MISC | Miscellaneous Equipment | SWM-PWI | Wilson Storm Pumping Station | [5 empty] | Sub-Process
140938 | TNT-MCS | Miscellaneous, including Storm Water Tanks | TNT WORK AREA 9 | North Toronto Treatment Plant | [5 empty] | Process
141268 | TUNNEL SUBSTN_FNCE COMP | Miscellaneous,Tunnel Substation,Fenced Compound | TUNNEL SUBSTATION | RUU Substation | [5 empty] | Electrical Equipment
140262 | TNT-AER-ML-CHNL | Mixed liquer Channel | TNT-AER | Aeration Treatment | [5 empty] | Equipment Location
140914 | TNT-FT-ML-CHNL | Mixed liquer Channel, Final Tanks | TNT-FT | Final Tanks 1-5 | [5 empty] | Equipment Location
13781 | FCL-POL-MX-4101 | Mixer, Electric, Polymer Tote T-4101, RMF Centrifuge Building, Polymer Totes Area | FCL-POL-T-4101 | Tank, Polymer Storage Tote No.1, RMF Centrifuge Building, Polymer Totes Area |  |  |  | MX | http://www.toronto.ca/TWONTO#mixer_or_agitator | Mechanical Equipment
13782 | FCL-POL-MX-4102 | Mixer, Electric, Polymer Tote T-4102, RMF Centrifuge Building, Polymer Totes Area | FCL-POL-T-4102 | Tank, Polymer Storage Tote No.2, RMF Centrifuge Building, Polymer Totes Area |  |  |  | MX | http://www.toronto.ca/TWONTO#mixer_or_agitator | Mechanical Equipment
13788 | FCL-POL-MX-4201 | Mixer, Electric, Polymer Tote T-4201, RMF Centrifuge Building, Polymer Totes Area | FCL-POL-T-4201 | Tank, Polymer Storage Tote No.3, RMF Centrifuge Building, Polymer Totes Area |  |  |  | MX | http://www.toronto.ca/TWONTO#mixer_or_agitator | Mechanical Equipment
13789 | FCL-POL-MX-4202 | Mixer, Electric, Polymer Tote T-4202, RMF Centrifuge Building, Polymer Totes Area | FCL-POL-T-4201 | Tank, Polymer Storage Tote No.3, RMF Centrifuge Building, Polymer Totes Area |  |  |  | MX | http://www.toronto.ca/TWONTO#mixer_or_agitator | Mechanical Equipment
13783 | FCL-POL-MX-4110 | Mixer, Electric, Thickening Polymer Skid No.1, RMF Centrifuge Building, Polymer Room | FCL-POL-P-4110 | Pump, Duty, Polymer Skid No.1, Polymer Feed to Thickener #1, Centrifuge Building Polymer Room |  |  |  | MX | http://www.toronto.ca/TWONTO#mixer_or_agitator | Mechanical Equipment
13784 | FCL-POL-MX-4120 | Mixer, Electric, Thickening Polymer Skid No.2, RMF Centrifuge Building, Polymer Room | FCL-POL-P-4120 | Pump, Standby, Polymer Skid No.2, Polymer Feed to Thickeners, Centrifuge Building Polymer Room |  |  |  | MX | http://www.toronto.ca/TWONTO#mixer_or_agitator | Mechanical Equipment
13786 | FCL-POL-MX-4130 | Mixer, Electric, Thickening Polymer Skid No.3, RMF Centrifuge Building, Polymer Room | FCL-POL-P-4130 | Pump, Duty, Polymer Skid No.3, Polymer Feed to Thickener #2, Centrifuge Building Polymer Room |  |  |  | MX | http://www.toronto.ca/TWONTO#mixer_or_agitator | Mechanical Equipment
13790 | FCL-POL-MX-4210 | Mixer, Electric, Thickening Polymer Skid No.4, RMF Centrifuge Building, Polymer Room | FCL-POL-P-4210 | Pump, Duty, Polymer Skid No.4, Polymer Feed to Centrifuge #1, Centrifuge Building Polymer Room |  |  |  | MX | http://www.toronto.ca/TWONTO#mixer_or_agitator | Mechanical Equipment
33953 | FCL-POL-MX-4220 | Mixer, Electric, Thickening Polymer Skid No.5, RMF Centrifuge Building, Polymer Room | FCL-POL-P-4220 | Pump, Standby, Polymer Skid No.5, Polymer Feed to Thickeners, Centrifuge Building Polymer Room |  |  |  | MX | http://www.toronto.ca/TWONTO#mixer_or_agitator | Mechanical Equipment
33954 | FCL-POL-MX-4230 | Mixer, Electric, Thickening Polymer Skid No.6, RMF Centrifuge Building, Polymer Room | FCL-POL-P-4230 | Pump, Duty, Polymer Skid No.6, Polymer Feed to Centrifuge #2, Centrifuge Building Polymer Room |  |  |  | MX | http://www.toronto.ca/TWONTO#mixer_or_agitator | Mechanical Equipment
33952 | FCL-POL-MX-4111 | Mixer, Static, Thickening Polymer Skid No.1, RMF Centrifuge Building, Polymer Room | FCL-POL-P-4110 | Pump, Duty, Polymer Skid No.1, Polymer Feed to Thickener #1, Centrifuge Building Polymer Room |  |  |  | MX | http://www.toronto.ca/TWONTO#mixer_or_agitator | Mechanical Equipment
13785 | FCL-POL-MX-4121 | Mixer, Static, Thickening Polymer Skid No.2, RMF Centrifuge Building, Polymer Room | FCL-POL-P-4120 | Pump, Standby, Polymer Skid No.2, Polymer Feed to Thickeners, Centrifuge Building Polymer Room |  |  |  | MX | http://www.toronto.ca/TWONTO#mixer_or_agitator | Mechanical Equipment
13787 | FCL-POL-MX-4131 | Mixer, Static, Thickening Polymer Skid No.3, RMF Centrifuge Building, Polymer Room | FCL-POL-P-4130 | Pump, Duty, Polymer Skid No.3, Polymer Feed to Thickener #2, Centrifuge Building Polymer Room |  |  |  | MX | http://www.toronto.ca/TWONTO#mixer_or_agitator | Mechanical Equipment
13791 | FCL-POL-MX-4211 | Mixer, Static, Thickening Polymer Skid No.4, RMF Centrifuge Building, Polymer Room | FCL-POL-P-4210 | Pump, Duty, Polymer Skid No.4, Polymer Feed to Centrifuge #1, Centrifuge Building Polymer Room |  |  |  | MX | http://www.toronto.ca/TWONTO#mixer_or_agitator | Mechanical Equipment
13792 | FCL-POL-MX-4221 | Mixer, Static, Thickening Polymer Skid No.5, RMF Centrifuge Building, Polymer Room | FCL-POL-P-4220 | Pump, Standby, Polymer Skid No.5, Polymer Feed to Thickeners, Centrifuge Building Polymer Room |  |  |  | MX | http://www.toronto.ca/TWONTO#mixer_or_agitator | Mechanical Equipment
13793 | FCL-POL-MX-4231 | Mixer, Static, Thickening Polymer Skid No.6, RMF Centrifuge Building, Polymer Room | FCL-POL-P-4230 | Pump, Duty, Polymer Skid No.6, Polymer Feed to Centrifuge #2, Centrifuge Building Polymer Room |  |  |  | MX | http://www.toronto.ca/TWONTO#mixer_or_agitator | Mechanical Equipment
120417 | TAB-WA6-MEWP-0002 | Mobile Elevating work platform- SCISSORLIFT | TAB-WA6-LD-1000 | WA6 portable cranes/hoists, come alongs, slings, wire rope, chains, etc., |  |  |  | MEWP | http://www.toronto.ca/TWONTO#man_lift | Division
120416 | TAB-WA6-MEWP-0001 | Mobile Elevating work platform- Genie | TAB-WA6-LD-1000 | WA6 portable cranes/hoists, come alongs, slings, wire rope, chains, etc., |  |  |  | MEWP | http://www.toronto.ca/TWONTO#man_lift | Division
13364 | COL-PEV-MON-0002 | Monitor | COL-PEV | Ellis Sewage Pumping Station |  |  |  | MON | http://www.toronto.ca/TWONTO#display_panel | Electrical Equipment
13365 | COL-PEV-MON-0002 | Monitor | COL-PEV-MISC | Miscellaneous Equipment |  |  |  | MON | http://www.toronto.ca/TWONTO#display_panel | Electrical Equipment
13366 | COL-PEV-MON-0002 | Monitor | COL-PSP-MISC | Miscellaneous Equipment |  |  |  | MON | http://www.toronto.ca/TWONTO#display_panel | Electrical Equipment
40913 | FIS-RW-LIC-0101-SUS | Controller, Wet Well Level | 16821 | Raw Water Intake | Controller,Level |  | 38343 | LIC | x | Instrumentation Equipment
40914 | FIS-RW-LIC-0101-SUS | Controller, Wet Well Level | FIS-SUSPENDED | Obsolete Entities/Processes | Controller,Level |  | 38343 | LIC | x | Instrumentation Equipment
4501 | COL-PHP-MON-0002 | Monitor | COL-PHP | High Park Sewage Pumping Station |  |  |  | MON | http://www.toronto.ca/TWONTO#display_panel | Electrical Equipment
14530 | COL-PHP-MON-0002 | Monitor | COL-PHP-MISC | Miscellaneous Equipment |  |  |  | MON | http://www.toronto.ca/TWONTO#display_panel | Electrical Equipment
14531 | COL-PHP-MON-0002 | Monitor | COL-PSS-MISC | Miscellaneous Equipment |  |  |  | MON | http://www.toronto.ca/TWONTO#display_panel | Electrical Equipment
7106 | COL-PSD-MON-0002 | Monitor | COL-PSD | Spadina Sewage Pumping Station |  |  |  | MON | http://www.toronto.ca/TWONTO#display_panel | Electrical Equipment
20432 | COL-PSD-MON-0002 | Monitor | COL-PSD-MISC | Miscellaneous Equipment |  |  |  | MON | http://www.toronto.ca/TWONTO#display_panel | Electrical Equipment
7286 | COL-PSK-MON-0001 | Monitor | COL-PSK | Skydome Sewage Pumping Station |  |  |  | MON | http://www.toronto.ca/TWONTO#display_panel | Electrical Equipment
7287 | COL-PSK-MON-0001 | Monitor | COL-PSS-MISC | Miscellaneous Equipment |  |  |  | MON | http://www.toronto.ca/TWONTO#display_panel | Electrical Equipment
20524 | COL-PSK-MON-0001 | Monitor | COL-PSK-MISC | Miscellaneous Equipment |  |  |  | MON | http://www.toronto.ca/TWONTO#display_panel | Electrical Equipment
7288 | COL-PSK-MON-0002 | Monitor | COL-PSK-MISC | Miscellaneous Equipment |  |  |  | MON | http://www.toronto.ca/TWONTO#display_panel | Electrical Equipment
20525 | COL-PSK-MON-0002 | Monitor | COL-PSK | Skydome Sewage Pumping Station |  |  |  | MON | http://www.toronto.ca/TWONTO#display_panel | Electrical Equipment
20526 | COL-PSK-MON-0002 | Monitor | COL-PSS-MISC | Miscellaneous Equipment |  |  |  | MON | http://www.toronto.ca/TWONTO#display_panel | Electrical Equipment
7720 | COL-PSP-MON-0002 | Monitor | COL-PSP-MISC | Miscellaneous Equipment |  |  |  | MON | http://www.toronto.ca/TWONTO#display_panel | Electrical Equipment
20772 | COL-PSP-MON-0002 | Monitor | COL-PSP | Southport Sewage Pumping Station |  |  |  | MON | http://www.toronto.ca/TWONTO#display_panel | Electrical Equipment
20773 | COL-PSP-MON-0002 | Monitor | COL-PSS-MISC | Miscellaneous Equipment |  |  |  | MON | http://www.toronto.ca/TWONTO#display_panel | Electrical Equipment
41727 | FIS-TRW-PIP-0001-SU | Treated Water Piping System | FIS-TRW-PUMPING | Treated Water Pumping |  |  | 32876 | PIP | x | Equipment Location
7780 | COL-PSS-MON-0002 | Monitor | COL-PSS | Scott Sewage Pumping Station |  |  |  | MON | http://www.toronto.ca/TWONTO#display_panel | Electrical Equipment
20887 | COL-PSS-MON-0002 | Monitor | COL-PSS-MISC | Miscellaneous Equipment |  |  |  | MON | http://www.toronto.ca/TWONTO#display_panel | Electrical Equipment
7875 | COL-PST-MON-0002 | Monitor | COL-PST | Strachan Pumping Station |  |  |  | MON | http://www.toronto.ca/TWONTO#display_panel | Electrical Equipment
21056 | COL-PST-MON-0002 | Monitor | COL-PSS-P-0100 | Pump |  |  |  | MON | http://www.toronto.ca/TWONTO#display_panel | Electrical Equipment
21057 | COL-PST-MON-0002 | Monitor | COL-PST-MISC | Miscellaneous Equipment |  |  |  | MON | http://www.toronto.ca/TWONTO#display_panel | Electrical Equipment
7950 | COL-PSU-MON-0002 | Monitor | COL-PSU | Sunnyside Pumping Station |  |  |  | MON | http://www.toronto.ca/TWONTO#display_panel | Electrical Equipment
21176 | COL-PSU-MON-0002 | Monitor | COL-PSS-P-0200 | Pump 2 |  |  |  | MON | http://www.toronto.ca/TWONTO#display_panel | Electrical Equipment
21177 | COL-PSU-MON-0002 | Monitor | COL-PSU-MISC | Miscellaneous Equipment |  |  |  | MON | http://www.toronto.ca/TWONTO#display_panel | Electrical Equipment
8293 | COL-PVM-MON-0002 | Monitor | COL-PVM-MISC | Miscellaneous Equipment |  |  |  | MON | http://www.toronto.ca/TWONTO#display_panel | Electrical Equipment
22730 | COL-PVM-MON-0002 | Monitor | COL-PSS-P-0300 | Pump, Centrifugal |  |  |  | MON | http://www.toronto.ca/TWONTO#display_panel | Electrical Equipment
98856 | HN2001D | Recorder, Wind Speed & Direction | TAB-RSP-INQ-M | M Building - Instrumentation Equipment | Recorder | Control Loop |  |  | http://www.toronto.ca/TWONTO#data_logger
22731 | COL-PVM-MON-0002 | Monitor | COL-PVM | Valleymede Sewage Pumping Station |  |  |  | MON | http://www.toronto.ca/TWONTO#display_panel | Electrical Equipment
48949 | MTMH221 | MORNINGSIDE STS | TRK-HCK | HIGHLAND CREEK DRAINAGE AREA | [5 empty] | Sub-Process
101412 | KN2001D | Recorder, Temperature | TAB-DIG-INQ-T5-8 | Digester Tanks 5-8, Instrumentation Equipment | Recorder | Control Loop |  |  | http://www.toronto.ca/TWONTO#data_logger
13407 | COL-PFB-M-0101 | Motor | COL-PFB-MISC | Miscellaneous Equipment |  |  |  | M | http://www.toronto.ca/TWONTO#motor | Electrical Equipment
13408 | COL-PFB-M-0201 | Motor | COL-PFB-MISC | Miscellaneous Equipment |  |  |  | M | http://www.toronto.ca/TWONTO#motor | Electrical Equipment
7558 | COL-PSM-M-0101 | Motor | COL-PSM-P-0100 | Pump, Submersible |  |  |  | M | http://www.toronto.ca/TWONTO#motor | Electrical Equipment
20628 | COL-PSM-M-0101 | Motor | COL-PSM-MISC | Miscellaneous Equipment |  |  |  | M | http://www.toronto.ca/TWONTO#motor | Electrical Equipment
7559 | COL-PSM-M-0201 | Motor | COL-PSM-P-0200 | Pump, Submersible |  |  |  | M | http://www.toronto.ca/TWONTO#motor | Electrical Equipment
20629 | COL-PSM-M-0201 | Motor | COL-PSM-MISC | Miscellaneous Equipment |  |  |  | M | http://www.toronto.ca/TWONTO#motor | Electrical Equipment
7560 | COL-PSM-M-0301 | Motor | COL-PSM-P-0300 | Pump, Submersible |  |  |  | M | http://www.toronto.ca/TWONTO#motor | Electrical Equipment
20667 | COL-PSM-M-0301 | Motor | COL-PSM-MISC | Miscellaneous Equipment |  |  |  | M | http://www.toronto.ca/TWONTO#motor | Electrical Equipment
23164 | COL-PWC-M-0101 | Motor | COL-PWC-MISC | Miscellaneous Equipment |  |  |  | M | http://www.toronto.ca/TWONTO#motor | Electrical Equipment
23165 | COL-PWC-M-0201 | Motor | COL-PWC-MISC | Miscellaneous Equipment |  |  |  | M | http://www.toronto.ca/TWONTO#motor | Electrical Equipment
71590 | TAB-EL1-MCC | Motor Control Center- North Substation | TAB-ELS-NORTH | North Substation | Control Panel,MCC |  |  |  |  | Equipment Location
103183 | TAB-EL2-MCC | Motor Control Center- South Substation | TAB-ELS-SOUTH | South Substation | [5 empty] | Equipment Location
104246 | TAB-EL3-MCC | Motor Control Center- South Substation | TAB-ELS-SEAWALL | Seawall Substation | Control Panel,MCC |  |  |  |  | Electrical Equipment
17381 | COL-PMY-MCC-0001 | Motor Control Center, Shaft 8A | COL-PMY | Maryport Sewage Pumping Station | Control Panel,MCC |  |  | MCC | http://www.toronto.ca/TWONTO#LV_electrical_panel | Electrical Equipment
47133 | MAIN-014 | Main 014 (Transferred to D&C) | WTR-SUSPENDED | Suspended Obsolete entity for storage purpose |  |  | 36946 |  | x | Sub-Process
61768 | MAIN-014 | Main 014 (Transferred to D&C) | WTR-LWA | Work Area 2 Central Mains and Chambers |  |  | 36946 |  | x | Sub-Process
61769 | MAIN-015 | Main 015 (Transferred to D&C) | WTR-LWA | Work Area 2 Central Mains and Chambers |  |  | 36947 |  | x | Sub-Process
17382 | COL-PMY-MCC-0001 | Motor Control Center, Shaft 8A | COL-PMY-MISC | Miscellaneous Equipment | Control Panel,MCC |  |  | MCC | http://www.toronto.ca/TWONTO#LV_electrical_panel | Electrical Equipment
3399 | COL-PCP-MCC-0001 | Motor Control Centre | COL-PCP | Copeland Pumping Station | Control Panel,MCC |  |  | MCC | http://www.toronto.ca/TWONTO#LV_electrical_panel | Electrical Equipment
3400 | COL-PCP-MCC-0001 | Motor Control Centre | COL-PCP-MISC | Miscellaneous Equipment | Control Panel,MCC |  |  | MCC | http://www.toronto.ca/TWONTO#LV_electrical_panel | Electrical Equipment
4172 | COL-PGA-MCC-0001 | Motor Control Centre | COL-PGA | Greyabbey Sewage Pumping Station | Control Panel,MCC |  |  | MCC | http://www.toronto.ca/TWONTO#LV_electrical_panel | Electrical Equipment
13950 | COL-PGA-MCC-0001 | Motor Control Centre | COL-PGA-MISC | Miscellaneous Equipment | Control Panel,MCC |  |  | MCC | http://www.toronto.ca/TWONTO#LV_electrical_panel | Electrical Equipment
4924 | COL-PLV-MCC-0001 | Motor Control Centre | COL-PLV | Livingston Road Pumping Station | Control Panel,MCC |  |  | MCC | http://www.toronto.ca/TWONTO#LV_electrical_panel | Electrical Equipment
4925 | COL-PLV-MCC-0001 | Motor Control Centre | COL-PLV-MISC | Miscellaneous Equipment | Control Panel,MCC |  |  | MCC | http://www.toronto.ca/TWONTO#LV_electrical_panel | Electrical Equipment
18627 | COL-PRD-MCC-0001 | Motor Control Centre | COL-PRD | Redland Pumping Station | Control Panel,MCC |  |  | MCC | http://www.toronto.ca/TWONTO#LV_electrical_panel | Electrical Equipment
18628 | COL-PRD-MCC-0001 | Motor Control Centre | COL-PRD-MISC | Miscellaneous Equipment | Control Panel,MCC |  |  | MCC | http://www.toronto.ca/TWONTO#LV_electrical_panel | Electrical Equipment
7349 | COL-PSL-MCC-0001 | Motor Control Centre | COL-PSL | Sewells Road Sewage Pumping Station | Control Panel,MCC |  |  | MCC | http://www.toronto.ca/TWONTO#LV_electrical_panel | Electrical Equipment
7350 | COL-PSL-MCC-0001 | Motor Control Centre | COL-PSL-MISC | Miscellaneous Equipment | Control Panel,MCC |  |  | MCC | http://www.toronto.ca/TWONTO#LV_electrical_panel | Electrical Equipment
8959 | COL-RBB-MCC-0001 | Motor Control Centre | COL-RBB | Western Beaches Tunnel (Battery Park)-Storm | Control Panel,MCC |  |  | MCC | http://www.toronto.ca/TWONTO#LV_electrical_panel | Electrical Equipment
8960 | COL-RBB-MCC-0001 | Motor Control Centre | COL-RBB-MISC | Miscellaneous Equipment | Control Panel,MCC |  |  | MCC | http://www.toronto.ca/TWONTO#LV_electrical_panel | Electrical Equipment
28668 | COL-SKW-MCC-0001 | Motor Control Centre | COL-SKW | Kew Beach Detention Tank (Kenilworth)-storm | Control Panel,MCC |  |  | MCC | http://www.toronto.ca/TWONTO#LV_electrical_panel | Electrical Equipment
28669 | COL-SKW-MCC-0001 | Motor Control Centre | COL-SKW-MISC | Miscellaneous Equipment | Control Panel,MCC |  |  | MCC | http://www.toronto.ca/TWONTO#LV_electrical_panel | Electrical Equipment
9246 | COL-SMC-MCC-0001 | Motor Control Centre | COL-SMC | Maclean Detention Tank-storm | Control Panel,MCC |  |  | MCC | http://www.toronto.ca/TWONTO#LV_electrical_panel | Electrical Equipment
9247 | COL-SMC-MCC-0001 | Motor Control Centre | COL-SMC-MISC | Miscellaneous Equipment | Control Panel,MCC |  |  | MCC | http://www.toronto.ca/TWONTO#LV_electrical_panel | Electrical Equipment
5875 | COL-PMY-MCC-0002 | Motor Control Centre, Emergency Power | COL-PMY-MISC | Miscellaneous Equipment | Control Panel,MCC |  |  | MCC | http://www.toronto.ca/TWONTO#LV_electrical_panel | Electrical Equipment
17383 | COL-PMY-MCC-0002 | Motor Control Centre, Emergency Power | COL-PMY | Maryport Sewage Pumping Station | Control Panel,MCC |  |  | MCC | http://www.toronto.ca/TWONTO#LV_electrical_panel | Electrical Equipment
4591 | COL-PKG-MCC-0002 | Motor Control Centre, New | COL-PKG | Kingston Rd Pumping Station | Control Panel,MCC |  |  | MCC | http://www.toronto.ca/TWONTO#LV_electrical_panel | Electrical Equipment
14919 | COL-PKG-MCC-0002 | Motor Control Centre, New | COL-PKG-MISC | Miscellaneous Equipment | Control Panel,MCC |  |  | MCC | http://www.toronto.ca/TWONTO#LV_electrical_panel | Electrical Equipment
83389 | THC-AER-M-7170 | Motor, Blower, Aeration | THC-AER-BL-7100-I-IV | Blower, Aeration System | Motor,AC,Induction |  |  | M | http://www.toronto.ca/TWONTO#motor | Electrical Equipment
122353 | THC-AER-M-7170 | Motor, Blower, Aeration | THC-AER-BL-7100 | Blower, Aeration | Motor,AC,Induction |  |  | M | http://www.toronto.ca/TWONTO#motor | Electrical Equipment
83391 | THC-AER-M-7270 | Motor, Blower, Aeration | THC-AER-BL-7200-I-IV | Blower, Aeration System | Motor,AC,Induction |  |  | M | http://www.toronto.ca/TWONTO#motor | Electrical Equipment
122355 | THC-AER-M-7270 | Motor, Blower, Aeration | THC-AER-BL-7200 | Blower, Aeration | Motor,AC,Induction |  |  | M | http://www.toronto.ca/TWONTO#motor | Electrical Equipment
83392 | THC-AER-M-7370 | Motor, Blower, Aeration | THC-AER-BL-7300-I-IV | Blower, Aeration System | Motor,AC,Induction |  |  | M | http://www.toronto.ca/TWONTO#motor | Electrical Equipment
83394 | THC-AER-M-7470 | Motor, Blower, Aeration | THC-AER-BL-7400-I-IV | Blower, Aeration System | Motor,AC,Induction |  |  | M | http://www.toronto.ca/TWONTO#motor | Electrical Equipment
50111 | MTMH361 | MOUNT DENNIS CTS | TRK-DON | DON DRAINAGE AREA | [5 empty] | Sub-Process
61786 | MAIN-040 | Main 040 (Transferred to D&C) | WTR-LWA | Work Area 2 Central Mains and Chambers |  |  | 36948 |  | x | Sub-Process
66398 | MTMH361 | MOUNT DENNIS CTS | TRK-HMR | HUMBER DRAINAGE AREA | [5 empty] | Sub-Process
61788 | MAIN-057 | Main 057 (Transferred to D&C) | WTR-LWA | Work Area 2 Central Mains and Chambers |  |  | 36950 |  | x | Sub-Process
50556 | NORTH SUBSTN_1ST FLR | MSA Substation,1st Floor | TAB_EL1_NS | Electrical Distribution,North Substation | [5 empty] | Division
50555 | NORTH SUBSTATION_BASEMENT | MSA Substation,Basement | TAB_EL1_NS | Electrical Distribution,North Substation | [5 empty] | Division
61790 | MAIN-063 | Main 063 (Transferred to D&C) | WTR-LWA | Work Area 2 Central Mains and Chambers |  |  | 36951 |  | x | Sub-Process
66920 | NORTH SUBSTN_BTTRY RM | MSA Substation,Battery Room | TAB_EL1_NS | Electrical Distribution,North Substation | [5 empty] | Division
50574 | NRTH SUBSTN_ELE_CNTRL_RM | MSA Substation,Electrical Control Room | TAB_EL1_NS | Electrical Distribution,North Substation | [5 empty] | Division
139472 | THR-THK-P-MTI | MTI Transfer Pumps & Sludge Holding Tanks | THR-THK | Sludge Thickening | [5 empty] | Equipment Location
73941 | TAB-NGS-STM-BLR1 | Natural Gas line to Steam Boiler 1 | TAB-NGS-BOILERS | TAB- Natural Gas Supply Line, Boiler Headers | [5 empty] | Equipment Location
73942 | TAB-NGS-STM-BLR2 | Natural Gas line to Steam Boiler 2 | TAB-NGS-BOILERS | TAB- Natural Gas Supply Line, Boiler Headers | [5 empty] | Equipment Location
72977 | TAB-ACC-NGS-0030B | Natural Gas Pilot Train, Boiler #3, Z Building | TAB-ACC-BO 3 | Boiler # 3, Hot Water Heating, Volcano B-3 |  |  |  | NGS | http://www.toronto.ca/TWONTO#system_train | Equipment Location
72979 | TAB-ACC-NGS-0040B | Natural Gas Pilot Train, Boiler #4, Z Building | TAB-ACC-BO 4 | Boiler # 4, Hot Water Heating, Volcano B-4 |  |  |  | NGS | http://www.toronto.ca/TWONTO#system_train | Equipment Location
72980 | TAB-ACC-NGS-0060B | Natural Gas Pilot Train, Boiler #6, Z Building | TAB-ACC-BO 6 | Boiler # 6, Hot Water Heating |  |  |  | NGS | http://www.toronto.ca/TWONTO#system_train | Equipment Location
102251 | THR-NGS-CG | Natural Gas System, Co-Generation | THR-CG | Co-Generation | [5 empty] | Sub-Process
137182 | THR-NGS-CG | Natural Gas System, Co-Generation | THR-DIG | Digester | [5 empty] | Sub-Process
72975 | TAB-ACC-NGS-0010A | Natural Gas Train, Boiler #1, Z Building | TAB-ACC-BO 1 | Boiler # 1, Hot Water Heating, Volcano B-1 |  |  |  | NGS | http://www.toronto.ca/TWONTO#system_train | Equipment Location
72976 | TAB-ACC-NGS-0020A | Natural Gas Train, Boiler #2, Z Building | TAB-ACC-BO 2 | Boiler # 2, Hot Water Heating, Volcano B-2 |  |  |  | NGS | http://www.toronto.ca/TWONTO#system_train | Equipment Location
58969 | TAB-ACC-NGS-0030A | Natural Gas Train, Boiler #3, Z Building | TAB-ACC-BO 3 | Boiler # 3, Hot Water Heating, Volcano B-3 |  |  |  | NGS | http://www.toronto.ca/TWONTO#system_train | Equipment Location
72978 | TAB-ACC-NGS-0040A | Natural Gas Train, Boiler #4, Z Building | TAB-ACC-BO 4 | Boiler # 4, Hot Water Heating, Volcano B-4 |  |  |  | NGS | http://www.toronto.ca/TWONTO#system_train | Equipment Location
58970 | TAB-ACC-NGS-0060A | Natural Gas Train, Boiler #6, Z Building | TAB-ACC-BO 6 | Boiler # 6, Hot Water Heating |  |  |  | NGS | http://www.toronto.ca/TWONTO#system_train | Equipment Location
58967 | TAB-ACC-NGS-0010B | Natural Gas Train, Pilot,Boiler #1, Z Building | TAB-ACC-BO 1 | Boiler # 1, Hot Water Heating, Volcano B-1 |  |  |  | NGS | http://www.toronto.ca/TWONTO#system_train | Equipment Location
58968 | TAB-ACC-NGS-0020B | Natural Gas Train, Pilot,Boiler #2, Z Building | TAB-ACC-BO 2 | Boiler # 2, Hot Water Heating, Volcano B-2 |  |  |  | NGS | http://www.toronto.ca/TWONTO#system_train | Equipment Location
89395 | THC-NGS | Natural Gas, Enbridge Plant Natural Gas Supply | THC-GRK-MCS | Mechanical Services | Transmitter,Flow |  |  |  |  | Sub-sub-process
120145 | TAB-WA2-PRJ-0004 | New Filter instalation in Plant Water Line to Aeration Blowers | TAB-STR-BL | Process Air Blowers & Lube Oil Pumps |  |  |  | PRJ | http://www.toronto.ca/TWONTO#project | Mechanical Equipment
105388 | TAB-HRS-P-CON | New PS - Condensate Pumps | TAB-HRS-STEAM | Plant Steam | [5 empty] | Equipment Location
50538 | MTMH524 | NEW TORONTO FM/STS | TRK-LVW | LAKEVIEW DRAINAGE AREA | [5 empty] | Sub-Process
62889 | MTMH130 | NEWTONBROOK STS | TRK-DON | DON DRAINAGE AREA | [5 empty] | Sub-Process
45624 | FHO-NIT-SYS | NITROGEN SYSTEM | FHO-DOZ | Ozonation System | [5 empty] | Sub-Process
31014 | FCL-ACC-HTR-FNG | North Filter Gallery Heaters HTR-0521A&B: HTR-0529 | [7 empty] | Equipment Location
11423 | FCL-ACC-HTR-530-536 | North Filter Gallery Heaters System HTR-0530: HTR-0536 | FCL-ACC | Climate Control (HVAC) |  |  |  | HTR | http://www.toronto.ca/TWONTO#defined_collection_of_assets | Equipment Location
31010 | FCL-ACC-HTR-530-536 | North Filter Gallery Heaters System HTR-0530: HTR-0536 | FCL-ACC-FLT | Filter Building HVAC Equipment |  |  |  | HTR | http://www.toronto.ca/TWONTO#defined_collection_of_assets | Equipment Location
11424 | FCL-ACC-HTR-537-544 | North Filter Pipe Gallery Heaters System HTR-0537: HTR-0544 | [5 empty] | HTR | http://www.toronto.ca/TWONTO#defined_collection_of_assets | Equipment Location
65218 | MTMH325 | NORTH MIMINO STS | TRK-HMR | HUMBER DRAINAGE AREA | [5 empty] | Sub-Process
99921 | TAB-EL1-BLDG-E0001 | North Substation Electrical | TAB-EL1-BLDG-0001 | MSA Substation | [5 empty] | Electrical Equipment
71783 | TAB-EL1-SLD-0001 | North Substation Single Line Diagram | TAB-EL1-BLDG-0001 | MSA Substation |  |  |  | SLD |  | Electrical Equipment
107611 | TRK-NTO | NORTH TORONTO DRAINAGE AREA | TRK | DOS - TRUNK SEWER SYSTEM | [5 empty] | Process
50393 | MTMH480 | NORTH TORONTO STM | TRK-DON | DON DRAINAGE AREA | [5 empty] | Sub-Process
66774 | MTMH480 | NORTH TORONTO STM | TRK-NTO | NORTH TORONTO DRAINAGE AREA | [5 empty] | Sub-Process
62725 | MTMH125 | NORTH TORONTO STS | TRK-DON | DON DRAINAGE AREA | [5 empty] | Sub-Process
106004 | TNT | North Toronto Treatment Plant | WWT | Wastewater Treatment | [5 empty] | Facility
139985 | TNT WORK AREA 9 | North Toronto Treatment Plant | TAB | Ashbridges Bay Treatment Plant | [5 empty] | Work Area
50169 | MTMH380 | NORTH YORK STM | TRK-DON | DON DRAINAGE AREA | [5 empty] | Sub-Process
50170 | MTMH380 | NORTH YORK STM | TRK-HMR | HUMBER DRAINAGE AREA | [5 empty] | Sub-Process
41644 | FIS-SUSPENDED | Obsolete Entities/Processes | FIS | Island Water Treatment Plant | [5 empty] | Obsolete Entity
89605 | THC-OBSOLETE-WA1 | Obsolete Equipments for WA1 | THCSLDMNT | THC Solids Maintenance | [5 empty] | Obsolete Entity
126945 | THC-OBSOLETE-WA1 | Obsolete Equipments for WA1 | THC-INC | Incineration Process | [5 empty] | Obsolete Entity
126946 | THC-OBSOLETE-WA2 | Obsolete Equipments for WA2 | THCLIQMNT | THC Liquids Maintenance | [5 empty] | Obsolete Entity
31021 | FCL-ACC-OZ-0901 | Odor Remediation Unit, Centrifuge Building, Second Floor, HVAC Room | FCL-ACC-RMF | Residue Management HVAC Equipment |  |  |  | OZ | http://www.toronto.ca/TWONTO#air_filter_unit | Electrical Equipment
85841 | TAB-DEW-OCS | Odour Control | TAB-DEW SLUDGE FEED | Sludge Feed to Centrifuge System | [5 empty] | Sub-Process
127289 | THC-ODOUR-HEADHOUSE | Odour Control | THC-STR-ODOUR | Odour Control | [5 empty] | Equipment Location
127290 | THC-ODOUR-OLD PLANT | Odour Control | THC-STR-ODOUR | Odour Control | [5 empty] | Equipment Location
90003 | THC-ODOUR-PHASE I-IV | Odour Control | THC-STR-ODOUR | Odour Control | [5 empty] | Equipment Location
129268 | THC-STR-ODOUR | Odour Control | THC-STR | Secondary Treatment | [5 empty] | Sub-Process
78817 | TAB-SLO-BIO | Odour Control Facility-WA4 | TAB-SLO-LOADING | Sludge Loading - Bio-Solids | Filter |  |  |  |  | Equipment Location
78818 | TAB-SLO-BIO | Odour Control Facility-WA4 | TAB-WORK-AREA-4 | Work Area 4 | Filter |  |  |  |  | Equipment Location
118491 | TAB-SLO-BIO | Odour Control Facility-WA4 | TAB-WORK-AREA-SOL | TAB Work Area Sol | Filter |  |  |  |  | Equipment Location
64889 | TAB-CAP-PRJ-0021 | Odour Control Project - Biorem | TAB-SLO-BIO | Odour Control Facility-WA4 |  |  |  | PRJ | http://www.toronto.ca/TWONTO#project | Mechanical Equipment
64890 | TAB-CAP-PRJ-0021 | Odour Control Project - Biorem | TAB-SLO-LOADING | Sludge Loading - Bio-Solids |  |  |  | PRJ | http://www.toronto.ca/TWONTO#project | Mechanical Equipment
102343 | THR-OCS | Odour Control System | THR WORK AREA 1 | Solid Handling | [5 empty] | Process
102344 | THR-OCS | Odour Control System | THR WORK AREA 4 | Liquid Handling 2 | [5 empty] | Process
107455 | TAB-OCS-IPS | Odour control System - IPS | TAB-RSP | Raw Sewage Pumping | [5 empty] | Mechanical Equipment
107456 | TAB-OCS-IPS | Odour control System - IPS | TAB-RSP-FN | M & T Building - Odour Control Fans & Filters | [5 empty] | Mechanical Equipment
106812 | TAB-OCS | Odour Control System, Aeration tanks | TAB-WORK-AREA-2 | Work Area 2 | [5 empty] | Process
106813 | TAB-OCS | Odour Control System, Aeration tanks | TAB-WORK-AREA-LIQ | TAB Work Area Liq | [5 empty] | Process
102351 | THR-OCS-BL | Odour Control System, Blowers | THR-OCS-SB | Odour Control System, Scrubbers | [5 empty] | Equipment Location
102449 | THR-OCS-OZ | Odour Control System, Ozonator | THR-OCS | Odour Control System | [5 empty] | Equipment Location
102452 | THR-OCS-P | Odour Control System, Pumps | THR-OCS-SB | Odour Control System, Scrubbers | [5 empty] | Equipment Location
137375 | THR-OCS-SB | Odour Control System, Scrubbers | THR-OCS | Odour Control System | [5 empty] | Equipment Location
102484 | THR-OCS-T | Odour Control System, Tanks | THR-OCS | Odour Control System | [5 empty] | Equipment Location
127142 | THC-OCS-LIQ | Odour Control System, THC Liquid | THCLIQMNT | THC Liquids Maintenance | [5 empty] | Process
89876 | THC-OCS-SLD | Odour Control System, THC Solid | THCSLDMNT | THC Solids Maintenance | [5 empty] | Process
127204 | THC-OCS-SLD | Odour Control System, THC Solid | THCSLDOPS | THC Solids Operations | [5 empty] | Process
127205 | THC-OCS-SP | Odour Control System, THC-virtual entity, used to maintain, design PM Tasks, add EL, copy activity lists | THCSLDOPS | THC Solids Operations | [5 empty] | Process
99188 | THR-DRN-OCS | Odour Control System, Work Area 1 | THR-DRN-WA1 | Drains, Work Area 1 | [5 empty] | Mechanical Equipment
64873 | TAB-CAP-PRJ-0003 | Odour Control Upgrades | TAB-WORK-AREA-2 | Work Area 2 |  |  |  | PRJ | http://www.toronto.ca/TWONTO#project | Mechanical Equipment
83532 | TAB-CAP-PRJ-0003 | Odour Control Upgrades | TAB-AER-STRC | Building Services, Safety, Drains & Plumbing - Air Emission Houses |  |  |  | PRJ | http://www.toronto.ca/TWONTO#project | Mechanical Equipment
102448 | THR-OCS-NEW | Odour Control, Biofilter | THR WORK AREA 3 | Plant Services | [5 empty] | Process
137340 | THR-OCS-NEW | Odour Control, Biofilter | THR WORK AREA 2 | Liquid Handling | [5 empty] | Process
102437 | THR-OCS-HH | Odour Control, Headhouse | THR-OCS-NEW | Odour Control, Biofilter | UPS |  |  |  |  | Equipment Location
136837 | THR-GQ-OCS | Odour Control, Work Area 1 | THR-GQ-WA1 | Grounds, Work Area 1 | [5 empty] | Mechanical Equipment
137482 | THR-PLQ-OCS | Odour Control, Work Area 1 | THR-PLQ-WA1 | Plumbing, Work Area 1 | [5 empty] | Mechanical Equipment
40838 | FHO-DOZ-OFFGAS | OFFGAS DESTRUCTION | FHO-DOZ | Ozonation System | [5 empty] | Sub-Process
11433 | FCL-ACC-OIT-0301 | OIT, Admin Building BAS RPU-0301 Panel, High Lift/Admin Building, Control Room | FCL-ACC-ADMIN | Administration Building HVAC Equipment |  |  |  | OIT | http://www.toronto.ca/TWONTO#operator_interface_terminal | Electrical Equipment
31019 | FCL-ACC-OIT-0501 | OIT, Filter Building BAS RPU-0501 Panel, Filter Building, Piping Gallery East | FCL-ACC-RPU-0501 | RPU Panel, Filter Building BAS, Filter Building Piping Gallery East |  |  |  | OIT | http://www.toronto.ca/TWONTO#operator_interface_terminal | Electrical Equipment
11434 | FCL-ACC-OIT-0601 | OIT, Filter Building BAS RPU-0601 Panel, Filter Building, Piping Gallery West | FCL-ACC-RPU-0601 | RPU Panel, Filter Building BAS, Filter Building Piping Gallery West |  |  |  | OIT | http://www.toronto.ca/TWONTO#operator_interface_terminal | Electrical Equipment
31017 | FCL-ACC-OIT-0201 | OIT, Flocculation/Sedimentation BAS RPU-0201 Panel, Dry Chemical Building Storage Area, Lobby | FCL-ACC-RPU-0201 | RPU Panel, Flocculation/Sedimentation BAS, Dry Chemical Building Storage Area, Lobby |  |  |  | OIT | http://www.toronto.ca/TWONTO#operator_interface_terminal | Electrical Equipment
11435 | FCL-ACC-OIT-0701 | OIT, Gaseous Chemical Building BAS RPU-0701 Panel, Ammonia Machine Room | FCL-ACC-RPU-0701 | RPU Panel, Gaseous Chemical Building BAS, Ammonia Control Panel Room |  |  |  | OIT | http://www.toronto.ca/TWONTO#operator_interface_terminal | Electrical Equipment
31018 | FCL-ACC-OIT-0401 | OIT, High Lift Building BAS RPU-0401 Panel, High Lift Heating & Ventilation Room | FCL-ACC-RPU-0401 | RPU Panel, High Lift Building BAS, High Lift Heating & Ventilation Room |  |  |  | OIT | http://www.toronto.ca/TWONTO#operator_interface_terminal | Electrical Equipment
31016 | FCL-ACC-OIT-0101 | OIT, Low Lift BAS RPU-0101 Panel, Low Lift Pump Room S/E | FCL-ACC-RPU-0101 | RPU Panel, Low Lift BAS, Low Lift Pump Room S/E |  |  |  | OIT | http://www.toronto.ca/TWONTO#operator_interface_terminal | Electrical Equipment
31020 | FCL-ACC-OIT-0801 | OIT, Surge Building BAS RPU-0801 Panel, Surge Building North | FCL-ACC-RPU-0801 | RPU, Surge Building BAS, Surge Building North |  |  |  | OIT | http://www.toronto.ca/TWONTO#operator_interface_terminal | Electrical Equipment
113510 | TAB-PRM-OPS | Old PS - Primary Treatment | TAB-PRM | Primary Treatment | [5 empty] | Sub-Process
76219 | TAB-PRM-STRC--OPS | Old PS Building - Drains, Plumbing, Walls | TAB-PRM-OPS | Old PS - Primary Treatment | [5 empty] | Mechanical Equipment
75871 | TAB-PRM-ELQ-OPS | Old PS Building - Electrical Equipment | TAB-PRM-OPS | Old PS - Primary Treatment | [5 empty] | Electrical Equipment
75952 | TAB-PRM-INQ-OPS | Old PS Building - Instrumentation Equipment | TAB-PRM-OPS | Old PS - Primary Treatment | [5 empty] | Instrumentation Equipment
76183 | TAB-PRM-SQ-OPT | Old PS Building - Safety Equipments | TAB-PRM-OPS | Old PS - Primary Treatment | [5 empty] | Mechanical Equipment
76732 | TAB-PRM-V-OPS | Old PS Header Valves, Primary Sludge Line 1, 2, & 3 | TAB-PRM-OPS | Old PS - Primary Treatment | [5 empty] | Mechanical Equipment
23068 | FHO-DOZ-OL-CW | OPEN LOOP COOLING WATER SYSTEM | FHO-DOZ | Ozonation System | [5 empty] | Sub-Process
120143 | TAB-WA2-OCH-0001 | operation Chalange. Work- Work Area 2 | TAB-WORK-AREA-2 | Work Area 2 |  |  |  | OCH | activity | Process
120144 | TAB-WA2-OCH-0001 | operation Chalange. Work- Work Area 2 | TAB-WORK-AREA-LIQ | TAB Work Area Liq |  |  |  | OCH | activity | Process
67273 | OS | Operational Support | TW | Toronto Water | [5 empty] | Section
7626 | COL-BCV-OIT-0001 | Operator Interface Terminal | COL-BCV | Carlingview Blower Station | Computer Equipment,Monitor |  |  | OIT | http://www.toronto.ca/TWONTO#operator_interface_terminal | Electrical Equipment
7627 | COL-BCV-OIT-0001 | Operator Interface Terminal | COL-BCV-MISC | Miscellaneous Equipment | Computer Equipment,Monitor |  |  | OIT | http://www.toronto.ca/TWONTO#operator_interface_terminal | Electrical Equipment
2629 | COL-BEB-OIT-0001 | Operator Interface Terminal | COL-BEB | Edenbridge Blower Station | Computer Equipment,Monitor |  |  | OIT | http://www.toronto.ca/TWONTO#operator_interface_terminal | Electrical Equipment
2630 | COL-BEB-OIT-0001 | Operator Interface Terminal | COL-BEB-MISC | Miscellaneous Equipment | Computer Equipment,Monitor |  |  | OIT | http://www.toronto.ca/TWONTO#operator_interface_terminal | Electrical Equipment
9326 | COL-PBF-OIT-0001 | Operator Interface Terminal | COL-PBF-MISC | Miscellaneous Equipment | Computer Equipment,Monitor |  |  | OIT | http://www.toronto.ca/TWONTO#operator_interface_terminal | Electrical Equipment
47202 | MAIN-146 | Main 146 (Transferred to D&C) | WTR-LWA | Work Area 2 Central Mains and Chambers |  |  | 36952 |  | x | Sub-Process
3138 | COL-PBP-OIT-0001 | Operator Interface Terminal | COL-PBP | Baby Point Sewage Pumping Station | Computer Equipment,Monitor |  |  | OIT | http://www.toronto.ca/TWONTO#operator_interface_terminal | Electrical Equipment
9520 | COL-PBP-OIT-0001 | Operator Interface Terminal | COL-PBP-MISC | Miscellaneous Equipment | Computer Equipment,Monitor |  |  | OIT | http://www.toronto.ca/TWONTO#operator_interface_terminal | Electrical Equipment
3567 | COL-PCU-OIT-0001 | Operator Interface Terminal | COL-PCU | Cumber Pumping Station | Computer Equipment,Monitor |  |  | OIT | http://www.toronto.ca/TWONTO#operator_interface_terminal | Electrical Equipment
4282 | COL-PHB-OIT-0001 | Operator Interface Terminal | COL-PHB-MISC | Miscellaneous Equipment | Computer Equipment,Monitor |  |  | OIT | http://www.toronto.ca/TWONTO#operator_interface_terminal | Electrical Equipment
61838 | MAIN-149 | Main 149 (Transferred to D&C) | WTR-LWA | Work Area 2 Central Mains and Chambers |  |  | 36953 |  | x | Sub-Process
61839 | MAIN-149 | Main 149 (Transferred to D&C) | WTR-MT1 | Work Area 1 EAST Mains and Chambers |  |  | 36953 |  | x | Sub-Process
14298 | COL-PHB-OIT-0001 | Operator Interface Terminal | COL-PHB | Humber Sewage Pumping Station | Computer Equipment,Monitor |  |  | OIT | http://www.toronto.ca/TWONTO#operator_interface_terminal | Electrical Equipment
4813 | COL-PLB-OIT-0001 | Operator Interface Terminal | COL-PLB | Long Branch Pumping Station | Computer Equipment,Monitor |  |  | OIT | http://www.toronto.ca/TWONTO#operator_interface_terminal | Electrical Equipment
5548 | COL-PMM-OIT-0001 | Operator Interface Terminal | COL-PMM | Mimico Pumping Station | Computer Equipment,Monitor |  |  | OIT | http://www.toronto.ca/TWONTO#operator_interface_terminal | Electrical Equipment
6006 | COL-PNT-OIT-0001 | Operator Interface Terminal | COL-PNT | New Toronto Pumping Station | Computer Equipment,Monitor |  |  | OIT | http://www.toronto.ca/TWONTO#operator_interface_terminal | Electrical Equipment
6216 | COL-POM-OIT-0001 | Operator Interface Terminal | COL-POM | Old Mill Sewage Pumping Station | Computer Equipment,Monitor |  |  | OIT | http://www.toronto.ca/TWONTO#operator_interface_terminal | Electrical Equipment
6217 | COL-POM-OIT-0001 | Operator Interface Terminal | COL-POM-MISC | Miscellaneous Equipment | Computer Equipment,Monitor |  |  | OIT | http://www.toronto.ca/TWONTO#operator_interface_terminal | Electrical Equipment
18217 | COL-PQW-OIT-0001 | Operator Interface Terminal | COL-PQW | Queensway Sewage Pumping Station | Computer Equipment,Monitor |  |  | OIT | http://www.toronto.ca/TWONTO#operator_interface_terminal | Electrical Equipment
18218 | COL-PQW-OIT-0001 | Operator Interface Terminal | COL-PQW-MISC | Miscellaneous Equipment | Computer Equipment,Monitor |  |  | OIT | http://www.toronto.ca/TWONTO#operator_interface_terminal | Electrical Equipment
53623 | SWM-PIT-OIT-0001 | Operator Interface Terminal | SWM-PIT | Islington Storm Pumping Station | Computer Equipment,Monitor |  |  | OIT | http://www.toronto.ca/TWONTO#operator_interface_terminal | Electrical Equipment
67785 | SWM-PIT-OIT-0001 | Operator Interface Terminal | SWM-PIT-MISC | Miscellaneous Equipment | Computer Equipment,Monitor |  |  | OIT | http://www.toronto.ca/TWONTO#operator_interface_terminal | Electrical Equipment
53678 | SWM-PMG-OIT-0001 | Operator Interface Terminal | SWM-PMG | Martin Grove Storm Pumping Station | Computer Equipment,Monitor |  |  | OIT | http://www.toronto.ca/TWONTO#operator_interface_terminal | Electrical Equipment
67832 | SWM-PMG-OIT-0001 | Operator Interface Terminal | SWM-PMG-MISC | Miscellaneous Equipment | Computer Equipment,Monitor |  |  | OIT | http://www.toronto.ca/TWONTO#operator_interface_terminal | Electrical Equipment
53725 | SWM-PNQ-OIT-0001 | Operator Interface Terminal | SWM-PNQ | North Queen Storm Pumping Station | Computer Equipment,Monitor |  |  | OIT | http://www.toronto.ca/TWONTO#operator_interface_terminal | Electrical Equipment
67892 | SWM-PNQ-OIT-0001 | Operator Interface Terminal | SWM-PNQ-MISC | Miscellaneous Equipment | Computer Equipment,Monitor |  |  | OIT | http://www.toronto.ca/TWONTO#operator_interface_terminal | Electrical Equipment
50232 | MTMH421 | OTTER CRESENT STS | TRK-NTO | NORTH TORONTO DRAINAGE AREA | [5 empty] | Sub-Process
116519 | YTF-ELS-LTG-3000 | Outdoor Electrical Equipment | YTF-ELS | Electrical Equipment |  |  |  | LTG | http://www.toronto.ca/TWONTO#defined_collection_of_assets | Electrical Equipment
107298 | TNT-OF | Outfall, Weirs, CSO and Detention Tanks | TNT WORK AREA 9 | North Toronto Treatment Plant | [5 empty] | Process
140609 | TNT-DIG-OFLOW | Overflow Liquor Headers, Digester | TNT-DIG | Digestion | [5 empty] | Equipment Location
40626 | FHO-DOZ | Ozonation System | FHO WORK AREA 1 | Process | [5 empty] | Process
43364 | FHO-DOZ-SAMP | Ozone Contact Tank Sampling | FHO-DOZ | Ozonation System | [5 empty] | Sub-Process
40654 | FHO-DOZ-CW | Ozone Cooling Water | FHO-DOZ | Ozonation System | [5 empty] | Sub-Process
51214 | FHO-SBS | Ozone Quenching | FHO-DOZ | Ozonation System | [5 empty] | Sub-Process
113511 | TAB-PRM-P | P Bldg - Primary Treatment | TAB-PRM | Primary Treatment | [5 empty] | Sub-Process
75168 | TAB-PLT-SC-P | P Building - Bar Screens 1 - 6 | TAB-PLT-P | P Building - Preliminary Treatment | Screen,Bar |  |  |  |  | Mechanical Equipment
76220 | TAB-PRM-STRC-P | P Building - Drains, Plumbing, Walls | TAB-PRM-P | P Bldg - Primary Treatment | [5 empty] | Mechanical Equipment
74641 | TAB-PLT-ELQ-P | P Building - Electrical Equipment | TAB-PLT-P | P Building - Preliminary Treatment | [5 empty] | Electrical Equipment
75212 | TAB-PLT-T | P Building - Grit Tanks 1-12 & Hoppers 1 - 6 | TAB-PLT-P | P Building - Preliminary Treatment | [5 empty] | Mechanical Equipment
113372 | TAB-PRM-INQ-P | P Building - Instrument Equipment | TAB-PRM-P | P Bldg - Primary Treatment | [5 empty] | Instrumentation Equipment
74842 | TAB-PLT-INQ | P Building - Instrumentation Equipment | TAB-PLT-P | P Building - Preliminary Treatment | [5 empty] | Instrumentation Equipment
74201 | TAB-OCS-PBLDG | P Building - Odour control System, Fans | TAB-PLT-P | P Building - Preliminary Treatment | Odour Control |  |  |  |  | Mechanical Equipment
76149 | TAB-PRM-POL | P Building - Polymer system | TAB-PRM-P | P Bldg - Primary Treatment | [5 empty] | Mechanical Equipment
75041 | TAB-PLT-P | P Building - Preliminary Treatment | TAB-PLT | Preliminary Treatment | [5 empty] | Sub-Process
113589 | TAB-PRM-P-P | P Building - Primary Sludge Pumping | TAB-PRM-P | P Bldg - Primary Treatment | [5 empty] | Mechanical Equipment
75182 | TAB-PLT-SQ-P | P Building - Safety Equipment, Atmosphere monitors | TAB-PLT-P | P Building - Preliminary Treatment | [5 empty] | Instrumentation Equipment
111171 | TAB-PLT-SQ | P Building - Safety Equipment | TAB-PLT-P | P Building - Preliminary Treatment | [5 empty] | Mechanical Equipment
113781 | TAB-PRM-T-P | P Building - Scum, Sludge Hoppers & Primary Tanks 7 - 9 | TAB-PRM-P | P Bldg - Primary Treatment | [5 empty] | Mechanical Equipment
75113 | TAB-PLT-P-P | P Building - Sump Pumps, Grit Tanks | TAB-PLT-P | P Building - Preliminary Treatment | Pump |  |  |  |  | Mechanical Equipment
104633 | TAB-ELS-P BLDG | P Building Outdoor Substation | TAB-WORK-AREA-1 | Work Area 1 | Switchgear,Outdoor |  |  |  |  | Equipment Location
104634 | TAB-ELS-P BLDG | P Building Outdoor Substation | TAB-WORK-AREA-LIQ | TAB Work Area Liq | Switchgear,Outdoor |  |  |  |  | Equipment Location
110215 | TAB-PLT-LOA-P | P Building, Truck Loading Bay | TAB-PLT-P | P Building - Preliminary Treatment | [5 empty] | Mechanical Equipment
74591 | TAB-PLT-CV-P | P Building, Grit Conveyors | TAB-PLT-P | P Building - Preliminary Treatment | [5 empty] | Mechanical Equipment
109253 | TAB-PLT-CMP-P | P Building, Screening Compactors | TAB-PLT-P | P Building - Preliminary Treatment | [5 empty] | Mechanical Equipment
45628 | FHO-PAC | PAC System | FHO-PLT | Preliminary Treatment | [5 empty] | Sub-Process
55375 | FIS-PACL SBS | PACL ROOM | FIS-GRK | FIS Buildings & Grounds | [5 empty] | Building Service
45701 | FHO-PCL-T-0101-KQ | PACL Storage Tank 1 | FHO-PCL | PACL System |  |  |  | T |  | Equipment Location
45705 | FHO-PCL-T-0201-KQ | PACL Storage Tank 2 | FHO-PCL | PACL System |  |  |  | T |  | Equipment Location
45650 | FHO-PCL | PACL System | FHO-PLT | Preliminary Treatment | [5 empty] | Sub-Process
55376 | FIS-PCL | PACL System | FIS-PLT | Preliminary Treatment | [5 empty] | Process
25841 | FHO-PCL-P-0501-KQ | PACL Train 5 | FHO-PCL | PACL System |  |  |  | P | x | Equipment Location
45688 | FHO-PCL-P-0601-KQ | PACL Train 6 | FHO-PCL | PACL System |  |  |  | P | x | Equipment Location
45691 | FHO-PCL-P-0701-KQ | PACL Train 7 | FHO-PCL | PACL System |  |  |  | P | x | Equipment Location
53126 | OTH-PKR | PARKS AND RECREATIONS | OTH | DOS - OTHERS | [5 empty] | Process
63147 | MTMH136 | PARLIAMENT STS | TRK-DON | DON DRAINAGE AREA | [5 empty] | Sub-Process
64876 | TAB-CAP-PRJ-0005 | P-Building Upgrades | TAB-PRM-STRC-P | P Building - Drains, Plumbing, Walls |  |  |  | PRJ | http://www.toronto.ca/TWONTO#project | Mechanical Equipment
64877 | TAB-CAP-PRJ-0005 | P-Building Upgrades | TAB-WORK-AREA-2 | Work Area 2 |  |  |  | PRJ | http://www.toronto.ca/TWONTO#project | Mechanical Equipment
64878 | TAB-CAP-PRJ-0005 | P-Building Upgrades | TAB-WORK-AREA-3 | Work Area 3 |  |  |  | PRJ | http://www.toronto.ca/TWONTO#project | Mechanical Equipment
83534 | TAB-CAP-PRJ-0005 | P-Building Upgrades | TAB-PLT | Preliminary Treatment |  |  |  | PRJ | http://www.toronto.ca/TWONTO#project | Mechanical Equipment
102580 | THR-PCS-MAINSUB | PCS Equipment Serving the Main Substation | THR-ELS-MAINSUB | Electrical Equipment at the Main Substation | [5 empty] | Equipment Location
74420 | TAB-PD-TRG-0001 | PD Staff Training | 52349 | TAB Power Distribution |  |  |  | TRG |  | Building Service
78798 | TAB-SLD-STRC | Pelletizer Bldg - Building Services, Drains, Electrical Service(110/220V), Lighting, Plumbing | TAB-SLD | Sludge Drying - Pelletization (OPERATED BY VEOLIA) | [5 empty] | Equipment Location
118465 | TAB-SLD-F | Pelletizer Bldg. - Filters, Fans & Pellet Cooler Bags | TAB-SLD | Sludge Drying - Pelletization (OPERATED BY VEOLIA) | [5 empty] | Equipment Location
118468 | TAB-SLD-ROUTING | Pelletizer Bldg. - Material Handling | TAB-SLD | Sludge Drying - Pelletization (OPERATED BY VEOLIA) | [5 empty] | Equipment Location
118466 | TAB-SLD-FN | Pelletizer Bldg. - Silo System, Fans & Filters | TAB-SLD | Sludge Drying - Pelletization (OPERATED BY VEOLIA) | [5 empty] | Equipment Location
118469 | TAB-SLD-SL | Pelletizer Bldg. - Sludge System, Coater, Dryer & Hopper | TAB-SLD | Sludge Drying - Pelletization (OPERATED BY VEOLIA) | [5 empty] | Equipment Location
118467 | TAB-SLD-P | Pelletizer Bldg. - Thermal Oil Heating System, Pumps, Strainer & Expanasion Tanks | TAB-SLD | Sludge Drying - Pelletization (OPERATED BY VEOLIA) | [5 empty] | Equipment Location
145458 | WTR-PLW-PPE | Personal Protection Equipment - WWA | WTR-WEST-SES | Safety & Lifting Devices | [5 empty] | Equipment Location
126953 | THC-OCS-BLDG-O | Phase IV, Building O Odour Control System | THC-OCS-LIQ | Odour Control System, THC Liquid | [5 empty] | Process
126954 | THC-OCS-BLDG-O | Phase IV, Building O Odour Control System | THC-OCS-SLD | Odour Control System, THC Solid | [5 empty] | Process
76735 | TAB-PRS | Phosphorous Removal System | TAB-WORK-AREA-3 | Work Area 3 | [5 empty] | Process
116054 | TAB-PRS | Phosphorous Removal System | TAB-WORK-AREA-1 | Work Area 1 | [5 empty] | Process
116055 | TAB-PRS | Phosphorous Removal System | TAB-WORK-AREA-LIQ | TAB Work Area Liq | [5 empty] | Process
103846 | THR-PRS | Phosphorous Removal System | THR WORK AREA 4 | Liquid Handling 2 | [5 empty] | Process
138511 | THR-PRS-DRN | Phosphorous Removal System, Drain | THR-PRS | Phosphorous Removal System | [5 empty] | Equipment Location
138512 | THR-PRS-F | Phosphorous Removal System, Filtration | THR-PRS | Phosphorous Removal System | [5 empty] | Equipment Location
138546 | THR-PRS-P | Phosphorous Removal System, Pumps | THR-PRS | Phosphorous Removal System | [5 empty] | Equipment Location
138591 | THR-PRS-T | Phosphorous Removal System, Storage Tank | THR-PRS | Phosphorous Removal System | [5 empty] | Equipment Location
77226 | TAB-PRS2 | Phosphorus Removal System | TAB-WORK-AREA-2 | Work Area 2 | [5 empty] | Process
116927 | TAB-PRS2 | Phosphorus Removal System | TAB-WORK-AREA-LIQ | TAB Work Area Liq | [5 empty] | Process
128376 | THC-PRS | Phosphorus Removal, sub-process | THC-PRM | Primary Treatment | [5 empty] | Sub-Process
107353 | TNT-PRS | Phosporus Removal System | TNT-STR | Secondary Treatment | [5 empty] | Sub-Process
29884 | COM-INORG-P | Pipettes - Inorganic | BOM-LAB-COM-INORG | Laboratory - Inorganic | [5 empty] | Equipment Location
29928 | DEE-INORG-P | Pipettes - Inorganic | BOM-LAB-COM | Laboratory - Commissioners St. | [5 empty] | Equipment Location
29929 | DEE-INORG-P | Pipettes - Inorganic | BOM-LAB-DEE-INORG | Laboratory - Inorganic | [5 empty] | Equipment Location
73840 | TAB-INORG-P | Pipettes - Inorganic | BOM-LAB-TAB-INORG | Laboratory - Inorganic | [5 empty] | Equipment Location
10213 | DEE-ORG-P | Pipettes - Organic | BOM-LAB-DEE-INORG | Laboratory - Inorganic | [5 empty] | Equipment Location
10214 | DEE-ORG-P | Pipettes - Organic | BOM-LAB-DEE-ORG | Laboratory - Organic | [5 empty] | Equipment Location
3402 | COL-PCP-PIP-0001 | Piping | COL-PCP-MISC | Miscellaneous Equipment | Pump |  |  | PIP | http://www.toronto.ca/TWONTO#pipe_segment | Mechanical Equipment
14095 | COL-PGB-PIP-0001 | Piping | COL-PGB-MISC | Miscellaneous Equipment | Pump |  |  | PIP | http://www.toronto.ca/TWONTO#pipe_segment | Mechanical Equipment
14330 | COL-PHF-PIP-0001 | Piping | COL-PHF-MISC | Miscellaneous Equipment | Pump |  |  | PIP | http://www.toronto.ca/TWONTO#pipe_segment | Mechanical Equipment
6220 | COL-POM-PIP-0001 | Piping | COL-POM-MISC | Miscellaneous Equipment | Pump |  |  | PIP | http://www.toronto.ca/TWONTO#pipe_segment | Mechanical Equipment
61886 | MAIN-204 | Main 204 (Transferred to D&C) | WTR-LWA | Work Area 2 Central Mains and Chambers |  |  | 36954 |  | x | Sub-Process
6955 | COL-PRX-PIP-0001 | Piping | COL-PRX-MISC | Miscellaneous Equipment | Pump |  |  | PIP | http://www.toronto.ca/TWONTO#pipe_segment | Mechanical Equipment
131464 | THR-AER-PIP-0003 | Piping, Aeration Process Air, Work Area 3 | THR-PIP-WA3 | Piping, Work Area 3 |  |  |  | PIP | http://www.toronto.ca/TWONTO#pipe_segment | Mechanical Equipment
133163 | THR-DIG-PIP-0003 | Piping, Digester Gas, Work Area 3 | THR-PIP-WA3 | Piping, Work Area 3 |  |  |  | PIP | http://www.toronto.ca/TWONTO#pipe_segment | Mechanical Equipment
137474 | THR-PIP-WA3 | Piping, Work Area 3 | THR-GRK-PRTY-WA3 | WA3 Property, Humber T. P. for DOS Work Orders | [5 empty] | Equipment Location
137475 | THR-PIP-WA3 | Piping, Work Area 3 | THR-GRK-WA3 | Buildings & Grounds, Work Area 3 | [5 empty] | Equipment Location
52733 | FHO-ZMC-PIPING | Piping, Zebra Mussel Control System | FHO-ZMC | Zebra Mussel Control System | [5 empty] | Equipment Location
16478 | FHA-AUX-SA | Plant Air/Instrument Air/Vacuum System | FHA-AUX | Auxiliary Systems | [5 empty] | Sub-Process
135023 | THR-ELS-COMM | Plant External & Internal Phone System | THR-ELS | Electrical Power System | Silencer |  |  |  |  | Equipment Location
135024 | THR-ELS-COMM | Plant External & Internal Phone System | THR-GRK-WA1 | Building & Grounds Work Area 1 | Silencer |  |  |  |  | Equipment Location
135025 | THR-ELS-COMM | Plant External & Internal Phone System | THR-OCS-NEW | Odour Control, Biofilter | Silencer |  |  |  |  | Equipment Location
25572 | FHO-MCS-HVAC | Plant HVAC | FHO-MCS | Mechanical Services | [5 empty] | Sub-Process
72930 | TAB-ACC-INQ | Plant HVAC Equipment - Instrument Equipment | TAB-ACC | Plant HVAC Equipment | [5 empty] | Instrumentation Equipment
81108 | TAB-WA7-MCS | Plant Miscellaneous Assets | TAB-WORK-AREA-WWPW | TAB Work Area WWPW | [5 empty] | Process
120485 | TAB-WA7-MCS | Plant Miscellaneous Assets | TAB-WORK-AREA-7 | Work Area 7 | [5 empty] | Process
18710 | FHA-MCS-PWA | Plant Service Water | FHA-MCS | Mechanical | [5 empty] | Sub-Process
10793 | FCL WORK AREA 2 | Plant Services | FCL | R L Clark Water Treatment Plant | [5 empty] | Work Area
93016 | THR WORK AREA 3 | Plant Services | THR | Humber Treatment Plant | [5 empty] | Work Area
104639 | TAB-ELS-PRJ-0003 | Plant Services project | 52349 | TAB Power Distribution |  |  |  | PRJ | http://www.toronto.ca/TWONTO#project | Electrical Equipment
105392 | TAB-HRS-STEAM | Plant Steam | TAB-WORK-AREA-6 | Work Area 6 | [5 empty] | Process
105393 | TAB-HRS-STEAM | Plant Steam | TAB-WORK-AREA-SEO | TAB Work Area SEO | [5 empty] | Process
53178 | PLANT TECH | Plant Techs | FCL-SES-8 | Respirator Fit Testing | [5 empty] | Sub-sub-process
121805 | THC-ACC-TUNNEL | Plant Tunnels, HVAC | THC-MCS-HVAC | Mechanical Services, HVAC | [5 empty] | Mechanical Equipment
55545 | FIS-PW | Plant Water | FIS-TRW | Treated Water Production | [5 empty] | Sub-Process
104041 | THR-PWA | Plant Water | THR-CG | Co-Generation | [5 empty] | Sub-Process
107382 | TNT-PWA | Plant Water | TNT WORK AREA 9 | North Toronto Treatment Plant | [5 empty] | Process
116933 | TAB-PWA-ELS | Plant Water - Electrical System | TAB-PWA | Plant Water | [5 empty] | Equipment Location
77236 | TAB-PWA-F | Plant Water - Filters and Strainers | TAB-PWA | Plant Water | [5 empty] | Equipment Location
77314 | TAB-PWA-INQ | Plant Water - Instrumentation Equipment | TAB-PWA | Plant Water | [5 empty] | Equipment Location
77397 | TAB-PWA-PUMPS | Plant Water - Pumps | TAB-PWA | Plant Water | [5 empty] | Sub-Process
117042 | TAB-PWA-P | Plant Water - Sump Pumps | TAB-PWA | Plant Water | [5 empty] | Mechanical Equipment
77234 | TAB-PWA-DBLDG | Plant Water System- D Bldg | TAB-WORK-AREA-1 | Work Area 1 | [5 empty] | Process
77235 | TAB-PWA-DBLDG | Plant Water System- D Bldg | TAB-WORK-AREA-LIQ | TAB Work Area Liq | [5 empty] | Process
116932 | TAB-PWA-DIG | Plant Water - to Digestion sys | TAB-PWA | Plant Water | [5 empty] | Equipment Location
77402 | TAB-PWA-SC | Plant Water - Travelling Screens | TAB-PWA | Plant Water | [5 empty] | Equipment Location
117103 | TAB-PWA-V | Plant Water - Valves | TAB-PWA | Plant Water | [5 empty] | Equipment Location
117518 | TAB-PWA-V1 | Plant Water - Valves, Hydrants | TAB-PWA | Plant Water | Valve |  |  |  |  | Equipment Location
77419 | TAB-PWA-T | Plant Water - Water Tower | TAB-PWA | Plant Water | [5 empty] | Equipment Location
128496 | THC-PWA-CITY WATER | Plant Water City Water | THCLIQOPS | THC Liquids Operations | [5 empty] | Process
91368 | THC-PWA-EFFLUENT | Plant Water Effluent | THC-PWA-CITY WATER | Plant Water City Water | [5 empty] | Sub-Process
117092 | TAB-PWA-SG | Plant Water -Effluent Inlet Chambers & Sluice Gates, Vlves, Instruments | TAB-PWA | Plant Water | [5 empty] | Equipment Location
117015 | TAB-PWA-HEADERS | Plant Water -Header-valves.Etc., | TAB-PWA | Plant Water | [5 empty] | Equipment Location
105842 | TAB-MCS-DR | Plant Wide - Overhead Doors | TAB-MCS | Mechanical & Machine Shop, Overhead Doors & Sump Pumps | [5 empty] | Mechanical Equipment
104640 | TAB-ELS-PRJ-0004 | PLC Migration Project - Phase 1 / Phase 2 | 52349 | TAB Power Distribution |  |  |  | PRJ | http://www.toronto.ca/TWONTO#project | Electrical Equipment
9802 | COL-PCP-PLQ-0001 | Plumbing Equipment | COL-PCP-MISC | Miscellaneous Equipment | Pump |  |  | PLQ | http://www.toronto.ca/TWONTO#defined_collection_of_assets | Mechanical Equipment
102590 | THR-PLQ-WA1 | Plumbing, Work Area 1 | THR-GRK-PRTY-WA1 | WA1 Property, Humber T. P. for DOS Work Orders | [5 empty] | Equipment Location
102591 | THR-PLQ-WA2 | Plumbing, Work Area 2 | THR-GRK-PRTY-WA2 | WA2 Property, Humber T. P. for DOS Work Orders | [5 empty] | Equipment Location
102592 | THR-PLQ-WA3 | Plumbing, Work Area 3 | THR-GRK-PRTY-WA3 | WA3 Property, Humber T. P. for DOS Work Orders | [5 empty] | Equipment Location
102593 | THR-PLQ-WA4 | Plumbing, Work Area 4 | THR-GRK-PRTY-WA4 | WA4 Property, Humber T. P. for DOS Work Oders | [5 empty] | Equipment Location
53127 | OTH-POL | POLICE SERVICES | OTH | DOS - OTHERS | [5 empty] | Process
15940 | FCL-WWW-POL | Polymer | FCL-WWW | Residue Management | [5 empty] | Sub-Process
38734 | FHA-WWW-POLY | Polymer | FHA-WWW | Residue Management / Waste Water System | [5 empty] | Sub-Process
123222 | THC-DEW-POL-FEED | Polymer Feed System Dewatering | THC-DEW-POL | Polymer System Dewatering | [5 empty] | Sub-sub-process
123223 | THC-DEW-POL-MAKEUP | Polymer Make Up System Dewatering | THC-DEW-POL | Polymer System Dewatering | [5 empty] | Sub-sub-process
25996 | FHO-POL-P-0301-KQ | Polymer Skid 3 | FHO-POL | Polymer System |  |  |  | P | x | Equipment Location
50834 | FHO-POL-P-0401-KQ | Polymer Skid 4 | FHO-POL | Polymer System |  |  |  | P | x | Equipment Location
26002 | FHO-POL-P-0501-KQ | Polymer Skid 5 | FHO-POL | Polymer System |  |  |  | P | x | Equipment Location
50840 | FHO-POL-P-0601-KQ | Polymer Skid 6 | FHO-POL | Polymer System |  |  |  | P | x | Equipment Location
50842 | FHO-POL-P-0701-KQ | Polymer Skid 7 | FHO-POL | Polymer System |  |  |  | P | x | Equipment Location
85250 | TAB-DEW POLYMER DIST | Polymer Solution Distribution System | TAB-DEW-POLYMER | Dewatering Polymer System | [5 empty] | Sub-Process
26017 | FHO-POL-T-0101-KQ | Polymer Solution Storage Tank 1 | FHO-POL | Polymer System |  |  |  | T |  | Equipment Location
50860 | FHO-POL-T-0201-KQ | Polymer Solution Storage Tank 2 | FHO-POL | Polymer System |  |  |  | T |  | Equipment Location
25962 | FHO-POL | Polymer System | FHO-PLT | Preliminary Treatment | [5 empty] | Sub-Process
40756 | FIS-POL | Polymer System | FIS-PCL | PACL System | [5 empty] | Process
40757 | FIS-POL | Polymer System | FIS-PLT | Preliminary Treatment | [5 empty] | Process
80197 | TAB-THK-POL | Polymer System | TAB-WORK-AREA-SOL | TAB Work Area Sol | [5 empty] | Process
119723 | TAB-THK-POL | Polymer System | TAB-WORK-AREA-5 | Work Area 5 | [5 empty] | Process
84694 | THC-DEW-POL | Polymer System Dewatering | THC-DEW | Dewatering Process | [5 empty] | Sub-Process
139498 | THR-THK-POL | Polymer Systems, Sludge Thickening | THR-THK | Sludge Thickening | [5 empty] | Equipment Location
14454 | FCL-SES-3 | Portable Gas Detectors | FCL-SES | Safety and Environmental Services |  |  |  | SES |  | Sub-Process
6606 | COL-PRD-GEN-0002 | Portable Generator, Electricity | COL-PRD | Redland Pumping Station | Generator |  |  | GEN | http://www.toronto.ca/TWONTO#generator | Electrical Equipment
20559 | COL-PSL-GEN-0002 | Portable Generator, Electricity | COL-PSL | Sewells Road Sewage Pumping Station | Generator |  |  | GEN | http://www.toronto.ca/TWONTO#generator | Electrical Equipment
79214 | TAB-STR-ANL-0100 | Portable Meters | TAB-STR-SQ | WA2 Safety Equipment,lifting devices, ladders, Eye Wash station, First Aid Kits, Lock out stations |  |  |  | ANL | http://www.toronto.ca/TWONTO#defined_collection_of_assets | Equipment Location
118848 | TAB-STR-ANL-0100 | Portable Meters | TAB-AER | Aeration Gallery |  |  |  | ANL | http://www.toronto.ca/TWONTO#defined_collection_of_assets | Equipment Location
118849 | TAB-STR-ANL-0100 | Portable Meters | TAB-AER-INQ | Aeration - WA2 Instrumentation Equipment |  |  |  | ANL | http://www.toronto.ca/TWONTO#defined_collection_of_assets | Equipment Location
40205 | FHO-CLB | Post Chlorination System | FHO-DIS | Disinfection | [5 empty] | Sub-Process
31731 | FCL-CLB | Post-Chlorination | FCL-DIS | Disinfection and Conditioning | [5 empty] | Sub-Process
35987 | FHA-CLB | Post-Chlorination | FHA-DIS | Disinfection | [5 empty] | Sub-Process
54227 | FIS-CLB | Post-Chlorination | FIS-DIS | Disinfection | [5 empty] | Sub-Process
91405 | THC-PWA-POTABLE | Potable Water | THC-PWA-CITY WATER | Plant Water City Water | [5 empty] | Sub-Process
128539 | THC-PWA-POTAB METER | Potable Water Flow Meters | THC-PWA-CITY WATER | Plant Water City Water | [5 empty] | Equipment Location
128540 | THC-PWA-POTAB METER | Potable Water Flow Meters | THC-PWA-POTABLE | Potable Water | [5 empty] | Equipment Location
72732 | TAB-EL3-TR-5214 | Power Distribution Transformer, 4.16 KV / 0.6 KV, (TR-1) Aux Building B Side | TAB-EL3-BUS-5012 | Busbar, Power input, 4.16 KV |  |  |  | TR |  | Electrical Equipment
102147 | TAB-EL1-TS-6113 | Power Distribution, Automatic Transfer Switch, Generator, Standby Power, 600V | TAB-EL1-MCC-6121 | Motor Control Centre, 600V MCC |  |  |  | TS |  | Electrical Equipment
71896 | TAB-EL1-TS-6320 | Power Distribution, Automatic Transfer Switch, Generator, Standby Power, 600V | TAB-EL1-MCC-6005 | Motor Control Centre 600V - Blower Bldg |  |  |  | TS |  | Electrical Equipment
102150 | TAB-EL1-TS-6320 | Power Distribution, Automatic Transfer Switch, Generator, Standby Power, 600V | TAB-EL1-GEN-6320 | Generator, Standby Power, 600V 500kw - Blower Bldg |  |  |  | TS |  | Electrical Equipment
71899 | TAB-EL1-TS-6530 | Power Distribution, Automatic Transfer Switch, Generator, Standby Power, 600V | TAB-EL1-GEN-6530 | Generator, Standby Power, 600V 1000kw - Z Bldg |  |  |  | TS |  | Electrical Equipment
102154 | TAB-EL1-TS-6530 | Power Distribution, Automatic Transfer Switch, Generator, Standby Power, 600V | TAB-EL1-PDP-6008 | Power Distribution Panel, 600V, Z Building Outdoor Substation |  |  |  | TS |  | Electrical Equipment
102155 | TAB-EL1-TS-6531 | Power Distribution, Automatic Transfer Switch, Generator, Standby Power, 600V | TAB-EL1-GEN-6530 | Generator, Standby Power, 600V 1000kw - Z Bldg |  |  |  | TS |  | Electrical Equipment
102156 | TAB-EL1-TS-6531 | Power Distribution, Automatic Transfer Switch, Generator, Standby Power, 600V | TAB-EL1-PDP-6009 | Power Distribution Panel, 600V, Z Building Outdoor Substation |  |  |  | TS |  | Electrical Equipment
71900 | TAB-EL1-TS-6532 | Power Distribution, Automatic Transfer Switch, Generator, Standby Power, 600V | TAB-EL1-GEN-6540 | Generator, Standby Power, 600V 1000kw - Z Bldg |  |  |  | TS |  | Electrical Equipment
102157 | TAB-EL1-TS-6532 | Power Distribution, Automatic Transfer Switch, Generator, Standby Power, 600V | TAB-EL1-PDP-6008 | Power Distribution Panel, 600V, Z Building Outdoor Substation |  |  |  | TS |  | Electrical Equipment
71901 | TAB-EL1-TS-6533 | Power Distribution, Automatic Transfer Switch, Generator, Standby Power, 600V | TAB-EL1-GEN-6540 | Generator, Standby Power, 600V 1000kw - Z Bldg |  |  |  | TS |  | Electrical Equipment
71902 | TAB-EL1-TS-6533 | Power Distribution, Automatic Transfer Switch, Generator, Standby Power, 600V | TAB-EL1-PDP-6009 | Power Distribution Panel, 600V, Z Building Outdoor Substation |  |  |  | TS |  | Electrical Equipment
102158 | TAB-EL1-TS-6650 | Power Distribution, Automatic Transfer Switch, Generator, Standby Power, 600V | TAB-EL1-MCC-6628 | Motor Control Centre |  |  |  | TS |  | Electrical Equipment
71903 | TAB-EL1-TS-6651 | Power Distribution, Automatic Transfer Switch, Generator, Standby Power, 600V | TAB-EL1-MCC-6627 | Motor Control Centre |  |  |  | TS |  | Electrical Equipment
71904 | TAB-EL1-TS-6654 | Power Distribution, Automatic Transfer Switch, Generator, Standby Power, 600V | TAB-EL1-MCC-6628 | Motor Control Centre |  |  |  | TS |  | Electrical Equipment
103325 | TAB-EL2-TS-6120 | Power Distribution, Automatic Transfer Switch, Generator, Standby Power, 600V | TAB-EL2-GEN-6120 | Generator, Standby Power, 600V 650kw - Dewatering/Silo Bldg |  |  |  | TS |  | Electrical Equipment
103326 | TAB-EL2-TS-6120 | Power Distribution, Automatic Transfer Switch, Generator, Standby Power, 600V | TAB-EL2-MCC-6226 | Motor Control Center- Biosolids Silo Bldg |  |  |  | TS |  | Electrical Equipment
103327 | TAB-EL2-TS-6121 | Power Distribution, Automatic Transfer Switch, Generator, Standby Power, 600V | TAB-EL2-GEN-6120 | Generator, Standby Power, 600V 650kw - Dewatering/Silo Bldg |  |  |  | TS |  | Electrical Equipment
103328 | TAB-EL2-TS-6121 | Power Distribution, Automatic Transfer Switch, Generator, Standby Power, 600V | TAB-EL2-MCC-6624 | Motor Control Centre, 600V |  |  |  | TS |  | Electrical Equipment
72159 | TAB-EL2-TS-6122 | Power Distribution, Automatic Transfer Switch, Generator, Standby Power, 600V | TAB-EL2-MCC-6524 | Motor Control Centre, 600V |  |  |  | TS |  | Electrical Equipment
103329 | TAB-EL2-TS-6122 | Power Distribution, Automatic Transfer Switch, Generator, Standby Power, 600V | TAB-EL2-GEN-6130 | Generator, Standby Power, 600V 650kw - Dewatering/Silo Bldg |  |  |  | TS |  | Electrical Equipment
72160 | TAB-EL2-TS-6123 | Power Distribution, Automatic Transfer Switch, Generator, Standby Power, 600V | TAB-EL2-PDP-6015 | Power distribution Panel, 600V |  |  |  | TS |  | Electrical Equipment
103330 | TAB-EL2-TS-6123 | Power Distribution, Automatic Transfer Switch, Generator, Standby Power, 600V | TAB-EL2-GEN-6130 | Generator, Standby Power, 600V 650kw - Dewatering/Silo Bldg |  |  |  | TS |  | Electrical Equipment
73404 | TAB-EL3-TS-6220 | Power Distribution, Automatic Transfer Switch, Generator, Standby Power, 600V | TAB-EL3-GEN-6220 | Generator, Standby Power, 600V 500kw - Dig 13-16 |  |  |  | TS |  | Electrical Equipment
73405 | TAB-EL3-TS-6220 | Power Distribution, Automatic Transfer Switch, Generator, Standby Power, 600V | TAB-EL3-MCC-6227 | Motor Control Centre, Digester 13-16 bldg |  |  |  | TS |  | Electrical Equipment
73406 | TAB-EL3-TS-6326A | Power Distribution, Automatic Transfer Switch, Generator, Standby Power, 600V | TAB-EL1-MCC-6628 | Motor Control Centre |  |  |  | TS |  | Electrical Equipment
73407 | TAB-EL3-TS-6340 | Power Distribution, Automatic Transfer Switch, Generator, Standby Power, 600V | TAB-EL3-GEN-6240 | Generator, Standby Power, 600V 500kw - Dig 19-22/Gas Cntl Bldg |  |  |  | TS |  | Electrical Equipment
104407 | TAB-EL3-TS-6340 | Power Distribution, Automatic Transfer Switch, Generator, Standby Power, 600V | TAB-EL3-MCC-6323 | Motor Control Centre, Digester 19-22 bldg |  |  |  | TS |  | Electrical Equipment
73408 | TAB-EL3-TS-6341 | Power Distribution, Automatic Transfer Switch, Generator, Standby Power, 600V | TAB-EL3-MCC-6324 | Motor Control Centre, Gas Compressor Bldg |  |  |  | TS |  | Electrical Equipment
104408 | TAB-EL3-TS-6341 | Power Distribution, Automatic Transfer Switch, Generator, Standby Power, 600V | TAB-EL3-GEN-6240 | Generator, Standby Power, 600V 500kw - Dig 19-22/Gas Cntl Bldg |  |  |  | TS |  | Electrical Equipment
104409 | TAB-EL3-TS-6343 | Power Distribution, Automatic Transfer Switch, Generator, Standby Power, 600V | TAB-EL3-GEN-6240 | Generator, Standby Power, 600V 500kw - Dig 19-22/Gas Cntl Bldg |  |  |  | TS |  | Electrical Equipment
32261 | FCL-ELS-INQ | Power Management | FCL-ELS | Electrical Distribution | [5 empty] | Sub-Process
43777 | FHO-ELS-INQ | Power Management | FHO WORK AREA 2 | Services | [5 empty] | Process
43778 | FHO-ELS-INQ | Power Management | FHO-ELS-PS-0001 | Primary Power Equipment | [5 empty] | Process
8969 | COL-RBB-PS-0001 | Power Supply, DC | COL-RBB | Western Beaches Tunnel (Battery Park)-Storm | Uninterruptible Power Supply |  |  | PS |  | Electrical Equipment
8970 | COL-RBB-PS-0001 | Power Supply, DC | COL-RBB-MISC | Miscellaneous Equipment | Uninterruptible Power Supply |  |  | PS |  | Electrical Equipment
40118 | FHO-CLA | Pre Chlorination System | FHO-DIS | Disinfection | [5 empty] | Sub-Process
24860 | FHO-FLO-P-0501-KQ | Pre Filtered Sampling Unit 5 | FHO PRE FILTERED | Sampling |  |  |  | P | x | Equipment Location
24862 | FHO-FLO-P-0601-KQ | Pre Filtered Sampling Unit 6 | FHO PRE FILTERED | Sampling |  |  |  | P | x | Equipment Location
31599 | FCL-CLA | Pre-Chlorination | FCL-DIS | Disinfection and Conditioning | [5 empty] | Sub-Process
12116 | FCL-CLA1 | Pre-Chlorination | FCL-DIS | Disinfection and Conditioning | [5 empty] | Sub-Process
31843 | FCL-CLC | Pre-Chlorination | FCL-DIS | Disinfection and Conditioning | [5 empty] | Sub-Process
16741 | FHA-CLA | Pre-Chlorination | FHA-DIS | Disinfection | [5 empty] | Sub-Process
28758 | FIS-CLA | Pre-Chorination System | FIS-DIS | Disinfection | [5 empty] | Sub-Process
28759 | FIS-CLA | Pre-Chorination System | FIS-RW | Raw Water Production | [5 empty] | Sub-Process
75040 | TAB-PLT-OC | Preliminary Grit Odour Control | TAB-PLT-P | P Building - Preliminary Treatment | [5 empty] | Mechanical Equipment
13768 | FCL-PLT | Preliminary Treatment | FCL WORK AREA 1 | Process | [5 empty] | Process
18719 | FHA-PLT | Preliminary Treatment | FHA WORK AREA 1 | Process | [5 empty] | Process
50783 | FHO-PLT | Preliminary Treatment | FHO WORK AREA 1 | Process | [5 empty] | Process
55495 | FIS-PLT | Preliminary Treatment | FIS WORK AREA 1 | Process | [5 empty] | Process
74422 | TAB-PLT | Preliminary Treatment | TAB-WORK-AREA-LIQ | TAB Work Area Liq | [5 empty] | Process
108012 | TAB-PLT | Preliminary Treatment | TAB-WORK-AREA-1 | Work Area 1 | [5 empty] | Process
137485 | THR-PLT | Preliminary Treatment | THR WORK AREA 2 | Liquid Handling | [5 empty] | Process
141000 | TNT-PLT | Preliminary Treatment | TNT WORK AREA 9 | North Toronto Treatment Plant | [5 empty] | Process
127292 | THC-PLT | Preliminary Treatment (Grit and Screenings) | THCLIQMNT | THC Liquids Maintenance | [5 empty] | Process
137862 | THR-PLT-SC | Preliminary Treatment, Bar Screens | THR-PLT-HH | Preliminary Treatment, Head House | [5 empty] | Equipment Location
137685 | THR-PLT-DRN | Preliminary Treatment, Drain & Sump Pump | THR-PLT | Preliminary Treatment | [5 empty] | Equipment Location
102648 | THR-PLT-BL-GRIT | Preliminary Treatment, Grit Bldg. Blowers | THR-PLT-GRITS | Gate,Sluice,Preliminary Treatment, Grit Building | [5 empty] | Equipment Location
137874 | THR-PLT-T | Preliminary Treatment, Grit Removal Tanks and Grit Bin | THR-PLT-GRITS | Gate,Sluice,Preliminary Treatment, Grit Building | [5 empty] | Equipment Location
102866 | THR-PLT-HH | Preliminary Treatment, Head House | THR-PLT | Preliminary Treatment | [5 empty] | Equipment Location
99189 | THR-DRN-PLT | Preliminary Treatment, Work Area 2 | THR-DRN-WA2 | Drains, Work Area 2 | [5 empty] | Mechanical Equipment
136838 | THR-GQ-PLT | Preliminary Treatment, Work Area 2 | THR-GQ-WA2 | Grounds, Work Area 2 | [5 empty] | Mechanical Equipment
137483 | THR-PLQ-PLT | Preliminary Treatment, Work Area 2 | THR-PLQ-WA2 | Plumbing, Work Area 2 | [5 empty] | Mechanical Equipment
127969 | THC-PRM-PI-1021 | Pressure Sensor, Gauge, Oil Tank 1010 | THC-PRM-P-1020 | Pump, Vane, Oil Tank 1010 |  |  |  | PI | http://www.toronto.ca/TWONTO#instrument_gauge_or_display | Division
127970 | THC-PRM-PI-1031 | Pressure Sensor, Gauge, Oil Tank 1010 | THC-PRM-P-1030 | Pump, Vane, Oil Tank 1010 |  |  |  | PI | http://www.toronto.ca/TWONTO#instrument_gauge_or_display | Division
90781 | THC-PRM-PI-1081 | Pressure Sensor, Gauge, Oil Tank 1070 | THC-PRM-P-1080 | Pump, Centrifugal, Oil Tank 1070 |  |  |  | PI | http://www.toronto.ca/TWONTO#instrument_gauge_or_display | Division
127971 | THC-PRM-PI-1091 | Pressure Sensor, Gauge, Oil Tank 1070 | THC-PRM-P-1090 | Pump, Centrifugal, Oil Tank 1070 |  |  |  | PI | http://www.toronto.ca/TWONTO#instrument_gauge_or_display | Division
55542 | FIS-PRE | Pretreatment PMs | FIS-DIS | Disinfection | [5 empty] | Sub-Process
55543 | FIS-PRE | Pretreatment PMs | FIS-RW | Raw Water Production | [5 empty] | Sub-Process
83536 | TAB-CAP-PRJ-0007 | Primary &Secondary Clarifier Upgrades | TAB-PLT | Preliminary Treatment |  |  |  | PRJ | http://www.toronto.ca/TWONTO#project | Mechanical Equipment
83537 | TAB-CAP-PRJ-0007 | Primary &Secondary Clarifier Upgrades | TAB-WORK-AREA-1 | Work Area 1 |  |  |  | PRJ | http://www.toronto.ca/TWONTO#project | Mechanical Equipment
85188 | THC-DIG-DIGESTERS | Primary Anerobic Digesters 0400-0700 | THC-DIG | Digestion | [5 empty] | Sub-Process
90601 | THC-PRM-CLAR | Primary Clarification | THC-PRM | Primary Treatment | [5 empty] | Sub-Process
90844 | THC-PRM-RPU | Primary Clarification RPUs | THC-PRM-CLAR | Primary Clarification | [5 empty] | Equipment Location
128038 | THC-PRM-RPU | Primary Clarification RPUs | THC-PRM | Primary Treatment | [5 empty] | Equipment Location
17616 | FHA-ELS-PRIMARY | Primary Electrical System | FHA-ELS | Electrical | [5 empty] | Sub-Process
117519 | TAB-PWH | Primary Heating Loop | TAB-WORK-AREA-6 | Work Area 6 | [5 empty] | Process
117520 | TAB-PWH | Primary Heating Loop | TAB-WORK-AREA-SEO | TAB Work Area SEO | [5 empty] | Process
24120 | FHO-ELS-PS-0001 | Primary Power Equipment | FHO WORK AREA 2 | Services |  |  |  | PS |  | Process
125438 | THC-ELS-PS-0001 | Primary Power Equipment | THC-GRK-ELS | Electrical Services, Maintenance- virtual entity |  |  |  | PS |  | Equipment Location
125439 | THC-ELS-PS-0001 | Primary Power Equipment | THCLIQOPS | THC Liquids Operations |  |  |  | PS |  | Equipment Location
103583 | THR-PRM-T | Primary Sedimentation Tanks | THR-PRM | Primary Treatment | [5 empty] | Equipment Location
103584 | THR-PRM-T | Primary Sedimentation Tanks | THR-PRM-SOUTH | Primary Treatment, South Primary | [5 empty] | Equipment Location
103605 | THR-PRM-T-N | Primary Sedimentation Tanks- North | THR-PRM | Primary Treatment | [5 empty] | Equipment Location
103606 | THR-PRM-T-N | Primary Sedimentation Tanks- North | THR-PRM-T | Primary Sedimentation Tanks | [5 empty] | Equipment Location
103607 | THR-PRM-T-S | Primary Sedimentation Tanks- South | THR-PRM | Primary Treatment | [5 empty] | Equipment Location
103608 | THR-PRM-T-S | Primary Sedimentation Tanks- South | THR-PRM-T | Primary Sedimentation Tanks | [5 empty] | Equipment Location
106699 | TNT-DIG-PRS | Primary Sludge Headers, Digester, Heat Exchangers | TNT-DIG | Digestion | [5 empty] | Equipment Location
73469 | TAB-ELS-PT 1-9 | Primary Tank 1-9 Outdoor Substation | TAB-ELS-NORTH | North Substation | Switchgear,Outdoor |  |  |  |  | Equipment Location
112980 | TAB-PRM | Primary Treatment | TAB-WORK-AREA-1 | Work Area 1 | [5 empty] | Process
112981 | TAB-PRM | Primary Treatment | TAB-WORK-AREA-2 | Work Area 2 | [5 empty] | Process
112982 | TAB-PRM | Primary Treatment | TAB-WORK-AREA-LIQ | TAB Work Area Liq | [5 empty] | Process
90582 | THC-PRM | Primary Treatment | THCLIQMNT | THC Liquids Maintenance | [5 empty] | Process
138039 | THR-PRM | Primary Treatment | THR WORK AREA 2 | Liquid Handling | [5 empty] | Process
107312 | TNT-PRM | Primary Treatment | TNT WORK AREA 9 | North Toronto Treatment Plant | [5 empty] | Process
138098 | THR-PRM-DRN | Primary Treatment, Drain & Sump Pumps | THR-PRM | Primary Treatment | [5 empty] | Equipment Location
138166 | THR-PRM-NORTH | Primary Treatment, North Primary | THR-PRM | Primary Treatment | [5 empty] | Equipment Location
138249 | THR-PRM-SOUTH | Primary Treatment, South Primary | THR-PRM | Primary Treatment | [5 empty] | Equipment Location
99190 | THR-DRN-PRM | Primary Treatment, Work Area 2 | THR-DRN-WA2 | Drains, Work Area 2 | [5 empty] | Mechanical Equipment
102588 | THR-PLQ-PRM | Primary Treatment, Work Area 2 | THR-PLQ-WA2 | Plumbing, Work Area 2 | [5 empty] | Mechanical Equipment
43515 | TAB-PLT-PRNT-0550 | Printer, Weight, Truck Loading Bay No. 1, P Bldg. | TAB-PLT-LOA-P | P Building, Truck Loading Bay | Computer Equipment,Printer | Office Equipment |  | PRNT | ?
114828 | TAB-PLT-PRNT-0650 | Printer, Weight, Truck Loading Bay No. 2, P Bldg. | TAB-PLT-LOA-P | P Building, Truck Loading Bay | Computer Equipment,Printer | Office Equipment |  | PRNT | ?
10792 | FCL WORK AREA 1 | Process | FCL | R L Clark Water Treatment Plant | [5 empty] | Work Area
16076 | FHA WORK AREA 1 | Process | FHA | R C Harris Water Treatment Plant | [5 empty] | Work Area
39015 | FHO WORK AREA 1 | Process | FHO | F.J. Horgan Water Treatment Plant | [5 empty] | Work Area
39016 | FHO WORK AREA 1 | Process | FHO-RTE | FHO-Routine | [5 empty] | Work Area
52763 | FIS WORK AREA 1 | Process | FIS | Island Water Treatment Plant | [5 empty] | Work Area
79215 | TAB-STR-BL | Process Air Blowers & Lube Oil Pumps | TAB-WORK-AREA-2 | Work Area 2 | [5 empty] | Process
118850 | TAB-STR-BL | Process Air Blowers & Lube Oil Pumps | TAB-WORK-AREA-LIQ | TAB Work Area Liq | [5 empty] | Process
54 | 16854 | Process Control & Instrumentation | FIS-ELS | System, Electrical Distribution System | [5 empty] | Sub-Process
32161 | FCL-ELS-1 | Process Control and SCADA | FCL-ELS | Electrical Distribution |  |  |  | ELS | http://www.toronto.ca/TWONTO#distribution_system | Sub-Process
10289 | DIS-SPC | Process Control Systems | DIS-ITM | Integrated Technology Management | [5 empty] | Sub Area
116211 | YCS-SPC | Process Control Systems | YCS-ITM | Integrated Technology Management | [5 empty] | Sub Area
9269 | COL-SPC1 | Process Control Systems - Administrative | COL | Complex Systems | [5 empty] | Sub Area
9270 | COL-SPC1 | Process Control Systems - Administrative | COL-SPC | Process Control Systems - Services Area | [5 empty] | Sub Area
34909 | FCL-SPC1 | Process Control Systems - Administrative | FCL | R L Clark Water Treatment Plant | [5 empty] | Sub Area
34910 | FCL-SPC1 | Process Control Systems - Administrative | FCL-SPC | Process Control Systems - Services Area | [5 empty] | Sub Area
19845 | FHA-SPC1 | Process Control Systems - Administrative | FHA-SPC | Process Control Systems - Services Area | [5 empty] | Sub Area
38248 | FHA-SPC1 | Process Control Systems - Administrative | FHA | R C Harris Water Treatment Plant | [5 empty] | Sub Area
27207 | FHO-SPC1 | Process Control Systems - Administrative | FHO | F.J. Horgan Water Treatment Plant | [5 empty] | Sub Area
52097 | FHO-SPC1 | Process Control Systems - Administrative | FHO-SPC | Process Control Systems - Services Area | [5 empty] | Sub Area
41639 | FIS-SPC1 | Process Control Systems - Administrative | FIS | Island Water Treatment Plant | [5 empty] | Sub Area
56318 | FIS-SPC1 | Process Control Systems - Administrative | FIS-SPC | Process Control Systems - Services Area | [5 empty] | Sub Area
79143 | TAB-SPC1 | Process Control Systems - Administrative | TAB | Ashbridges Bay Treatment Plant | [5 empty] | Sub Area
79144 | TAB-SPC1 | Process Control Systems - Administrative | TAB-SPC | Process Control Systems - Services Area | [5 empty] | Sub Area
92211 | THC-SPC1 | Process Control Systems - Administrative | THC-SPC | Process Control Systems - Services Area | [5 empty] | Sub Area
129190 | THC-SPC1 | Process Control Systems - Administrative | THC | Highland Creek Treatment Plant | [5 empty] | Sub Area
104873 | THR-SPC1 | Process Control Systems - Administrative | THR-SPC | Process Control Systems - Services Area | [5 empty] | Sub Area
139233 | THR-SPC1 | Process Control Systems - Administrative | THR | Humber Treatment Plant | [5 empty] | Sub Area
115976 | WTR-SPC1 | Process Control Systems - Administrative | WTR | Water Supply | [5 empty] | Sub Area
115977 | WTR-SPC1 | Process Control Systems - Administrative | WTR-SPC | Process Control Systems - Services Area | [5 empty] | Sub Area
148106 | YTF-SPC1 | Process Control Systems - Administrative | YTF | Tiffield Data Center | [5 empty] | Sub Area
148107 | YTF-SPC1 | Process Control Systems - Administrative | YTF SPC | Process Control Systems - Services Area | [5 empty] | Sub Area
15081 | FCL-SPC | Process Control Systems - Services Area | FCL | R L Clark Water Treatment Plant | [5 empty] | Work Area
15082 | FCL-SPC | Process Control Systems - Services Area | FCL-ITM | Integrated Technology Management | [5 empty] | Work Area
38206 | FHA-SPC | Process Control Systems - Services Area | FHA | R C Harris Water Treatment Plant | [5 empty] | Work Area
38207 | FHA-SPC | Process Control Systems - Services Area | FHA-ITM | Integrated Technology Management | [5 empty] | Work Area
27108 | FHO-SPC | Process Control Systems - Services Area | FHO-ITM | Integrated Technology Management | [5 empty] | Work Area
52017 | FHO-SPC | Process Control Systems - Services Area | FHO | F.J. Horgan Water Treatment Plant | [5 empty] | Work Area
41588 | FIS-SPC | Process Control Systems - Services Area | FIS | Island Water Treatment Plant | [5 empty] | Work Area
56264 | FIS-SPC | Process Control Systems - Services Area | FIS-ITM | Integrated Technology Management | [5 empty] | Work Area
79130 | TAB-SPC | Process Control Systems - Services Area | TAB | Ashbridges Bay Treatment Plant | [5 empty] | Work Area
118774 | TAB-SPC | Process Control Systems - Services Area | TAB-ITM | Integrated Technology Management | [5 empty] | Work Area
92173 | THC-SPC | Process Control Systems - Services Area | THC | Highland Creek Treatment Plant | [5 empty] | Work Area
92174 | THC-SPC | Process Control Systems - Services Area | THC-ITM | Integrated Technology Management | [5 empty] | Work Area
104844 | THR-SPC | Process Control Systems - Services Area | THR-ITM | Integrated Technology Management | [5 empty] | Work Area
139207 | THR-SPC | Process Control Systems - Services Area | THR | Humber Treatment Plant | [5 empty] | Work Area
115974 | WTR-SPC | Process Control Systems - Services Area | WTR | Water Supply | [5 empty] | Work Area
115975 | WTR-SPC | Process Control Systems - Services Area | WTR-ITM | Integrated Technology Management | [5 empty] | Work Area
116247 | YTF SPC | Process Control Systems - Services Area | YTF | Tiffield Data Center | [5 empty] | Work Area
116248 | YTF SPC | Process Control Systems - Services Area | YTF-ITM | Integrated Technology Management | [5 empty] | Work Area
137476 | THR-PIP-WA4 | Process Piping System, Work Area 4 | THR WORK AREA 4 | Liquid Handling 2 | [5 empty] | Process
137477 | THR-PIP-WA4 | Process Piping System, Work Area 4 | THR-AER-BL | Aeration Blowers | [5 empty] | Process
10286 | DIS-EUS | Production & End User Support | DIS-ITM | Integrated Technology Management | [5 empty] | Sub Area
10676 | ECC-EUS | Production & End User Support | ECC-ITM | Integrated Technology Management | [5 empty] | Sub Area
24275 | FHO-EUS | Production & End User Support | FHO-ITM | Integrated Technology Management | [5 empty] | Sub Area
143404 | WTR-EUS | Production & End User Support | WTR-ITM | Integrated Technology Management | [5 empty] | Sub Area
147874 | YCS-EUS | Production & End User Support | YCS-ITM | Integrated Technology Management | [5 empty] | Sub Area
147878 | YDA-EUS | Production & End User Support | YDA-ITM | Integrated Technology Management | [5 empty] | Sub Area
147892 | YMH-EUS | Production & End User Support | YMH-ITM | Integrated Technology Management | [5 empty] | Sub Area
116242 | YTF EUS | Production & End User Support | YTF | Tiffield Data Center | [5 empty] | Sub Area
116243 | YTF EUS | Production & End User Support | YTF-ITM | Integrated Technology Management | [5 empty] | Sub Area
12950 | FCL-EUS | Production & End User Support | FCL-ITM | Integrated Technology Management | [5 empty] | Sub Area
33203 | FCL-EUS | Production & End User Support | FCL | R L Clark Water Treatment Plant | [5 empty] | Sub Area
17776 | FHA-EUS | Production & End User Support | FHA-ITM | Integrated Technology Management | [5 empty] | Sub Area
32500 | FIS-EUS | Production & End User Support | FIS-ITM | Integrated Technology Management | [5 empty] | Sub Area
105220 | TAB-EUS | Production & End User Support | TAB-ITM | Integrated Technology Management | [5 empty] | Sub Area
125717 | THC-EUS | Production & End User Support | THC-ITM | Integrated Technology Management | [5 empty] | Sub Area
135569 | THR-EUS | Production & End User Support | THR-ITM | Integrated Technology Management | [5 empty] | Sub Area
107075 | TNT-EUS | Production & End User Support | TNT-ITM | Integrated Technology Management | [5 empty] | Sub Area
106121 | TNT-ACC-PROP | Propane Gas train, Exhaust, Boilers | TNT-ACC | HVAC, Boilers | [5 empty] | Sub-Process
58376 | TAB-ACC-FN-PRS | PRS Building | TAB-ACC-FN | Exhaust Fans | [5 empty] | Equipment Location
58377 | TAB-ACC-FN-PRS | PRS Building | TAB-WORK-AREA-6 | Work Area 6 | [5 empty] | Equipment Location
64891 | TAB-CAP-PRJ-0023 | PRU System Project | TAB-WA6 | Common to Projects, Bldg. Services, Z Building |  |  |  | PRJ | http://www.toronto.ca/TWONTO#project | Electrical Equipment
1938 | BOM PUBLIC OUTREACH | Public Outreach Program | BOM - SERVICES | Business Customer Support | [5 empty] | Process
4243 | COL-PHA-P-0100 | Pump | COL-PHA | Hanlan's Point Sewage Pumping Station |  |  |  | P | http://www.toronto.ca/TWONTO#pump | Mechanical Equipment
4244 | COL-PHA-P-0200 | Pump | COL-PHA | Hanlan's Point Sewage Pumping Station |  |  |  | P | http://www.toronto.ca/TWONTO#pump | Mechanical Equipment
14266 | COL-PHA-P-0300 | Pump | COL-PHA | Hanlan's Point Sewage Pumping Station |  |  |  | P | http://www.toronto.ca/TWONTO#pump | Mechanical Equipment
11429 | FCL-ACC-HTR-P | Pump Stn. EL. 75.915M EL. 79.573M Heaters | FCL-ACC | Climate Control (HVAC) | [5 empty] | Equipment Location
10970 | FCL-ACC-FN-405,6,7 | Pump Stn. Vent. (FN-0405,6,7) FN-23, 26-1,26-2 | FCL-ACC | Climate Control (HVAC) |  |  |  | FN | http://www.toronto.ca/TWONTO#blower_or_fan_with_drive | Equipment Location
10971 | FCL-ACC-FN-405,6,7 | Pump Stn. Vent. (FN-0405,6,7) FN-23, 26-1,26-2 | FCL-ACC-P-HL | High Lift Pumping Station HVAC Equipment |  |  |  | FN | http://www.toronto.ca/TWONTO#blower_or_fan_with_drive | Equipment Location
31024 | FCL-ACC-P-0401,2 | Pump Stn.-Chilled Water Sys. CU-1, PCW-1, PCW-2 | FCL-ACC | Climate Control (HVAC) |  |  |  | P | http://www.toronto.ca/TWONTO#defined_collection_of_assets | Equipment Location
8232 | COL-PTS-P-0100 | Pump Submersible | COL-PTS | Third Street Sewage Pumping Station (Wards Island PS#12) | Pump |  |  | P | http://www.toronto.ca/TWONTO#pump | Mechanical Equipment
8236 | COL-PTS-P-0200 | Pump Submersible | COL-PTS | Third Street Sewage Pumping Station (Wards Island PS#12) | Pump |  |  | P | http://www.toronto.ca/TWONTO#pump | Mechanical Equipment
9328 | COL-PBF-P-0100 | Pump, Centrifugal | COL-PBF | Bluffers Park Sewage Pumping Station | Pump |  |  | P | http://www.toronto.ca/TWONTO#pump | Mechanical Equipment
9329 | COL-PBF-P-0100A | Pump, Centrifugal | COL-PBF | Bluffers Park Sewage Pumping Station | Pump |  |  | P | http://www.toronto.ca/TWONTO#pump | Mechanical Equipment
9330 | COL-PBF-P-0200 | Pump, Centrifugal | COL-PBF | Bluffers Park Sewage Pumping Station | Pump |  |  | P | http://www.toronto.ca/TWONTO#pump | Mechanical Equipment
2971 | COL-PBF-P-0200A | Pump, Centrifugal | COL-PBF | Bluffers Park Sewage Pumping Station | Pump |  |  | P | http://www.toronto.ca/TWONTO#pump | Mechanical Equipment
3281 | COL-PBY-P-0100 | Pump, Centrifugal | COL-PBY | Brick Yard Sewage Pumping Station | Pump |  |  | P | http://www.toronto.ca/TWONTO#pump | Mechanical Equipment
9600 | COL-PBY-P-0200 | Pump, Centrifugal | COL-PBY | Brick Yard Sewage Pumping Station | Pump |  |  | P | http://www.toronto.ca/TWONTO#pump | Mechanical Equipment
9800 | COL-PCP-P-0100 | Pump, Centrifugal | COL-PCP | Copeland Pumping Station | Pump |  |  | P | http://www.toronto.ca/TWONTO#pump | Mechanical Equipment
9801 | COL-PCP-P-0200 | Pump, Centrifugal | COL-PCP | Copeland Pumping Station | Pump |  |  | P | http://www.toronto.ca/TWONTO#pump | Mechanical Equipment
14093 | COL-PGB-P-0100 | Pump, Centrifugal | COL-PGB | Governors Bridge Sewage Pumping Station | Pump |  |  | P | http://www.toronto.ca/TWONTO#pump | Mechanical Equipment
14094 | COL-PGB-P-0200 | Pump, Centrifugal | COL-PGB | Governors Bridge Sewage Pumping Station | Pump |  |  | P | http://www.toronto.ca/TWONTO#pump | Mechanical Equipment
14118 | COL-PGR-P-0100 | Pump, Centrifugal | COL-PGR | Grand River Sewage Pumping Station | Pump |  |  | P | http://www.toronto.ca/TWONTO#pump | Mechanical Equipment
14119 | COL-PGR-P-0200 | Pump, Centrifugal | COL-PGR | Grand River Sewage Pumping Station | Pump |  |  | P | http://www.toronto.ca/TWONTO#pump | Mechanical Equipment
4534 | COL-PIR-P-0100 | Pump, Centrifugal | COL-PIR | Island Road Sewage Pumping Station | Pump |  |  | P | http://www.toronto.ca/TWONTO#pump | Mechanical Equipment
14570 | COL-PIR-P-0200 | Pump, Centrifugal | COL-PIR | Island Road Sewage Pumping Station | Pump |  |  | P | http://www.toronto.ca/TWONTO#pump | Mechanical Equipment
4929 | COL-PLV-P-0200 | Pump, Centrifugal | COL-PLV | Livingston Road Pumping Station | Pump |  |  | P | http://www.toronto.ca/TWONTO#pump | Mechanical Equipment
5684 | COL-PMP-P-0100 | Pump, Centrifugal | COL-PMP | Mount Pleasant Sewage Pumping Station | Pump |  |  | P | http://www.toronto.ca/TWONTO#pump | Mechanical Equipment
5685 | COL-PMP-P-0200 | Pump, Centrifugal | COL-PMP | Mount Pleasant Sewage Pumping Station | Pump |  |  | P | http://www.toronto.ca/TWONTO#pump | Mechanical Equipment
16957 | COL-PMT-P-0100 | Pump, Centrifugal | COL-PMT | Military Trail Sewage Pumping Station | Pump |  |  | P | http://www.toronto.ca/TWONTO#pump | Mechanical Equipment
16958 | COL-PMT-P-0200 | Pump, Centrifugal | COL-PMT | Military Trail Sewage Pumping Station | Pump |  |  | P | http://www.toronto.ca/TWONTO#pump | Mechanical Equipment
17386 | COL-PMY-P-0100 | Pump, Centrifugal | COL-PMY | Maryport Sewage Pumping Station | Pump |  |  | P | http://www.toronto.ca/TWONTO#pump | Mechanical Equipment
17387 | COL-PMY-P-0200 | Pump, Centrifugal | COL-PMY | Maryport Sewage Pumping Station | Pump |  |  | P | http://www.toronto.ca/TWONTO#pump | Mechanical Equipment
18094 | COL-PPU-P-0100 | Pump, Centrifugal | COL-PPU | Port Union Road Sewage Pumping Station | Pump |  |  | P | http://www.toronto.ca/TWONTO#pump | Mechanical Equipment
18127 | COL-PPU-P-0200 | Pump, Centrifugal | COL-PPU | Port Union Road Sewage Pumping Station | Pump |  |  | P | http://www.toronto.ca/TWONTO#pump | Mechanical Equipment
18128 | COL-PPU-P-0300 | Pump, Centrifugal | COL-PPU | Port Union Road Sewage Pumping Station | Pump |  |  | P | http://www.toronto.ca/TWONTO#pump | Mechanical Equipment
18631 | COL-PRD-P-0100 | Pump, Centrifugal | COL-PRD | Redland Pumping Station | Pump |  |  | P | http://www.toronto.ca/TWONTO#pump | Mechanical Equipment
6638 | COL-PRD-P-0200 | Pump, Centrifugal | COL-PRD | Redland Pumping Station | Pump |  |  | P | http://www.toronto.ca/TWONTO#pump | Mechanical Equipment
19150 | COL-PRX-P-0100 | Pump, Centrifugal | COL-PRX | Roxborough Sewage Pumping Station | Pump |  |  | P | http://www.toronto.ca/TWONTO#pump | Mechanical Equipment
19151 | COL-PRX-P-0200 | Pump, Centrifugal | COL-PRX | Roxborough Sewage Pumping Station | Pump |  |  | P | http://www.toronto.ca/TWONTO#pump | Mechanical Equipment
20574 | COL-PSL-P-0100 | Pump, Centrifugal | COL-PSL | Sewells Road Sewage Pumping Station | Pump |  |  | P | http://www.toronto.ca/TWONTO#pump | Mechanical Equipment
7351 | COL-PSL-P-0200 | Pump, Centrifugal | COL-PSL | Sewells Road Sewage Pumping Station | Pump |  |  | P | http://www.toronto.ca/TWONTO#pump | Mechanical Equipment
20575 | COL-PSL-P-0300 | Pump, Centrifugal | COL-PSL | Sewells Road Sewage Pumping Station | Pump |  |  | P | http://www.toronto.ca/TWONTO#pump | Mechanical Equipment
8189 | COL-PTD-P-0100 | Pump, Centrifugal | COL-PTD | Todmorden Sewage Pumping Station | Pump |  |  | P | http://www.toronto.ca/TWONTO#pump | Mechanical Equipment
8190 | COL-PTD-P-0200 | Pump, Centrifugal | COL-PTD | Todmorden Sewage Pumping Station | Pump |  |  | P | http://www.toronto.ca/TWONTO#pump | Mechanical Equipment
8460 | COL-PWP-P-0100 | Pump, Centrifugal | COL-PWP | West Point Avenue Sewage Pumping Station | Pump |  |  | P | http://www.toronto.ca/TWONTO#pump | Mechanical Equipment
8461 | COL-PWP-P-0200 | Pump, Centrifugal | COL-PWP | West Point Avenue Sewage Pumping Station | Pump |  |  | P | http://www.toronto.ca/TWONTO#pump | Mechanical Equipment
28361 | COL-RBB-P-0102 | Pump, Centrifugal | COL-RBB | Western Beaches Tunnel (Battery Park)-Storm | Pump |  |  | P | http://www.toronto.ca/TWONTO#pump | Mechanical Equipment
28362 | COL-RBB-P-0103 | Pump, Centrifugal | COL-RBB | Western Beaches Tunnel (Battery Park)-Storm | Pump |  |  | P | http://www.toronto.ca/TWONTO#pump | Mechanical Equipment
9146 | COL-SKW-P-0100 | Pump, Centrifugal | COL-SKW | Kew Beach Detention Tank (Kenilworth)-storm | Pump |  |  | P | http://www.toronto.ca/TWONTO#pump | Mechanical Equipment
67697 | SWM-PDU-P-0100 | Pump, Centrifugal | SWM-PDU | Dunker's Storm | Pump |  |  | P | http://www.toronto.ca/TWONTO#pump | Mechanical Equipment
67698 | SWM-PDU-P-0200 | Pump, Centrifugal | SWM-PDU | Dunker's Storm | Pump |  |  | P | http://www.toronto.ca/TWONTO#pump | Mechanical Equipment
67699 | SWM-PDU-P-0300 | Pump, Centrifugal | SWM-PDU | Dunker's Storm | Pump |  |  | P | http://www.toronto.ca/TWONTO#pump | Mechanical Equipment
67700 | SWM-PDU-P-0400 | Pump, Centrifugal | SWM-PDU | Dunker's Storm | Pump |  |  | P | http://www.toronto.ca/TWONTO#pump | Mechanical Equipment
28792 | COL-SMC-P-0200 | Pump, CSO tank | COL-SMC | Maclean Detention Tank-storm | Pump |  |  | P | http://www.toronto.ca/TWONTO#pump | Mechanical Equipment
9251 | COL-SMC-P-0100 | Pump, Stormwater tank | COL-SMC | Maclean Detention Tank-storm | Pump |  |  | P | http://www.toronto.ca/TWONTO#pump | Mechanical Equipment
4593 | COL-PKG-P-0001 | Pump, Submersible | COL-PKG | Kingston Rd Pumping Station | Pump |  |  | P | http://www.toronto.ca/TWONTO#pump | Mechanical Equipment
4594 | COL-PKG-P-0001 | Pump, Submersible | COL-PKG-MISC | Miscellaneous Equipment | Pump |  |  | P | http://www.toronto.ca/TWONTO#pump | Mechanical Equipment
28359 | COL-RBB-P-0001 | Pump, Submersible | COL-RBB | Western Beaches Tunnel (Battery Park)-Storm | Pump |  |  | P | http://www.toronto.ca/TWONTO#pump | Mechanical Equipment
28360 | COL-RBB-P-0001 | Pump, Submersible | COL-RBB-MISC | Miscellaneous Equipment | Pump |  |  | P | http://www.toronto.ca/TWONTO#pump | Mechanical Equipment
8963 | COL-RBB-P-0101 | Pump, Submersible | COL-RBB | Western Beaches Tunnel (Battery Park)-Storm | Pump |  |  | P | http://www.toronto.ca/TWONTO#pump | Mechanical Equipment
8964 | COL-RBB-P-0101 | Pump, Submersible | COL-RBB-MISC | Miscellaneous Equipment | Pump |  |  | P | http://www.toronto.ca/TWONTO#pump | Mechanical Equipment
92333 | THC-STR-P-T-0100-02 | Pump, Tank 0100-0200, Secondary Clarification, RAS/WAS | THC-STR-RAS/WAS OLD | RAS/WAS, Old Plant |  |  |  | T |  | Equipment Location
92334 | THC-STR-P-T-0300-04 | Pump, Tank 0300-0400, Secondary Clarification, RAS/WAS | THC-STR-RAS/WAS OLD | RAS/WAS, Old Plant |  |  |  | T |  | Equipment Location
92335 | THC-STR-P-T-0500-06 | Pump, Tank 0500-0600, Secondary Clarification, RAS/WAS | THC-STR-RAS/WAS OLD | RAS/WAS, Old Plant |  |  |  | T |  | Equipment Location
129326 | THC-STR-P-T-0700-08 | Pump, Tank 0700-0800, Secondary Clarification, RAS/WAS | THC-STR-RAS/WAS OLD | RAS/WAS, Old Plant |  |  |  | T |  | Equipment Location
143457 | WTR-PAH-P | Pumping | WTR-PAH | Armour Heights Pumping Station | [5 empty] | Process
110520 | WTR-PDS-P | Pumping | WTR-PDS | Dorset Pumping Station | [5 empty] | Process
143538 | WTR-PDS-P | Pumping | WTR-PDSS | Dorset Pumping station (Chamber Replaced with Pod) | [5 empty] | Process
143673 | WTR-PEG-P | Pumping | WTR-PEG | Eglinton Pumping Station | [5 empty] | Process
111129 | WTR-PEL-P | Pumping | WTR-PEL | Ellesmere Pumping Station | [5 empty] | Process
111692 | WTR-PHL-P | Pumping | WTR-PHL | High Level Pumping Station | [5 empty] | Process
144709 | WTR-PJO-P | Pumping | WTR-PJO | Wm. H. Johnston Pumping Station | [5 empty] | Process
112327 | WTR-PJS-P | Pumping | WTR-PJS | John Street Pumping Station | [5 empty] | Process
112683 | WTR-PKL-P | Pumping | WTR-PKL | Keele Pumping Station | [5 empty] | Process
112838 | WTR-PKN-P | Pumping | WTR-PKN | Kennedy Pumping Station | [5 empty] | Process
145452 | WTR-PLW-P | Pumping | WTR-PLW | Lawrence Pumping Station | [5 empty] | Process
145766 | WTR-PMI-P | Pumping | WTR-PMI | Milliken Pumping Station | [5 empty] | Process
113956 | WTR-PPD-P | Pumping | WTR-PPD | Parkdale Pumping Station | [5 empty] | Process
114139 | WTR-PRH-P | Pumping | WTR-PRH | Rosehill Pumping Station | [5 empty] | Process
114388 | WTR-PRV-P | Pumping | WTR-PRV | Richview Pumping Station | [5 empty] | Process
146462 | WTR-PSA-P | Pumping | WTR-PSA | St. Albans Pumping Station | [5 empty] | Process
146652 | WTR-PSC-P | Pumping | WTR-PSC | Scarborough Pumping Station | [5 empty] | Process
114878 | WTR-PTH-P | Pumping | WTR-PTH | Thornhill Pumping Station | [5 empty] | Process
146894 | WTR-PWT-P | Pumping | WTR-PWT | West Toronto Pumping Station | [5 empty] | Process
3583 | COL-PCU-PUMP | Pumping Equipment | COL-PCU | Cumber Pumping Station | [5 empty] | Sub-Process
4832 | COL-PLB-PUMP | Pumping Equipment | COL-PLB | Long Branch Pumping Station | [5 empty] | Sub-Process
25802 | COL-PWR-PUMP | Pumping Equipment | COL-PWR | West Rouge Pumping Station | [5 empty] | Sub-Process
9272 | COL-SWQTF-PS | Pumping Stations | COL-SWQTF | Storm Water Quality Treatment Facility | [5 empty] | Sub Area
134357 | THR-DIS-P-EFF | Pumps, Disinfection, Effluent | THR-DIS-P | Disinfection - Pumping | [5 empty] | Equipment Location
134358 | THR-DIS-P-FPW | Pumps, Disinfection, Filtered Plant Water | THR-DIS-P | Disinfection - Pumping | [5 empty] | Equipment Location
98615 | THR-DIS-P-NRAS | Pumps, Disinfection, North Return Activated Sludge | THR-DIS-P | Disinfection - Pumping | [5 empty] | Equipment Location
134360 | THR-DIS-P-SRAS | Pumps, Disinfection, South Return Activated Sludge | THR-DIS-P | Disinfection - Pumping | [5 empty] | Equipment Location
123220 | THC-DEW-POL-1 | Pumps, Polymer Feed, Dewatering | THC-DEW-POL-FEED | Polymer Feed System Dewatering |  |  |  | POL | http://www.toronto.ca/TWONTO#defined_collection_of_assets | Equipment Location
123221 | THC-DEW-POL-2 | Pumps, Polymer Feed, Dewatering | THC-DEW-POL-FEED | Polymer Feed System Dewatering |  |  |  | POL | http://www.toronto.ca/TWONTO#defined_collection_of_assets | Equipment Location
63974 | MTMH321 | QUEENSWAY STS | TRK-HMR | HUMBER DRAINAGE AREA | [5 empty] | Sub-Process
16060 | FHA | R C Harris Water Treatment Plant | WT&S | Water Treatment & Supply | [5 empty] | Facility
10787 | FCL | R L Clark Water Treatment Plant | WT&S | Water Treatment & Supply | [5 empty] | Facility
30417 | FCL | R L Clark Water Treatment Plant | TW | Toronto Water | [5 empty] | Facility
119578 | TAB-STR-V-RAS | RAS Line Valves, Header Isolation & Routing | TAB-STR-RAS/WAS | Return & Waste Activated Sludge Header | [5 empty] | Equipment Location
92353 | THC-STR-RAS/WAS OLD | RAS/WAS, Old Plant | THC-STR-RAS/WAS | Return/ Waste Activated Sludge | [5 empty] | Sub-sub-process
129344 | THC-STR-RAS/WAS-I-IV | RAS/WAS, Phase I-IV | THC-STR-RAS/WAS | Return/ Waste Activated Sludge | [5 empty] | Sub-sub-process
77840 | TAB-RSP | Raw Sewage Pumping | TAB-WORK-AREA-1 | Work Area 1 | [5 empty] | Process
117522 | TAB-RSP | Raw Sewage Pumping | TAB-WORK-AREA-4 | Work Area 4 | [5 empty] | Process
117523 | TAB-RSP | Raw Sewage Pumping | TAB-WORK-AREA-LIQ | TAB Work Area Liq | [5 empty] | Process
117694 | TAB-RSP-PIP | Raw Sewage, Influent Conduits # 1-5 | TAB-RSP | Raw Sewage Pumping | [5 empty] | Sub-Process
85761 | THC-DIG-RS TRANSFER | Raw Sludge Transfering | THC-DEW-HOLD TANK | Dewatering-Sludge Holding Tanks | [5 empty] | Sub-Process
53 | 16825 | Raw Water Flume | FIS-RW | Raw Water Production | [5 empty] | Sub-Process
13 | 16821 | Raw Water Intake | FIS-RW | Raw Water Production | [5 empty] | Sub-Process
26157 | FHO-RW-P-1301-KQ | Raw Water Lab Sample Pump Unit 1 | FHO RAW H2O | Raw water Sampling |  |  |  | P | x | Equipment Location
26160 | FHO-RW-P-1401-KQ | Raw Water Lab Sample Pump Unit 2 | FHO RAW H2O | Raw water Sampling |  |  |  | P | x | Equipment Location
44783 | FHO-FLO-MX-0101-KQ | Raw Water Module 1 | FHO-FLO | Flocculation System |  |  |  | MX | x | Equipment Location
24839 | FHO-FLO-MX-0201-KQ | Raw Water Module 2 | FHO-FLO | Flocculation System |  |  |  | MX | x | Equipment Location
24843 | FHO-FLO-MX-0301-KQ | Raw Water Module 3 | FHO-FLO | Flocculation System |  |  |  | MX | x | Equipment Location
24850 | FHO-FLO-MX-0401-KQ | Raw Water Module 4 | FHO-FLO | Flocculation System |  |  |  | MX | x | Equipment Location
34073 | FCL-RW-MODULES | Raw Water Modules | FCL-RW | Raw Water | [5 empty] | Sub-Process
37254 | FHA-RAW | Raw Water Production | FHA WORK AREA 1 | Process | [5 empty] | Process
50986 | FHO-RAW | Raw Water Production | FHO WORK AREA 1 | Process | [5 empty] | Process
55592 | FIS-RW | Raw Water Production | FIS WORK AREA 1 | Process | [5 empty] | Process
18790 | FHA-RW-P | Raw Water Pumping | FHA-RAW | Raw Water Production | [5 empty] | Sub-Process
34086 | FCL-RW-SAMP | Raw Water Sampling | FCL-RW | Raw Water | [5 empty] | Sub-Process
34087 | FCL-RW-SAMP | Raw Water Sampling | FCL-SAMP | Sampling Systems | [5 empty] | Sub-Process
18816 | FHA-RW-SAMP | Raw Water Sampling | FHA-SAMP | Sampling Systems | [5 empty] | Sub-Process
20944 | FHO RAW H2O | Raw water Sampling | FHO-SAMP | Sampling Systems | [5 empty] | Sub-Process
34090 | FCL-RW-SCREENS | Raw Water Sreening | FCL-RW | Raw Water | [5 empty] | Sub-Process
106335 | TNT-AER-RX-0101 | Reactor, Mabr Cassette, Aeration Tank 1 - Mabr Cassette 1, Aeration | TNT-AER-T-0200 | Tank,Aeration, # 2 |  |  |  | RX |  | Mechanical Equipment
140275 | TNT-AER-RX-0101 | Reactor, Mabr Cassette, Aeration Tank 1 - Mabr Cassette 1, Aeration | TNT-AER-T-0100 | Tank,Aeration, # 1 |  |  |  | RX |  | Mechanical Equipment
140280 | TNT-AER-RX-0110 | Reactor, Mabr Cassette, Aeration Tank 1 - Mabr Cassette 10, Aeration | TNT-AER-T-0100 | Tank,Aeration, # 1 |  |  |  | RX |  | Mechanical Equipment
140281 | TNT-AER-RX-0111 | Reactor, Mabr Cassette, Aeration Tank 1 - Mabr Cassette 11, Aeration | TNT-AER-T-0100 | Tank,Aeration, # 1 |  |  |  | RX |  | Mechanical Equipment
140282 | TNT-AER-RX-0112 | Reactor, Mabr Cassette, Aeration Tank 1 - Mabr Cassette 12, Aeration | TNT-AER-T-0100 | Tank,Aeration, # 1 |  |  |  | RX |  | Mechanical Equipment
106336 | TNT-AER-RX-0102 | Reactor, Mabr Cassette, Aeration Tank 1 - Mabr Cassette 2, Aeration | TNT-AER-T-0100 | Tank,Aeration, # 1 |  |  |  | RX |  | Mechanical Equipment
106337 | TNT-AER-RX-0103 | Reactor, Mabr Cassette, Aeration Tank 1 - Mabr Cassette 3, Aeration | TNT-AER-T-0100 | Tank,Aeration, # 1 |  |  |  | RX |  | Mechanical Equipment
106338 | TNT-AER-RX-0104 | Reactor, Mabr Cassette, Aeration Tank 1 - Mabr Cassette 4, Aeration | TNT-AER-T-0100 | Tank,Aeration, # 1 |  |  |  | RX |  | Mechanical Equipment
140276 | TNT-AER-RX-0105 | Reactor, Mabr Cassette, Aeration Tank 1 - Mabr Cassette 5, Aeration | TNT-AER-T-0100 | Tank,Aeration, # 1 |  |  |  | RX |  | Mechanical Equipment
140277 | TNT-AER-RX-0106 | Reactor, Mabr Cassette, Aeration Tank 1 - Mabr Cassette 6, Aeration | TNT-AER-T-0100 | Tank,Aeration, # 1 |  |  |  | RX |  | Mechanical Equipment
140278 | TNT-AER-RX-0107 | Reactor, Mabr Cassette, Aeration Tank 1 - Mabr Cassette 7, Aeration | TNT-AER-T-0100 | Tank,Aeration, # 1 |  |  |  | RX |  | Mechanical Equipment
106339 | TNT-AER-RX-0108 | Reactor, Mabr Cassette, Aeration Tank 1 - Mabr Cassette 8, Aeration | TNT-AER-T-0100 | Tank,Aeration, # 1 |  |  |  | RX |  | Mechanical Equipment
140279 | TNT-AER-RX-0109 | Reactor, Mabr Cassette, Aeration Tank 1 - Mabr Cassette 9, Aeration | TNT-AER-T-0100 | Tank,Aeration, # 1 |  |  |  | RX |  | Mechanical Equipment
140283 | TNT-AER-RX-0201 | Reactor, Mabr Cassette, Aeration Tank 2 - Mabr Cassette 1, Aeration | TNT-AER-T-0200 | Tank,Aeration, # 2 |  |  |  | RX |  | Mechanical Equipment
140286 | TNT-AER-RX-0210 | Reactor, Mabr Cassette, Aeration Tank 2 - Mabr Cassette 10, Aeration | TNT-AER-T-0200 | Tank,Aeration, # 2 |  |  |  | RX |  | Mechanical Equipment
140287 | TNT-AER-RX-0211 | Reactor, Mabr Cassette, Aeration Tank 2 - Mabr Cassette 11, Aeration | TNT-AER-T-0200 | Tank,Aeration, # 2 |  |  |  | RX |  | Mechanical Equipment
140288 | TNT-AER-RX-0212 | Reactor, Mabr Cassette, Aeration Tank 2 - Mabr Cassette 12, Aeration | TNT-AER-T-0200 | Tank,Aeration, # 2 |  |  |  | RX |  | Mechanical Equipment
140284 | TNT-AER-RX-0202 | Reactor, Mabr Cassette, Aeration Tank 2 - Mabr Cassette 2, Aeration | TNT-AER-T-0200 | Tank,Aeration, # 2 |  |  |  | RX |  | Mechanical Equipment
106340 | TNT-AER-RX-0203 | Reactor, Mabr Cassette, Aeration Tank 2 - Mabr Cassette 3, Aeration | TNT-AER-T-0200 | Tank,Aeration, # 2 |  |  |  | RX |  | Mechanical Equipment
106341 | TNT-AER-RX-0204 | Reactor, Mabr Cassette, Aeration Tank 2 - Mabr Cassette 4, Aeration | TNT-AER-T-0200 | Tank,Aeration, # 2 |  |  |  | RX |  | Mechanical Equipment
106342 | TNT-AER-RX-0205 | Reactor, Mabr Cassette, Aeration Tank 2 - Mabr Cassette 5, Aeration | TNT-AER-T-0200 | Tank,Aeration, # 2 |  |  |  | RX |  | Mechanical Equipment
106343 | TNT-AER-RX-0206 | Reactor, Mabr Cassette, Aeration Tank 2 - Mabr Cassette 6, Aeration | TNT-AER-T-0200 | Tank,Aeration, # 2 |  |  |  | RX |  | Mechanical Equipment
140285 | TNT-AER-RX-0207 | Reactor, Mabr Cassette, Aeration Tank 2 - Mabr Cassette 7, Aeration | TNT-AER-T-0200 | Tank,Aeration, # 2 |  |  |  | RX |  | Mechanical Equipment
106344 | TNT-AER-RX-0208 | Reactor, Mabr Cassette, Aeration Tank 2 - Mabr Cassette 8, Aeration | TNT-AER-T-0200 | Tank,Aeration, # 2 |  |  |  | RX |  | Mechanical Equipment
106345 | TNT-AER-RX-0209 | Reactor, Mabr Cassette, Aeration Tank 2 - Mabr Cassette 9, Aeration | TNT-AER-T-0200 | Tank,Aeration, # 2 |  |  |  | RX |  | Mechanical Equipment
87864 | THC-ELS-WR-0001-M | Receptacle 600 V, Building M | THC-ELS-PS-0001-M | Primary Power Equipment, Building M |  |  |  | WR |  | Electrical Equipment
16003 | FCL-WWW-WR-0002 | Receptacle, 600V, 3PH, Centrifuge Building, Centrifuge Room | FCL-WWW | Residue Management |  |  |  | WR |  | Electrical Equipment
16002 | FCL-WWW-WR-0001 | Receptacle, 600V, 3PH, Centrifuge Building, Storage Room | FCL-WWW | Residue Management |  |  |  | WR |  | Electrical Equipment
35392 | FCL-WWW-WR-0003 | Receptacle, 600V, 3PH, Centrifuge Building, Upper Floor | FCL-WWW | Residue Management |  |  |  | WR |  | Electrical Equipment
35393 | FCL-WWW-WR-0005 | Receptacle, 600V, 3PH, RMF Clarification Facility, Operating Floor Central | FCL-WWW | Residue Management |  |  |  | WR |  | Electrical Equipment
16005 | FCL-WWW-WR-0006 | Receptacle, 600V, 3PH, RMF Clarification Facility, Operating Floor North | FCL-WWW | Residue Management |  |  |  | WR |  | Electrical Equipment
16004 | FCL-WWW-WR-0004 | Receptacle, 600V, 3PH, RMF Clarification Facility, Operating Floor South | FCL-WWW | Residue Management |  |  |  | WR |  | Electrical Equipment
7352 | COL-PSL-RC-0001 | Recorder, Flow | COL-PSL-MISC | Miscellaneous Equipment | Recorder |  |  | RC | http://www.toronto.ca/TWONTO#data_logger | Instrumentation Equipment
20576 | COL-PSL-RC-0001 | Recorder, Flow | COL-PSL | Sewells Road Sewage Pumping Station | Recorder |  |  | RC | http://www.toronto.ca/TWONTO#data_logger | Instrumentation Equipment
110223 | WTR-365-FQIR-0001 | Recorder, Paperless | WTR-365-CH-0006 | Chamber,Revenue Meter,Dufferin-Steeles (Magmeter) | Recorder,Paperless |  |  | FQIR | http://www.toronto.ca/TWONTO#data_logger | Instrumentation Equipment
107637 | UE2027 | Rectifier | TAB-STR-ELQ | Blower Building - Power Distribution & Electrical Equipment | [5 empty] | Electrical Equipment
141294 | UE2027C | Rectifier | TAB-STR-ELQ | Blower Building - Power Distribution & Electrical Equipment | [5 empty] | Electrical Equipment
107639 | UE2029C | Rectifier | TAB-STR-ELQ | Blower Building - Power Distribution & Electrical Equipment | [5 empty] | Electrical Equipment
2972 | COL-PBF-RPU-0001 | Remote Processing Unit | COL-PBF-MISC | Miscellaneous Equipment | RPU |  |  | RPU |  | Electrical Equipment
9331 | COL-PBF-RPU-0001 | Remote Processing Unit | COL-PBF | Bluffers Park Sewage Pumping Station | RPU |  |  | RPU |  | Electrical Equipment
3282 | COL-PBY-RPU-0001 | Remote Processing Unit | COL-PBY-MISC | Miscellaneous Equipment | RPU |  |  | RPU |  | Electrical Equipment
4176 | COL-PGA-RPU-0001 | Remote Processing Unit | COL-PGA-MISC | Miscellaneous Equipment | RPU |  |  | RPU |  | Electrical Equipment
13954 | COL-PGA-RPU-0001 | Remote Processing Unit | COL-PGA | Greyabbey Sewage Pumping Station | RPU |  |  | RPU |  | Electrical Equipment
14096 | COL-PGB-RPU-0001 | Remote Processing Unit | COL-PGB | Governors Bridge Sewage Pumping Station | RPU |  |  | RPU |  | Electrical Equipment
14097 | COL-PGB-RPU-0001 | Remote Processing Unit | COL-PGB-MISC | Miscellaneous Equipment | RPU |  |  | RPU |  | Electrical Equipment
14331 | COL-PHF-RPU-0001 | Remote Processing Unit | COL-PHF-MISC | Miscellaneous Equipment | RPU |  |  | RPU |  | Electrical Equipment
5771 | COL-PMT-RPU-0001 | Remote Processing Unit | COL-PMT-MISC | Miscellaneous Equipment | RPU |  |  | RPU |  | Electrical Equipment
17392 | COL-PMY-RPU-0002 | Remote Processing Unit | COL-PMY | Maryport Sewage Pumping Station | RPU |  |  | RPU |  | Electrical Equipment
17393 | COL-PMY-RPU-0002 | Remote Processing Unit | COL-PMY-MISC | Miscellaneous Equipment | RPU |  |  | RPU |  | Electrical Equipment
6332 | COL-PPU-RPU-0001 | Remote Processing Unit | COL-PPU-MISC | Miscellaneous Equipment | RPU |  |  | RPU |  | Electrical Equipment
6956 | COL-PRX-RPU-0001 | Remote Processing Unit | COL-PRX-MISC | Miscellaneous Equipment | RPU |  |  | RPU |  | Electrical Equipment
19152 | COL-PRX-RPU-0001 | Remote Processing Unit | COL-PRX | Roxborough Sewage Pumping Station | RPU |  |  | RPU |  | Electrical Equipment
8192 | COL-PTD-RPU-0001 | Remote Processing Unit | COL-PTD | Todmorden Sewage Pumping Station | RPU |  |  | RPU |  | Electrical Equipment
8193 | COL-PTD-RPU-0001 | Remote Processing Unit | COL-PTD-MISC | Miscellaneous Equipment | RPU |  |  | RPU |  | Electrical Equipment
24510 | COL-PWP-RPU-0001 | Remote Processing Unit | COL-PWP-MISC | Miscellaneous Equipment | RPU |  |  | RPU |  | Electrical Equipment
8971 | COL-RBB-RPU-0001 | Remote Processing Unit | COL-RBB | Western Beaches Tunnel (Battery Park)-Storm | RPU |  |  | RPU |  | Electrical Equipment
8972 | COL-RBB-RPU-0001 | Remote Processing Unit | COL-RBB-MISC | Miscellaneous Equipment | RPU |  |  | RPU |  | Electrical Equipment
9083 | COL-RBC-RPU-0001 | Remote Processing Unit | COL-RBC | Cowan Shaft (WBT)-storm | RPU |  |  | RPU |  | Electrical Equipment
28464 | COL-RBC-RPU-0001 | Remote Processing Unit | COL-RBC-MISC | Miscellaneous Equipment | RPU |  |  | RPU |  | Electrical Equipment
9108 | COL-RBG-RPU-0001 | Remote Processing Unit | COL-RBG-MISC | Miscellaneous Equipment | RPU |  |  | RPU |  | Electrical Equipment
28531 | COL-RBG-RPU-0001 | Remote Processing Unit | COL-RBG | Glendale Shaft (WBT)-storm | RPU |  |  | RPU |  | Electrical Equipment
9147 | COL-SKW-RPU-0001 | Remote Processing Unit | COL-SKW | Kew Beach Detention Tank (Kenilworth)-storm | RPU |  |  | RPU |  | Electrical Equipment
28673 | COL-SKW-RPU-0001 | Remote Processing Unit | COL-SKW-MISC | Miscellaneous Equipment | RPU |  |  | RPU |  | Electrical Equipment
53728 | SWM-PNQ-RPU-0001 | Remote Processing Unit | SWM-PNQ | North Queen Storm Pumping Station | RPU |  |  | RPU |  | Electrical Equipment
53729 | SWM-PNQ-RPU-0001 | Remote Processing Unit | SWM-PNQ-MISC | Miscellaneous Equipment | RPU |  |  | RPU |  | Electrical Equipment
5880 | COL-PMY-RPU-0001 | Remote Processing Unit, Shaft 8A | COL-PMY | Maryport Sewage Pumping Station | RPU |  |  | RPU |  | Electrical Equipment
5881 | COL-PMY-RPU-0001 | Remote Processing Unit, Shaft 8A | COL-PMY-MISC | Miscellaneous Equipment | RPU |  |  | RPU |  | Electrical Equipment
6989 | COL-PSB-RPU-0001 | Remote Processor Unit, Bristol, PLC | COL-PSB | Silverbirch Sewage Pumping Station | RPU |  |  | RPU |  | Electrical Equipment
19595 | COL-PSB-RPU-0001 | Remote Processor Unit, Bristol, PLC | COL-PSB-MISC | Miscellaneous Equipment | RPU |  |  | RPU |  | Electrical Equipment
13672 | FCL-OBSOLETE | Removed From Service | FCL | R L Clark Water Treatment Plant | [5 empty] | Equipment Location
45625 | FHO-OBSOLETE | Removed From Service | FHO | F.J. Horgan Water Treatment Plant | [5 empty] | Equipment Location
44674 | FHO-FL-P-0301A-KQ | Reservoir Sampling | FHO RESERVOIR | Sampling |  |  |  | P | x | Equipment Location
44672 | FHO-FL-P-0301-KQ | Reservoir Sampling | FHO RESERVOIR | Sampling |  |  |  | P | x | Equipment Location
15856 | FCL-WWW | Residue Management | FCL WORK AREA 1 | Process | [5 empty] | Process
15857 | FCL-WWW | Residue Management | FCL WORK AREA 2 | Plant Services | [5 empty] | Process
38498 | FHA-WWW | Residue Management / Waste Water System | FHA WORK AREA 1 | Process | [5 empty] | Process
67296 | PCS EOC CLIENTS | PCS EOC Clients | YTF-SPC1 | Process Control Systems - Administrative |  |  |  |  | http://www.toronto.ca/TWONTO#collection_of_assets | Computer Equipment
53149 | PCS ITERMINAL SERVER | PCS iTerminal Server | YTF-SPC1 | Process Control Systems - Administrative |  |  |  |  | http://www.toronto.ca/TWONTO#collection_of_assets | Computer Equipment
27724 | FHO-WWW | Residue Management / Waste Water System | FHO WORK AREA 1 | Process | [5 empty] | Process
31046 | FCL-ACC-RMF | Residue Management HVAC Equipment | FCL-ACC | Climate Control (HVAC) | [5 empty] | Equipment Location
53307 | SCADA SUPPORT | SCADA Support | YTF-SPC1 | Process Control Systems - Administrative |  |  |  |  | http://www.toronto.ca/TWONTO#collection_of_assets | Computer Equipment
15941 | FCL-WWW-SAMP | Residue Management Sampling | FCL-SAMP | Sampling Systems | [5 empty] | Sub-Process
34365 | FCL-SES-8 | Respirator Fit Testing | FCL-SES | Safety and Environmental Services |  |  |  | SES |  | Sub-Process
105381 | SL-AB-EMS | IFIX License | AB-EMS | Development/Cold Back-up Server |  | Software |  |  | x
32736 | SL-C_33 | IFIX License | C_33 | Workstation |  | Software |  |  | x
105382 | SL-COLPSC01 | IFIX License | COLPSC01 | Ifix iClient |  | Software |  |  | x
32737 | SL-COLPSC04 | IFIX License | COLPSC04 | Ifix iClient |  | Software |  |  | x
32738 | SL-COLPSP01 | IFIX License | COLPSP01 | WIN911 Paging Server |  | Software |  |  | x
105383 | SL-COLPSX01 | IFIX License | COLPSX01 | Citrix/Intellution Terminal Server |  | Software |  |  | x
32739 | SL-COLPSX02 | IFIX License | COLPSX02 | Citrix/Intellution Terminal Server |  | Software |  |  | x
32740 | SL-CPU_201 | IFIX License | CPU_201 | Workstation |  | Software |  |  | x
32741 | SL-CPU_301 | IFIX License | CPU_301 | Workstation |  | Software |  |  | x
105384 | SL-EMSVIEW | IFIX License | EMSVIEW | EMS View Workstation |  | Software |  |  | x
105434 | SL-FISPSC03 | IFIX License | FIS-ADM BLDG | Building Location |  | Software |  |  | x
32778 | SL-FIX | IFIX License | FIX | Development/Cold Back-up Server |  | Software |  |  | x
32779 | SL-MMI103 | IFIX License | MMI103 | MMI workstation |  | Software |  |  | x
105437 | SL-MMI17 | IFIX License | MMI17 | MMI workstation |  | Software |  |  | x
32780 | SL-MMI21 | IFIX License | MMI21 | MMI workstation |  | Software |  |  | x
32781 | SL-MMI70 | IFIX License | MMI70 | MMI workstation |  | Software |  |  | x
32782 | SL-MMI71 | IFIX License | MMI71 | MMI workstation |  | Software |  |  | x
105438 | SL-MTPVIEW3 | IFIX License | MTPVIEW3 | MTPVIEW Workstation |  | Software |  |  | x
105439 | SL-PWATER | IFIX License | PWATER | Spare Workstation |  | Software |  |  | x
32783 | SL-SCADA63 | IFIX License | SCADA63 | Scada Workstation |  | Software |  |  | x
32784 | SL-SCADA63_SP | IFIX License | SCADA63_SP | Scada Workstation |  | Software |  |  | x
32785 | SL-TABPSB02 | IFIX License | TABPSB02 | Backup Redundant SCADA Server |  | Software |  |  | x
105440 | SL-TABPSB03 | IFIX License | TABPSB03 | Backup Redundant SCADA Server |  | Software |  |  | x
32786 | SL-TABPSB04 | IFIX License | TABPSB04 | Backup Redundant SCADA Server |  | Software |  |  | x
105441 | SL-TABPSB05 | IFIX License | TABPSB05 | Backup Redundant SCADA Server |  | Software |  |  | x
32787 | SL-TABPSB06 | IFIX License | TABPSB06 | Backup Redundant SCADA Server |  | Software |  |  | x
105442 | SL-TABPSB07 | IFIX License | TABPSB07 | Backup Redundant SCADA Server |  | Software |  |  | x
105443 | SL-TABPSB10 | IFIX License | TABPSB10 | Backup Redundant SCADA Server |  | Software |  |  | x
105444 | SL-TABPSB11 | IFIX License | TABPSB11 | Backup Redundant SCADA Server |  | Software |  |  | x
32788 | SL-TABPSC01 | IFIX License | TABPSC01 | Ifix iClient |  | Software |  |  | x
32789 | SL-TABPSC02 | IFIX License | TABPSC02 | Ifix iClient |  | Software |  |  | x
32790 | SL-TABPSC03 | IFIX License | TABPSC03 | Ifix iClient |  | Software |  |  | x
32791 | SL-TABPSC05 | IFIX License | TABPSC05 | Ifix iClient |  | Software |  |  | x
32792 | SL-TABPSC06 | IFIX License | TABPSC06 | Ifix iClient |  | Software |  |  | x
32793 | SL-TABPSC07 | IFIX License | TABPSC07 | Ifix iClient |  | Software |  |  | x
32794 | SL-TABPSC09 | IFIX License | TABPSC09 | Ifix iClient |  | Software |  |  | x
105445 | SL-TABPSC10 | IFIX License | TABPSC10 | Ifix iClient |  | Software |  |  | x
105446 | SL-TABPSC11 | IFIX License | TABPSC11 | Ifix iClient |  | Software |  |  | x
105447 | SL-TABPSC12 | IFIX License | TABPSC12 | Ifix iClient |  | Software |  |  | x
105448 | SL-TABPSC14 | IFIX License | TABPSC14 | Ifix iClient |  | Software |  |  | x
105449 | SL-TABPSC15 | IFIX License | TABPSC15 | Ifix iClient |  | Software |  |  | x
105450 | SL-TABPSC16 | IFIX License | TABPSC16 | Ifix iClient |  | Software |  |  | x
105451 | SL-TABPSC17 | IFIX License | TABPSC17 | Ifix iClient |  | Software |  |  | x
32795 | SL-TABPSC22 | IFIX License | TABPSC22 | Ifix iClient |  | Software |  |  | x
32796 | SL-TABPSC24 | IFIX License | TABPSC24 | Ifix iClient |  | Software |  |  | x
32797 | SL-TABPSC25 | IFIX License | TABPSC25 | Ifix iClient |  | Software |  |  | x
32798 | SL-TABPSC27 | IFIX License | TABPSC27 | Ifix iClient |  | Software |  |  | x
105452 | SL-TABPSC30 | IFIX License | TABPSC30 | Ifix iClient |  | Software |  |  | x
32799 | SL-TABPSC31 | IFIX License | TABPSC31 | Ifix iClient |  | Software |  |  | x
105453 | SL-TABPSC34 | IFIX License | TABPSC34 | Ifix iClient |  | Software |  |  | x
105454 | SL-TABPSC36 | IFIX License | TABPSC36 | Ifix iClient |  | Software |  |  | x
32800 | SL-TABPSC37 | IFIX License | TABPSC37 | Ifix iClient |  | Software |  |  | x
32801 | SL-TABPSM02 | IFIX License | TABPSM02 | Main Redundant SCADA Server |  | Software |  |  | x
32802 | SL-TABPSM03 | IFIX License | TABPSM03 | Main Redundant SCADA Server |  | Software |  |  | x
105455 | SL-TABPSM04 | IFIX License | TABPSM04 | Main Redundant SCADA Server |  | Software |  |  | x
105456 | SL-TABPSM05 | IFIX License | TABPSM05 | Main Redundant SCADA Server |  | Software |  |  | x
32803 | SL-TABPSM06 | IFIX License | TABPSM06 | Main Redundant SCADA Server |  | Software |  |  | x
32804 | SL-TABPSM07 | IFIX License | TABPSM07 | Main Redundant SCADA Server |  | Software |  |  | x
105457 | SL-TABPSM10 | IFIX License | TABPSM10 | Main Redundant SCADA Server |  | Software |  |  | x
32805 | SL-TABPSM11 | IFIX License | TABPSM11 | Main Redundant SCADA Server |  | Software |  |  | x
32806 | SL-TABPSM15 | IFIX License | TABPSM15 | Main Redundant SCADA Server |  | Software |  |  | x
32807 | SL-TABPSN09 | IFIX License | TABPSN09 | SCADA Server |  | Software |  |  | x
32808 | SL-TABPSN14 | IFIX License | TABPSM14 | SCADA Server |  | Software |  |  | x
32809 | SL-TABPSP01 | IFIX License | TABPSP01 | WIN911 Paging Server |  | Software |  |  | x
32810 | SL-TABPSX02 | IFIX License | TABPSX02 | Citrix/Intellution Terminal Server |  | Software |  |  | x
32833 | SL-W16114 | IFIX License | W16114 | Workstation |  | Software |  |  | x
105481 | SL-WPHI01AB | IFIX License | WPHI01AB | SERVER - IHISTORIAN |  | Software |  |  | x
32845 | SN2006D | Controller, Level Uni-Sonic | TAB-THK-CT | Controller, Uni-Sonic | Controller,Level | Control Loop |  |  | http://www.toronto.ca/TWONTO#controller
105497 | SN2007D | Controller, Level Uni-Sonic | TAB-THK-CT | Controller, Uni-Sonic | Controller,Level | Control Loop |  |  | http://www.toronto.ca/TWONTO#controller
105499 | SN2031D | Controller, Uni-Sonic | TAB-THK-CT | Controller, Uni-Sonic | Controller | Control Loop |  |  | http://www.toronto.ca/TWONTO#controller
32851 | SN2032D | Controller, Uni-Sonic | TAB-THK-CT | Controller, Uni-Sonic | Controller | Control Loop |  |  | http://www.toronto.ca/TWONTO#controller
32852 | SN2033D | Controller, Uni-Sonic | TAB-THK-CT | Controller, Uni-Sonic | Controller | Control Loop |  |  | http://www.toronto.ca/TWONTO#controller
32853 | SN2034D | Controller, Uni-Sonic | TAB-THK-CT | Controller, Uni-Sonic | Controller | Control Loop |  |  | http://www.toronto.ca/TWONTO#controller
105500 | SN2035D | Controller, Uni-Sonic | TAB-THK-CT | Controller, Uni-Sonic | Controller | Control Loop |  |  | http://www.toronto.ca/TWONTO#controller
32854 | SN2036D | Controller, Uni-Sonic | TAB-THK-CT | Controller, Uni-Sonic | Controller | Control Loop |  |  | http://www.toronto.ca/TWONTO#controller
32855 | SN2037D | Controller, Uni-Sonic | TAB-THK-CT | Controller, Uni-Sonic | Controller | Control Loop |  |  | http://www.toronto.ca/TWONTO#controller
105501 | SN2038D | Controller, Uni-Sonic | TAB-THK-CT | Controller, Uni-Sonic | Controller | Control Loop |  |  | http://www.toronto.ca/TWONTO#controller
32856 | SN2039D | Controller, Uni-Sonic | TAB-THK-CT | Controller, Uni-Sonic | Controller | Control Loop |  |  | http://www.toronto.ca/TWONTO#controller
105502 | SN2040D | Controller, Uni-Sonic | TAB-THK-CT | Controller, Uni-Sonic | Controller | Control Loop |  |  | http://www.toronto.ca/TWONTO#controller
138989 | THR-SES-FM | Respirator Fit Testing(by EHS Rep) | THR-SES-SCBA | Self Contained Breathing Apparatus | [5 empty] | Equipment Location
119234 | TAB-STR-RAS/WAS | Return & Waste Activated Sludge Header | TAB-AER | Aeration Gallery | [5 empty] | Sub-Process
129343 | THC-STR-RAS/WAS | Return/ Waste Activated Sludge | THC-STR | Secondary Treatment | [5 empty] | Sub-Process
110348 | WTR-CENTRAL-REV | Revenue Metering | WTR-CENTRAL-RES | Work Area 2 Central Reservoirs | [5 empty] | Process
110349 | WTR-CENTRAL-REV | Revenue Metering | WTR-SCT | Water Supply Work Area 2 SYSTEM CONTROL | [5 empty] | Process
143402 | WTR-EAST-REV | Revenue Metering | WTR-EAST | Water Supply Work Area 1 EAST | [5 empty] | Process
147741 | WTR-WEST-REV | Revenue Metering | WTR-WEST | Water Supply Work Area 3 WEST | [5 empty] | Process
67682 | SWM-PDU-CH-0001 | Chamber, Valve | SWM-PDU | Dunker's Storm | Chamber |  |  | CH | http://www.toronto.ca/TWONTO#equipment_or_access_chamber | Mechanical Equipment
67683 | SWM-PDU-CH-0001 | Chamber, Valve | SWM-PDU-MISC | Miscellaneous Equipment | Chamber |  |  | CH | http://www.toronto.ca/TWONTO#equipment_or_access_chamber | Mechanical Equipment
53510 | SWM-PDU-CH-0002 | Chamber, Ualtra sonic Level Meter | SWM-PDU | Dunker's Storm | Chamber |  |  | CH | http://www.toronto.ca/TWONTO#equipment_or_access_chamber | Mechanical Equipment
67684 | SWM-PDU-CH-0002 | Chamber, Ualtra sonic Level Meter | SWM-PDU-MISC | Miscellaneous Equipment | Chamber |  |  | CH | http://www.toronto.ca/TWONTO#equipment_or_access_chamber | Mechanical Equipment
48612 | MTMH181 | RIVERDALE STM | TRK-DON | DON DRAINAGE AREA | [5 empty] | Sub-Process
13642 | FCL-MCS-BLDG-SURG | RL Clark Surge Building | FCL-TRW | Treated Water | [5 empty] | Mechanical Equipment
33793 | FCL-MCS-BLDG-SURG | RL Clark Surge Building | FCL-GRK | Buildings and Grounds | [5 empty] | Mechanical Equipment
33794 | FCL-MCS-BLDG-SURG | RL Clark Surge Building | FCL-MCS | Mechanical Services | [5 empty] | Mechanical Equipment
65593 | MTMH329 | ROCKCLIFFE 10 INCH STS | TRK-HMR | HUMBER DRAINAGE AREA | [5 empty] | Sub-Process
49660 | MTMH326 | ROCKCLIFFE STS | TRK-DON | DON DRAINAGE AREA | [5 empty] | Sub-Process
65291 | MTMH326 | ROCKCLIFFE STS | TRK-HMR | HUMBER DRAINAGE AREA | [5 empty] | Sub-Process
62587 | MTMH121 | ROSEDALE CREEK STS | TRK-DON | DON DRAINAGE AREA | [5 empty] | Sub-Process
40876 | FIS-RTE | Routine Tasks | FIS | Island Water Treatment Plant | [5 empty] | Work Area
55591 | FIS-RTE | Routine Tasks | FIS WORK AREA 1 | Process | [5 empty] | Work Area
80400 | TAB-THK-V-ROUT | Routing Valves | TAB-THK | Floatation | [5 empty] | Equipment Location
87613 | THC-ELS-RPU | RPU- Electrical Services, Maintenance- virtual entity | THC-GRK | Buildings & Grounds | [5 empty] | Electrical Equipment
87614 | THC-ELS-RPU | RPU- Electrical Services, Maintenance- virtual entity | THC-GRK-ELS | Electrical Services, Maintenance- virtual entity | [5 empty] | Electrical Equipment
80212 | TAB-THK-RPU | RPU Location | TAB-THK-INQ | Floatation - Instrumentation Equipment | [5 empty] | Equipment Location
133296 | THR-DIG-RPU | RPU, UPS, Digester | THR-DIG-T | Digester, Tanks | [5 empty] | Equipment Location
31634 | FCL-CLA-RD-0101 | Rupture Disk, Vent, CLA Evaporator 0101, Gaseous Chemical Building, Machine Room | FCL-CLA-EV-0101 | Evaporator, Chlorine Gas, Chlorination System |  |  |  | RD | http://www.toronto.ca/TWONTO#rupture_disc | Mechanical Equipment
12044 | FCL-CLA-RD-0201 | Rupture Disk, Vent, CLA Evaporator 0201, Gaseous Chemical Building, Machine Room | FCL-CLA-EV-0201 | Evaporator, Chlorine Gas, Chlorination System |  |  |  | RD | http://www.toronto.ca/TWONTO#rupture_disc | Mechanical Equipment
12145 | FCL-CLB-RD-0101 | Rupture Disk, Vent, CLB Evaporator 0101, Gaseous Chemical Building, Machine Room | FCL-CLB-EV-0101 | Evaporator, Chlorine Gas, Chlorination System |  |  |  | RD | http://www.toronto.ca/TWONTO#rupture_disc | Mechanical Equipment
31766 | FCL-CLB-RD-0201 | Rupture Disk, Vent, CLB Evaporator 0201, Gaseous Chemical Building, Machine Room | FCL-CLB-EV-0201 | Evaporator, Chlorine Gas, Chlorination System |  |  |  | RD | http://www.toronto.ca/TWONTO#rupture_disc | Mechanical Equipment
48678 | MTMH184 | RUSCICA STM | TRK-DON | DON DRAINAGE AREA | [5 empty] | Sub-Process
107617 | TUNNEL SUBSTATION | RUU Substation | TAB_EL1_NS | Electrical Distribution,North Substation | [5 empty] | Division
51024 | FHO-RW-P-1801-KQ | RW Pump Unit 18 | FHO-RAW | Raw Water Production |  |  |  | P | x | Equipment Location
26169 | FHO-RW-P-1901-KQ | RW Pump Unit 19 | FHO-RAW | Raw Water Production |  |  |  | P | x | Equipment Location
26173 | FHO-RW-P-2201-KQ | RW Pump Unit 22 | FHO-RAW | Raw Water Production |  |  |  | P | x | Equipment Location
51027 | FHO-RW-P-2301-KQ | RW Pump Unit 23 | FHO-RAW | Raw Water Production |  |  |  | P | x | Equipment Location
51029 | FHO-RW-P-2601-KQ | RW Pump Unit 26 | FHO-RAW | Raw Water Production |  |  |  | P | x | Equipment Location
51030 | FHO-RW-P-2701-KQ | RW Pump Unit 27 | FHO-RAW | Raw Water Production |  |  |  | P | x | Equipment Location
51306 | FHO-SES | Safety & Environmental Services | FHO WORK AREA 2 | Services | [5 empty] | Process
143399 | WTR-CENTRAL-SES | Safety & Lifting Devices | WTR-SCT | Water Supply Work Area 2 SYSTEM CONTROL | [5 empty] | Equipment Location
110355 | WTR-EAST-SES | Safety & Lifting Devices | WTR-EAST | Water Supply Work Area 1 EAST | [5 empty] | Equipment Location
115992 | WTR-WEST-SES | Safety & Lifting Devices | WTR-WEST | Water Supply Work Area 3 WEST | [5 empty] | Equipment Location
14453 | FCL-SES | Safety and Environmental Services | FCL WORK AREA 2 | Plant Services | [5 empty] | Process
51866 | FHO-SES-SQ-0001 | Safety Equipment | FHO-SES | Safety & Environmental Services |  |  |  | SQ |  | Sub-Process
92137 | THC-SES-SQ | Safety Equipment | THC-SES | Safety & Environmental Services | [5 empty] | Sub-Process
148078 | YTF-SES | Safety Equipment | YTF-BLDG | Bullding Services | [5 empty] | Process
80460 | TAB-WA1-SQ | Safety Equipment & Supplies Common to WA1 | TAB-WA1 | Common to WA1 - Safety, Bldg. Services, , etc. | [5 empty] | Sub-Process
76217 | TAB-PRM-SQ-P | Safety Equipment, P Building , Primarm | TAB-PRM-P | P Bldg - Primary Treatment | [5 empty] | Mechanical Equipment
34677 | FCL-SES-SQ-0102 | Safety Harnesses, High Lift Building, Store Room | FCL-SES | Safety and Environmental Services |  |  |  | SQ |  | Equipment Location
55861 | FIS-SES | Safety, Instrumentation & Environmental Services | FIS WORK AREA 2 | Services | [5 empty] | Process
8975 | COL-RBB-SP-0217 | Sampler, Forcemain Flow | COL-RBB | Western Beaches Tunnel (Battery Park)-Storm | Sampler |  |  | SP |  | Mechanical Equipment
28368 | COL-RBB-SP-0217 | Sampler, Forcemain Flow | COL-RBB-MISC | Miscellaneous Equipment | Sampler |  |  | SP |  | Mechanical Equipment
28366 | COL-RBB-SP-0215 | Sampler, Influent Flow | COL-RBB | Western Beaches Tunnel (Battery Park)-Storm | Sampler |  |  | SP |  | Mechanical Equipment
28367 | COL-RBB-SP-0215 | Sampler, Influent Flow | COL-RBB-MISC | Miscellaneous Equipment | Sampler |  |  | SP |  | Mechanical Equipment
9109 | COL-RBG-SP-0413 | Sampler, Influent Flow | COL-RBG-MISC | Miscellaneous Equipment | Sampler |  |  | SP |  | Mechanical Equipment
28533 | COL-RBG-SP-0413 | Sampler, Influent Flow | COL-RBG | Glendale Shaft (WBT)-storm | Sampler |  |  | SP |  | Mechanical Equipment
28370 | COL-RBB-SP-0232 | Sampler, Overflow | COL-RBB | Western Beaches Tunnel (Battery Park)-Storm | Sampler |  |  | SP |  | Mechanical Equipment
28371 | COL-RBB-SP-0232 | Sampler, Overflow | COL-RBB-MISC | Miscellaneous Equipment | Sampler |  |  | SP |  | Mechanical Equipment
9086 | COL-RBC-SP-0313 | Sampler, Overflow | COL-RBC | Cowan Shaft (WBT)-storm | Sampler |  |  | SP |  | Mechanical Equipment
9087 | COL-RBC-SP-0313 | Sampler, Overflow | COL-RBC-MISC | Miscellaneous Equipment | Sampler |  |  | SP |  | Mechanical Equipment
28534 | COL-RBG-SP-0414 | Sampler, Overflow | COL-RBG | Glendale Shaft (WBT)-storm | Sampler |  |  | SP |  | Mechanical Equipment
28535 | COL-RBG-SP-0414 | Sampler, Overflow | COL-RBG-MISC | Miscellaneous Equipment | Sampler |  |  | SP |  | Mechanical Equipment
8976 | COL-RBB-SP-0231 | Sampler, U. V. Flow | COL-RBB | Western Beaches Tunnel (Battery Park)-Storm | Sampler |  |  | SP |  | Mechanical Equipment
28369 | COL-RBB-SP-0231 | Sampler, U. V. Flow | COL-RBB-MISC | Miscellaneous Equipment | Sampler |  |  | SP |  | Mechanical Equipment
20928 | FHO AFTER SO2 | Sampling | FHO-SAMP | Sampling Systems | [5 empty] | Sub-Process
20929 | FHO BEFORE SO2 | Sampling | FHO-SAMP | Sampling Systems | [5 empty] | Sub-Process
38988 | FHO CLEARWELL | Sampling | FHO-SAMP | Sampling Systems | [5 empty] | Sub-Process
39004 | FHO PRE FILTERED | Sampling | FHO-SAMP | Sampling Systems | [5 empty] | Sub-Process
20947 | FHO RESERVOIR | Sampling | FHO-SAMP | Sampling Systems | [5 empty] | Sub-Process
28239 | FIS-AFTER SO2 | Sampling | FIS-SAMP | Sampling Systems | [5 empty] | Sub-Process
54032 | FIS-BEFORE SO2 | Sampling | FIS-SAMP | Sampling Systems | [5 empty] | Sub-Process
29118 | FIS-CLEARWELL | Sampling | FIS-SAMP | Sampling Systems | [5 empty] | Sub-Process
55544 | FIS-PRE FILTERED | Sampling | FIS-SAMP | Sampling Systems | [5 empty] | Sub-Process
55587 | FIS-RESERVOIR | Sampling | FIS-SAMP | Sampling Systems | [5 empty] | Sub-Process
55661 | FIS-RW-SAMP | Sampling | FIS-SAMP | Sampling Systems | [5 empty] | Sub-Process
37418 | FHA-SAMP | Sampling Systems | FHA WORK AREA 1 | Process | [5 empty] | Process
51213 | FHO-SAMP | Sampling Systems | FHO WORK AREA 1 | Process | [5 empty] | Process
55796 | FIS-SAMP | Sampling Systems | FIS WORK AREA 1 | Process | [5 empty] | Process
32938 | FIS-LAB | Sampling, Lab Equipment | FIS-SAMP | Sampling Systems | [5 empty] | Sub-Process
102233 | THR-MCS-MT-0682 | Sand Blaster | THR-MT-WA3 | Machine Tools |  |  |  | MT | sandblaster | Mechanical Equipment
35737 | FHA-AUX-SAN | Sanitary Pumping System | FHA-AUX | Auxiliary Systems | [5 empty] | Sub-Process
141263 | TRK-SAN-DON | SANITARY SEWERS - DON DRAINAGE AREA | TRK-SAN | SANITARY SEWERS (ALTERNATE GL) | [5 empty] | Sub-Process
107612 | TRK-SAN-HCK | SANITARY SEWERS - HIGHLAND CREEK DRAINAGE AREA | TRK-SAN | SANITARY SEWERS (ALTERNATE GL) | [5 empty] | Sub-Process
141264 | TRK-SAN-HMR | SANITARY SEWERS - HUMBER DRAINAGE AREA | TRK-SAN | SANITARY SEWERS (ALTERNATE GL) | [5 empty] | Sub-Process
107613 | TRK-SAN-LVW | SANITARY SEWERS - LAKEVIEW DRAINAGE AREA | TRK-SAN | SANITARY SEWERS (ALTERNATE GL) | [5 empty] | Sub-Process
141265 | TRK-SAN-NTO | SANITARY SEWERS - NORTH TORONTO DRAINAGE AREA | TRK-SAN | SANITARY SEWERS (ALTERNATE GL) | [5 empty] | Sub-Process
141262 | TRK-SAN | SANITARY SEWERS (ALTERNATE GL) | TRK-AGL | TRK (ALTERNATE GL) | [5 empty] | Process
20318 | FHA-WWW-SBS | SBS System | FHA-WWW | Residue Management / Waste Water System | [5 empty] | Sub-Process
41110 | FIS-SBS | SBS System | FIS-PLT | Preliminary Treatment | [5 empty] | Sub-Process
117872 | TAB-SA-CPU-0039 | Scada, Workstation, Service Air, Auxiliary Systems Building, Main Floor | TAB-AUX-ELQ | Auxiliary Building - Electrical Equipment | Computer Equipment,CPU |  |  | CPU | http://www.toronto.ca/TWONTO#operator_interface_terminal | Electrical Equipment
34361 | FCL-SES-2 | SCBA's | FCL-SES | Safety and Environmental Services |  |  |  | SES |  | Sub-Process
9085 | COL-RBC-SC-0002 | Screen, Aberdeen Trashrack,Shaft,Interception chamber | COL-RBC-MISC | Miscellaneous Equipment | Sampler |  |  | SC |  | Mechanical Equipment
3843 | COL-PEV-SC-0001 | Screen, Bar | COL-PEV | Ellis Sewage Pumping Station | Screen |  |  | SC |  | Mechanical Equipment
13369 | COL-PEV-SC-0001 | Screen, Bar | COL-PEV-MISC | Miscellaneous Equipment | Screen |  |  | SC |  | Mechanical Equipment
14537 | COL-PHP-SC-0001 | Screen, Bar | COL-PHP | High Park Sewage Pumping Station | Screen |  |  | SC |  | Mechanical Equipment
14538 | COL-PHP-SC-0001 | Screen, Bar | COL-PHP-MISC | Miscellaneous Equipment | Screen |  |  | SC |  | Mechanical Equipment
20679 | COL-PSM-SC-0001 | Screen, Bar | COL-PSM | Simcoe St Sewage Pumping Station | Screen |  |  | SC |  | Mechanical Equipment
20680 | COL-PSM-SC-0001 | Screen, Bar | COL-PSM-MISC | Miscellaneous Equipment | Screen |  |  | SC |  | Mechanical Equipment
8344 | COL-PWC-SC-0001 | Screen, Bar | COL-PWC | Wirral Court Sewage Pumping Station | Screen |  |  | SC |  | Mechanical Equipment
23169 | COL-PWC-SC-0001 | Screen, Bar | COL-PWC-MISC | Miscellaneous Equipment | Screen |  |  | SC |  | Mechanical Equipment
8974 | COL-RBB-SC-0002 | Screen, Brush | COL-RBB-MISC | Miscellaneous Equipment | Screen |  |  | SC |  | Mechanical Equipment
28365 | COL-RBB-SC-0002 | Screen, Brush | COL-RBB | Western Beaches Tunnel (Battery Park)-Storm | Screen |  |  | SC |  | Mechanical Equipment
28466 | COL-RBC-SC-0003 | Screen, Dufferin Trashrack,Shaft,Interception chamber | COL-RBC-MISC | Miscellaneous Equipment | Sampler |  |  | SC |  | Mechanical Equipment
6911 | COL-PRR-SC-0001 | Screen, Intake | COL-PRR | Riverside Sewage Pumping Station | Screen |  |  | SC |  | Mechanical Equipment
53648 | SWM-PMG-ALR-0001 | Alarm, Gas | SWM-PMG | Martin Grove Storm Pumping Station | Fire Prevention,Alarm |  |  | ALR | http://www.toronto.ca/TWONTO#annunciator_panel | Electrical Equipment
67808 | SWM-PMG-ALR-0001 | Alarm, Gas | SWM-PMG-MISC | Miscellaneous Equipment | Fire Prevention,Alarm |  |  | ALR | http://www.toronto.ca/TWONTO#annunciator_panel | Electrical Equipment
67814 | SWM-PMG-FA-0001S | Fire Alarm System, Building | COL-W-OBSOLETE | Col West Obsolete Entities | Building Service,Fire Alarm |  | 42937 | FA | x | Obsolete Entity
67815 | SWM-PMG-FA-0001S | Fire Alarm System, Building | SWM-PMG | Martin Grove Storm Pumping Station | Building Service,Fire Alarm |  | 42937 | FA | x | Obsolete Entity
67816 | SWM-PMG-FA-0001S | Fire Alarm System, Building | SWM-PMG-MISC | Miscellaneous Equipment | Building Service,Fire Alarm |  | 42937 | FA | x | Obsolete Entity
18689 | COL-PRR-SC-0001 | Screen, Intake | COL-PRR-MISC | Miscellaneous Equipment | Screen |  |  | SC |  | Mechanical Equipment
7725 | COL-PSP-SC-0001 | Screen, Intake | COL-PSP-MISC | Miscellaneous Equipment | Screen |  |  | SC |  | Mechanical Equipment
20777 | COL-PSP-SC-0001 | Screen, Intake | COL-PSP | Southport Sewage Pumping Station | Screen |  |  | SC |  | Mechanical Equipment
53712 | SWM-PNQ-FA-0001S | Fire Alarm System | SWM-PNQ-MISC | Miscellaneous Equipment | Building Service,Fire Alarm |  | 42938 | FA | x | Obsolete Entity
67871 | SWM-PNQ-FA-0001S | Fire Alarm System | COL-W-OBSOLETE | Col West Obsolete Entities | Building Service,Fire Alarm |  | 42938 | FA | x | Obsolete Entity
67872 | SWM-PNQ-FA-0001S | Fire Alarm System | SWM-PNQ | North Queen Storm Pumping Station | Building Service,Fire Alarm |  | 42938 | FA | x | Obsolete Entity
9084 | COL-RBC-SC-0001 | Screen, Remembrance Trashrack,Shaft,Interception chamber | COL-RBC-MISC | Miscellaneous Equipment | Sampler |  |  | SC |  | Mechanical Equipment
28465 | COL-RBC-SC-0001 | Screen, Remembrance Trashrack,Shaft,Interception chamber | COL-RBC | Cowan Shaft (WBT)-storm | Sampler |  |  | SC |  | Mechanical Equipment
27071 | FHO-SM-SB-0001-KQ | Scrubber | FHO-SES | Safety & Environmental Services | Scrubber |  |  | SB |  | Equipment Location
19693 | FHA-SES-SCRUBBER | Scrubber System | FHA-SES | Safety & Environmental Services | [5 empty] | Equipment Location
105266 | THR-THK-SB | Scrubber, Thickening, Odour Control Units | THR-THK | Sludge Thickening | [5 empty] | Equipment Location
67898 | SWM-PNQ-UPS-0001 | UPS, RPU Panel | SWM-PNQ | North Queen Storm Pumping Station | Uninterruptible Power Supply |  |  | UPS | http://www.toronto.ca/TWONTO#UPS | Electrical Equipment
67899 | SWM-PNQ-UPS-0001 | UPS, RPU Panel | SWM-PNQ-MISC | Miscellaneous Equipment | Uninterruptible Power Supply |  |  | UPS | http://www.toronto.ca/TWONTO#UPS | Electrical Equipment
98718 | THR-DIS-SB | Scrubbers, Caustic Soda Recirculation Pumps | THR-DIS | Disinfection | [5 empty] | Equipment Location
103575 | THR-PRM-SCP-N | Scum Pumping, Primary Treatment, North Primary(9,10,11) | THR-PRM-SCP | Scum Pumping, Primary Treatment,North and South | [5 empty] | Equipment Location
138245 | THR-PRM-SCP-N | Scum Pumping, Primary Treatment, North Primary(9,10,11) | THR-PRM-NORTH | Primary Treatment, North Primary | [5 empty] | Equipment Location
103576 | THR-PRM-SCP-S | Scum Pumping, Primary Treatment, South Primary(1-8) | THR-PRM-SCP | Scum Pumping, Primary Treatment,North and South | [5 empty] | Equipment Location
138246 | THR-PRM-SCP-S | Scum Pumping, Primary Treatment, South Primary(1-8) | THR-PRM-SOUTH | Primary Treatment, South Primary | [5 empty] | Equipment Location
103574 | THR-PRM-SCP | Scum Pumping, Primary Treatment,North and South | THR-PRM-NORTH | Primary Treatment, North Primary | [5 empty] | Equipment Location
138244 | THR-PRM-SCP | Scum Pumping, Primary Treatment,North and South | THR-PRM | Primary Treatment | [5 empty] | Equipment Location
103577 | THR-PRM-SCUM-T | Scum/Sludge Pumping, Tanks & Hopper, South Primary | THR-PRM-SOUTH | Primary Treatment, South Primary | [5 empty] | Equipment Location
138247 | THR-PRM-SCUM-T | Scum/Sludge Pumping, Tanks & Hopper, South Primary | THR-PRM | Primary Treatment | [5 empty] | Equipment Location
53754 | SWM-PWD-BP-0001 | Back Flow Preventer | SWM-PWD | Warden Storm | Valve,Backflow Preventer |  |  | BP | http://www.toronto.ca/TWONTO#collection_of_assets | Mechanical Equipment
67958 | SWM-PWD-BP-0001 | Back Flow Preventer | COL-PBF | Bluffers Park Sewage Pumping Station | Valve,Backflow Preventer |  |  | BP | http://www.toronto.ca/TWONTO#collection_of_assets | Mechanical Equipment
88180 | THC-FT | Secondary Clarifiers | THC-STR | Secondary Treatment | [5 empty] | Sub-Process
118860 | TAB-STR-CLR-INQ | Secondary Clarifiers - Instrumentation Equipment | TAB-STR2 | Secondary Treatment - Clarifiers | [5 empty] | Equipment Location
126012 | THC-FT-OLD PLANT | Secondary Clarifiers, Old Plant | THC-FT | Secondary Clarifiers | [5 empty] | Equipment Location
126034 | THC-FT-PHASE I-IV | Secondary Clarifiers, Phase I-IV | THC-FT | Secondary Clarifiers | [5 empty] | Sub-sub-process
87605 | THC-ELS-PS-0002 | Secondary Power Equipment | THC-GRK-ELS | Electrical Services, Maintenance- virtual entity |  |  |  | PS |  | Equipment Location
87606 | THC-ELS-PS-0002 | Secondary Power Equipment | THCLIQOPS | THC Liquids Operations |  |  |  | PS |  | Equipment Location
87607 | THC-ELS-PS-0002-A | Secondary Power Equipment, Building A | THC-ELS-PS-0002 | Secondary Power Equipment |  |  |  | PS |  | Equipment Location
87608 | THC-ELS-PS-0002-H | Secondary Power Equipment, Building H | THC-ELS-PS-0002 | Secondary Power Equipment |  |  |  | PS |  | Equipment Location
87609 | THC-ELS-PS-0002-K | Secondary Power Equipment, Building K | THC-ELS-PS-0002 | Secondary Power Equipment |  |  |  | PS |  | Equipment Location
87610 | THC-ELS-PS-0002-L | Secondary Power Equipment, Building L | THC-ELS-PS-0002 | Secondary Power Equipment |  |  |  | PS |  | Equipment Location
125459 | THC-ELS-PS-0002-M | Secondary Power Equipment, Building M | THC-ELS-PS-0002 | Secondary Power Equipment |  |  |  | PS |  | Equipment Location
125460 | THC-ELS-PS-0002-U | Secondary Power Equipment, Building U | THC-ELS-PS-0002 | Secondary Power Equipment |  |  |  | PS |  | Equipment Location
129345 | THC-STR-RPU | Secondary Process RPUs | THC-STR | Secondary Treatment | [5 empty] | Equipment Location
119206 | TAB-STR-P-GLAND | Secondary Pumps Gland Water Supply System | TAB-AER-BL | Blower Building | [5 empty] | Equipment Location
44224 | FHO-ELS-PS-0002 | Secondary Transformers | FHO WORK AREA 2 | Services |  |  |  | PS |  | Process
92214 | THC-STR | Secondary Treatment | THCLIQMNT | THC Liquids Maintenance | [5 empty] | Process
141167 | TNT-STR | Secondary Treatment | TNT WORK AREA 9 | North Toronto Treatment Plant | [5 empty] | Process
80038 | TAB-STR2 | Secondary Treatment - Clarifiers | TAB-WORK-AREA-2 | Work Area 2 | [5 empty] | Process
80039 | TAB-STR2 | Secondary Treatment - Clarifiers | TAB-WORK-AREA-LIQ | TAB Work Area Liq | [5 empty] | Process
119207 | TAB-STR-P-SUMP | Secondary Treatment - Sump Pump, Ground Water | TAB-STR2 | Secondary Treatment - Clarifiers | [5 empty] | Equipment Location
106737 | TNT-DIG-SD | Secondry Digester Tanks | TNT-DIG | Digestion | [5 empty] | Equipment Location
2973 | COL-PBF-SS-0001 | Security System | COL-PBF | Bluffers Park Sewage Pumping Station | Security System |  |  | SS |  | Electrical Equipment
9333 | COL-PBF-SS-0001 | Security System | COL-PBF-MISC | Miscellaneous Equipment | Security System |  |  | SS |  | Electrical Equipment
3405 | COL-PCP-SS-0001 | Security System | COL-PCP | Copeland Pumping Station | Security System |  |  | SS |  | Electrical Equipment
53770 | SWM-PWD-FEQ-0001S | Fire Prevention, Extinguisher | COL-W-OBSOLETE | Col West Obsolete Entities | Fire Prevention,Extinguisher |  | 42914 | FEQ | x | Obsolete Entity
53771 | SWM-PWD-FEQ-0001S | Fire Prevention, Extinguisher | SWM-PWD | Warden Storm | Fire Prevention,Extinguisher |  | 42914 | FEQ | x | Obsolete Entity
53772 | SWM-PWD-FEQ-0001S | Fire Prevention, Extinguisher | SWM-PWD-MISC | Miscellaneous Equipment | Fire Prevention,Extinguisher |  | 42914 | FEQ | x | Obsolete Entity
9804 | COL-PCP-SS-0001 | Security System | COL-PCP-MISC | Miscellaneous Equipment | Security System |  |  | SS |  | Electrical Equipment
4177 | COL-PGA-SS-0001 | Security System | COL-PGA | Greyabbey Sewage Pumping Station | Security System |  |  | SS |  | Electrical Equipment
4178 | COL-PGA-SS-0001 | Security System | COL-PGA-MISC | Miscellaneous Equipment | Security System |  |  | SS |  | Electrical Equipment
4232 | COL-PGR-SS-0001 | Security System | COL-PGR | Grand River Sewage Pumping Station | Security System |  |  | SS |  | Electrical Equipment
14121 | COL-PGR-SS-0001 | Security System | COL-PGR-MISC | Miscellaneous Equipment | Security System |  |  | SS |  | Electrical Equipment
4537 | COL-PIR-SS-0001 | Security System | COL-PIR-MISC | Miscellaneous Equipment | Security System |  |  | SS |  | Electrical Equipment
14827 | COL-PIR-SS-0001 | Security System | COL-PIR | Island Road Sewage Pumping Station | Security System |  |  | SS |  | Electrical Equipment
4931 | COL-PLV-SS-0001 | Security System | COL-PLV-MISC | Miscellaneous Equipment | Security System |  |  | SS |  | Electrical Equipment
15744 | COL-PLV-SS-0001 | Security System | COL-PLV | Livingston Road Pumping Station | Security System |  |  | SS |  | Electrical Equipment
5772 | COL-PMT-SS-0001 | Security System | COL-PMT | Military Trail Sewage Pumping Station | Security System |  |  | SS |  | Electrical Equipment
5773 | COL-PMT-SS-0001 | Security System | COL-PMT-MISC | Miscellaneous Equipment | Security System |  |  | SS |  | Electrical Equipment
5883 | COL-PMY-SS-0002 | Security System | COL-PMY | Maryport Sewage Pumping Station | Security System |  |  | SS |  | Electrical Equipment
5884 | COL-PMY-SS-0002 | Security System | COL-PMY-MISC | Miscellaneous Equipment | Security System |  |  | SS |  | Electrical Equipment
6333 | COL-PPU-SS-0001 | Security System | COL-PPU | Port Union Road Sewage Pumping Station | Security System |  |  | SS |  | Electrical Equipment
6334 | COL-PPU-SS-0001 | Security System | COL-PPU-MISC | Miscellaneous Equipment | Security System |  |  | SS |  | Electrical Equipment
7293 | COL-PSK-SS-0001 | Security System | COL-PSK-MISC | Miscellaneous Equipment |  |  |  | SS |  | Electrical Equipment
7294 | COL-PSK-SS-0001 | Security System | COL-PVM-MISC | Miscellaneous Equipment |  |  |  | SS |  | Electrical Equipment
20531 | COL-PSK-SS-0001 | Security System | COL-PSK | Skydome Sewage Pumping Station |  |  |  | SS |  | Electrical Equipment
20580 | COL-PSL-SS-0001 | Security System | COL-PSL | Sewells Road Sewage Pumping Station | Security System |  |  | SS |  | Electrical Equipment
20581 | COL-PSL-SS-0001 | Security System | COL-PSL-MISC | Miscellaneous Equipment | Security System |  |  | SS |  | Electrical Equipment
24511 | COL-PWP-SS-0001 | Security System | COL-PWP | West Point Avenue Sewage Pumping Station | Security System |  |  | SS |  | Electrical Equipment
24512 | COL-PWP-SS-0001 | Security System | COL-PWP-MISC | Miscellaneous Equipment | Security System |  |  | SS |  | Electrical Equipment
12502 | FCL-ELS-5 | Security System | FCL-ELS | Electrical Distribution |  |  |  | ELS | http://www.toronto.ca/TWONTO#security_system | Sub-Process
5882 | COL-PMY-SS-0001 | Security System, Shaft 8A | COL-PMY | Maryport Sewage Pumping Station | Security System |  |  | SS |  | Electrical Equipment
17394 | COL-PMY-SS-0001 | Security System, Shaft 8A | COL-PMY-MISC | Miscellaneous Equipment | Security System |  |  | SS |  | Electrical Equipment
148108 | YTF-SS | Security Systems | YTF | Tiffield Data Center | [5 empty] | Work Area
14380 | FCL-SED | Sedimentation and Poly Area (PM Entity link) | FCL-WWW | Residue Management | [5 empty] | Sub Area
38745 | FHA-WWW-SEDIMENT | Sedimentation Basin | FHA-WWW | Residue Management / Waste Water System | [5 empty] | Sub-Process
14422 | FCL-SED-SAMP | Sedimentation Sampling | FCL-SAMP | Sampling Systems | [5 empty] | Sub-Process
11420 | FCL-ACC-HTR-221-234 | Sedimentation Tank Area Heaters | FCL-ACC | Climate Control (HVAC) |  |  |  | HTR | http://www.toronto.ca/TWONTO#defined_collection_of_assets | Equipment Location
14234 | FCL-SA | Service Air | FCL-MCS | Mechanical Services | [5 empty] | Sub-Process
55366 | FIS-MCS-SA | Service Air | FIS-MCS | Mechanical Services | [5 empty] | Sub-Process
79650 | TAB-STR-SA | Service air Equipments | TAB-AER-BL | Blower Building | [5 empty] | Equipment Location
45528 | FHO-MCS-PWA | Service Water & Backflow Prevention | FHO-MCS | Mechanical Services | [5 empty] | Sub-Process
45529 | FHO-MCS-PWA | Service Water & Backflow Prevention | FHO-TRW | Treated Water System | [5 empty] | Sub-Process
52276 | FHO-TRW-PWA | Service Water & Backflow Prevention | FHO-TRW | Treated Water System | [5 empty] | Sub-Process
13635 | FCL-MCS-3 | Service Water and Backflow Prevention | FCL-MCS | Mechanical Services |  |  |  | MCS | http://www.toronto.ca/TWONTO#defined_collection_of_assets | Sub-Process
16077 | FHA WORK AREA 2 | Services | FHA | R C Harris Water Treatment Plant | [5 empty] | Work Area
20955 | FHO WORK AREA 2 | Services | FHO-RTE | FHO-Routine | [5 empty] | Work Area
39017 | FHO WORK AREA 2 | Services | FHO | F.J. Horgan Water Treatment Plant | [5 empty] | Work Area
52764 | FIS WORK AREA 2 | Services | FIS | Island Water Treatment Plant | [5 empty] | Work Area
18957 | FHA-SED-SAMP | Settled Sampling | FHA-SAMP | Sampling Systems | [5 empty] | Sub-Process
13828 | FCL-RSP | Sewage Pumping Station | FCL WORK AREA 2 | Plant Services | [5 empty] | Process
25523 | FHO-GRK-PIP | Sewage Systems | FHO-GRK | Buildings & Grounds | [5 empty] | Mechanical Equipment
25524 | FHO-GRK-PIP | Sewage Systems | FHO-GRK-PRTY-0001 | Building Maintenance | [5 empty] | Mechanical Equipment
45421 | FHO-GRK-PIP | Sewage Systems | FHO-MCS | Mechanical Services | [5 empty] | Mechanical Equipment
28808 | COL-SWQTF-SI | Sewer Interceptors | COL-SWQTF | Storm Water Quality Treatment Facility | [5 empty] | Sub Area
90679 | THC-PRM-LI-0943 | Sight, Glass, Fan 0940 | THC-PRM-FN-0940 | Fan, Heat Exchange, Fan 0940 |  |  |  | LI | http://www.toronto.ca/TWONTO#instrument_gauge_or_display | Instrumentation Equipment
90680 | THC-PRM-LI-0953 | Sight, Glass, Fan 0970 | THC-PRM-FN-0970 | Fan, Heat Exchange, Fan 0970 |  |  |  | LI | http://www.toronto.ca/TWONTO#instrument_gauge_or_display | Instrumentation Equipment
127875 | THC-PRM-LI-1043 | Sight, Glass, Fan 1040 | THC-PRM-FN-1040 | Fan, Heat Exchange, Fan 1040 |  |  |  | LI | http://www.toronto.ca/TWONTO#instrument_gauge_or_display | Division
127876 | THC-PRM-LI-1053 | Sight, Glass, Fan 1070 | THC-PRM-FN-1070 | Fan, Heat Exchange, Fan 1070 |  |  |  | LI | http://www.toronto.ca/TWONTO#instrument_gauge_or_display | Division
90677 | THC-PRM-LI-0906 | Sight, Glass, Oil Tank 0910 | THC-PRM-T-0910 | Oil Tank, Hydraulic Power System for Sludge Bottom Scraper Mechanism, Primary Clarifier 0900, SW Plant |  |  |  | LI | http://www.toronto.ca/TWONTO#instrument_gauge_or_display | Instrumentation Equipment
90678 | THC-PRM-LI-0916 | Sight, Glass, Oil Tank 0970 | THC-PRM-T-0970 | Oil Tank, Hydraulic Power System for Scum Skimmer System, Primary Clarifier 0900 |  |  |  | LI | http://www.toronto.ca/TWONTO#instrument_gauge_or_display | Instrumentation Equipment
127873 | THC-PRM-LI-1006 | Sight, Glass, Oil Tank 1010 | THC-PRM-T-1010 | Tank, Hydraulic Power System for Sludge Bottom Scraper Mechanism, Tank 1000, Primary Clarifier |  |  |  | LI | http://www.toronto.ca/TWONTO#instrument_gauge_or_display | Division
127874 | THC-PRM-LI-1016 | Sight, Glass, Oil Tank 1070 | THC-PRM-T-1070 | Oil Tank, Hydraulic Power System for Scum Skimmer System, Primary Clarifier 1000 |  |  |  | LI | http://www.toronto.ca/TWONTO#instrument_gauge_or_display | Division
49825 | MTMH330 | SILVER CREEK STS | TRK-HMR | HUMBER DRAINAGE AREA | [5 empty] | Sub-Process
122882 | THC-DCL-SBS-SBSS | Simulator SBS Dilution System-SBSS Feed | THC-DCL | Dechlorination Process | [5 empty] | Sub-Process
132725 | THR-DCL-ZONE | Simulator Zone, De-chlorination System | THR-DCL | Dechlorination | Mixer,Propeller |  |  |  |  | Equipment Location
103490 | THR-PRM-NPSS | Sludge and Scum Pumping, Primary Treatment, North Primary(9,10,11) | THR-PRM-NORTH | Primary Treatment, North Primary | [5 empty] | Equipment Location
84462 | THC-DEW-BLEND | Sludge Blending System | THC-DEW-SOLIDS | Solids Treatment, System Dewatering | [5 empty] | Sub-sub-process
65728 | TAB-DEW SLUDGE CAKE | Sludge Cake Pumping | TAB-WORK-AREA-3 | Work Area 3 | [5 empty] | Process
65729 | TAB-DEW SLUDGE CAKE | Sludge Cake Pumping | TAB-WORK-AREA-SOL | TAB Work Area Sol | [5 empty] | Process
35255 | FCL-WWW-DEW | Sludge Dewatering RMF | FCL-WWW | Residue Management | [5 empty] | Sub-Process
84464 | THC-DEW-CF | Sludge Dewatering, Centrifuge CF-1100/1200/1300/1400/1500 | THC-DEW-SOLIDS | Solids Treatment, System Dewatering | [5 empty] | Sub-sub-process
68711 | TAB-ACC-AC-1601 | Conditioner, Air,MCC Room North of Primary Tank #9 | TAB-ACC-CI | Chiller and Air Coolers |  |  |  | AC | http://www.toronto.ca/TWONTO#air_condition | Division
123958 | THC-DIG-SLUDGE DIST | Sludge Distribution, Digesters 0400-0700 | THC-DIG-DIGESTERS | Primary Anerobic Digesters 0400-0700 | [5 empty] | Equipment Location
78796 | TAB-SLD | Sludge Drying - Pelletization (OPERATED BY VEOLIA) | TAB-WORK-AREA-SOL | TAB Work Area Sol | [5 empty] | Process
118463 | TAB-SLD | Sludge Drying - Pelletization (OPERATED BY VEOLIA) | TAB-WORK-AREA-4 | Work Area 4 | [5 empty] | Process
38746 | FHA-WWW-SLUDGE | Sludge Equalization Pumping | FHA-WWW | Residue Management / Waste Water System | [5 empty] | Sub-Process
65730 | TAB-DEW SLUDGE FEED | Sludge Feed to Centrifuge System | TAB-WORK-AREA-3 | Work Area 3 | [5 empty] | Process
65731 | TAB-DEW SLUDGE FEED | Sludge Feed to Centrifuge System | TAB-WORK-AREA-SOL | TAB Work Area Sol | [5 empty] | Process
141182 | TNT-STR-SLUDGE | Sludge headers,SSL,RAS,WAS | TNT-STR | Secondary Treatment | [5 empty] | Sub-Process
66320 | TAB-DEW-SLUDGE SILO | Sludge Holding Tank System, Conveyors | TAB-WORK-AREA-3 | Work Area 3 | [5 empty] | Process
66321 | TAB-DEW-SLUDGE SILO | Sludge Holding Tank System, Conveyors | TAB-WORK-AREA-SOL | TAB Work Area Sol | [5 empty] | Process
78912 | TAB-SLO-LOADING | Sludge Loading - Bio-Solids | TAB-WORK-AREA-4 | Work Area 4 | [5 empty] | Process
118559 | TAB-SLO-LOADING | Sludge Loading - Bio-Solids | TAB-WORK-AREA-SOL | TAB Work Area Sol | [5 empty] | Process
78905 | TAB-SLO-INQ | Sludge Loading & Odour Control - Bio-Solids - Instrument Equipment | TAB-SLO-LOADING | Sludge Loading - Bio-Solids | [5 empty] | Instrumentation Equipment
78974 | TAB-SLO-RPU | Sludge Loading & Odour Control - Bio-Solids - RPUs | TAB-SLO-INQ | Sludge Loading & Odour Control - Bio-Solids - Instrument Equipment | [5 empty] | Instrumentation Equipment
78996 | TAB-SLO-STRC | Sludge Loading & Odour Control - Facilities | TAB-SLO-LOADING | Sludge Loading - Bio-Solids | [5 empty] | Sub-Process
69182 | TAB-DIG-P-MIXING5-8 | Sludge Mixing Pumps & Valves | TAB-DIG-T-05-08 | Digester Tanks 5-8 | [5 empty] | Equipment Location
138248 | THR-PRM-SLP-TEMP | Sludge Pumping, Primary Treatment, North and South Primary | THR-PRM | Primary Treatment | [5 empty] | Equipment Location
103578 | THR-PRM-SLP-N | Sludge Pumping, Primary Treatment, North Primary | THR-PRM-NORTH | Primary Treatment, North Primary | [5 empty] | Equipment Location
103579 | THR-PRM-SLP-S | Sludge Pumping, Primary Treatment, South Primary | THR-PRM-SOUTH | Primary Treatment, South Primary | [5 empty] | Equipment Location
139289 | THR-THK | Sludge Thickening | THR WORK AREA 1 | Solid Handling | [5 empty] | Process
134733 | THR-DRN-THK | Sludge Thickening, Work Area 1 | THR-DRN-WA1 | Drains, Work Area 1 | [5 empty] | Mechanical Equipment
101828 | THR-GQ-THK | Sludge Thickening, Work Area 1 | THR-GQ-WA1 | Grounds, Work Area 1 | [5 empty] | Mechanical Equipment
70161 | TAB-ACC-BO-0000 | Boilers,Hot water | TAB-ACC-8200 | HVAC, M&T Building |  |  |  | BO | http://www.toronto.ca/TWONTO#collection_of_assets | Mechanical Equipment
102589 | THR-PLQ-THK | Sludge Thickening, Work Area 1 | THR-PLQ-WA1 | Plumbing, Work Area 1 | [5 empty] | Mechanical Equipment
78983 | TAB-SLO-SILO | Sludge Transfer & Silos | TAB-SLO-LOADING | Sludge Loading - Bio-Solids | [5 empty] | Process
33572 | TAB-ACC-CP-0070 | Instrumentation and Controls, Volcano # 1 | TAB-ACC-BO-0010 | Boiler # 1, Hot Water Heating, Volcano, B-1 | Controller | Control Loop |  | CP | http://www.toronto.ca/TWONTO#process_control_panel
33573 | TAB-ACC-CP-0400 | Instrumentation and Controls, Volcano #19 | TAB-ACC-BO-0400 | Boiler #19, Volcano | Controller | Control Loop |  | CP | http://www.toronto.ca/TWONTO#process_control_panel
33574 | TAB-ACC-CP-0500 | Instrumentation and Controls, Volcano # 20 | TAB-ACC-BO-0500 | Boiler #20, Volcano | Control Panel,Instrumentation | Control Loop |  | CP | http://www.toronto.ca/TWONTO#process_control_panel
78984 | TAB-SLO-SILO | Sludge Transfer & Silos | TAB-WORK-AREA-4 | Work Area 4 | [5 empty] | Process
118626 | TAB-SLO-SILO | Sludge Transfer & Silos | TAB-WORK-AREA-SOL | TAB Work Area Sol | [5 empty] | Process
78952 | TAB-SLO-PIP | Sludge Transfer Pipe Lubrication | TAB-SLO-LOADING | Sludge Loading - Bio-Solids | [5 empty] | Equipment Location
141037 | TNT-PRM-SLD-0001 | Sludge/ Bio-solid | TNT-PRM | Primary Treatment |  |  |  | SLD |  | Mechanical Equipment
8932 | COL-RBB-G-0213 | Sluice Gate, | COL-RBB-MISC | Miscellaneous Equipment | Valve |  |  | G | http://www.toronto.ca/TWONTO#channel_gate | Mechanical Equipment
28302 | COL-RBB-G-0213 | Sluice Gate, | COL-RBB | Western Beaches Tunnel (Battery Park)-Storm | Valve |  |  | G | http://www.toronto.ca/TWONTO#channel_gate | Mechanical Equipment
9066 | COL-RBC-G-0001 | Sluice Gate, | COL-RBC | Cowan Shaft (WBT)-storm | Valve |  |  | G | http://www.toronto.ca/TWONTO#channel_gate | Mechanical Equipment
28453 | COL-RBC-G-0001 | Sluice Gate, | COL-RBC-MISC | Miscellaneous Equipment | Valve |  |  | G | http://www.toronto.ca/TWONTO#channel_gate | Mechanical Equipment
28519 | COL-RBG-G-0001 | Sluice Gate, | COL-RBG | Glendale Shaft (WBT)-storm | Transmitter |  |  | G | http://www.toronto.ca/TWONTO#channel_gate | Mechanical Equipment
28520 | COL-RBG-G-0001 | Sluice Gate, | COL-RBG-MISC | Miscellaneous Equipment | Transmitter |  |  | G | http://www.toronto.ca/TWONTO#channel_gate | Mechanical Equipment
53513 | SWM-PDU-G-0001 | Sluice Gate, Intake | SWM-PDU | Dunker's Storm | Valve |  |  | G | http://www.toronto.ca/TWONTO#channel_gate | Mechanical Equipment
53514 | SWM-PDU-G-0001 | Sluice Gate, Intake | SWM-PDU-MISC | Miscellaneous Equipment | Valve |  |  | G | http://www.toronto.ca/TWONTO#channel_gate | Mechanical Equipment
53515 | SWM-PDU-G-0002 | Sluice Gate, Intake | SWM-PDU | Dunker's Storm | Valve |  |  | G | http://www.toronto.ca/TWONTO#channel_gate | Mechanical Equipment
53516 | SWM-PDU-G-0002 | Sluice Gate, Intake | SWM-PDU-MISC | Miscellaneous Equipment | Valve |  |  | G | http://www.toronto.ca/TWONTO#channel_gate | Mechanical Equipment
79449 | TAB-STR-G | Sluice Gates, Effluent/Outfall | TAB-WORK-AREA-2 | Work Area 2 | [5 empty] | Process
119038 | TAB-STR-G | Sluice Gates, Effluent/Outfall | TAB-WORK-AREA-1 | Work Area 1 | [5 empty] | Process
119039 | TAB-STR-G | Sluice Gates, Effluent/Outfall | TAB-WORK-AREA-LIQ | TAB Work Area Liq | [5 empty] | Process
16299 | FHA-ACC-SECONDARY | Small Air Moving Equipment | FHA-MCS | Mechanical | [5 empty] | Sub-Process
20956 | FHO-ACC SECONDARY | Small Air Moving Equipment | FHO-MCS | Mechanical Services | Fan |  |  |  |  | Sub-Process
30561 | FCL-ACC-FA-0301 | Smoke Detector, Fire Alarm, Air Handling Unit AHU-0303, Admin Building | FCL-ACC-AHU-0303 | Air Handling Unit, Roof Top, Admin Building Top of N/E Stairwell |  |  |  | FA | http://www.toronto.ca/TWONTO#flame_or_combustion_sensor | Mechanical Equipment
30568 | FCL-ACC-FA-0421 | Smoke Detector, Fire Alarm, E House Ceiling North | FCL-ACC | Climate Control (HVAC) |  |  |  | FA | http://www.toronto.ca/TWONTO#flame_or_combustion_sensor | Electrical Equipment
30569 | FCL-ACC-FA-0422 | Smoke Detector, Fire Alarm, E House Ceiling South | FCL-ACC | Climate Control (HVAC) |  |  |  | FA | http://www.toronto.ca/TWONTO#flame_or_combustion_sensor | Electrical Equipment
30571 | FCL-ACC-FA-0601 | Smoke Detector, Fire Alarm, Filter Building East Dehumidification, Pipe Gallery Central | FCL-ACC-FLT | Filter Building HVAC Equipment |  |  |  | FA | http://www.toronto.ca/TWONTO#flame_or_combustion_sensor | Electrical Equipment
10898 | FCL-ACC-FA-0021 | Smoke Detector, Fire Alarm, Filter Building Lab | FCL-ACC-FLT | Filter Building HVAC Equipment |  |  |  | FA | http://www.toronto.ca/TWONTO#flame_or_combustion_sensor | Electrical Equipment
10899 | FCL-ACC-FA-0022 | Smoke Detector, Fire Alarm, Filter Building Lab | FCL-ACC-FLT | Filter Building HVAC Equipment |  |  |  | FA | http://www.toronto.ca/TWONTO#flame_or_combustion_sensor | Electrical Equipment
30556 | FCL-ACC-FA-0023 | Smoke Detector, Fire Alarm, Filter Building Lab | FCL-ACC-FLT | Filter Building HVAC Equipment |  |  |  | FA | http://www.toronto.ca/TWONTO#flame_or_combustion_sensor | Electrical Equipment
10912 | FCL-ACC-FA-0410 | Smoke Detector, Fire Alarm, High Lift Heating, Back of Control Room Ventilation | FCL-ACC-AHU-0401 | Air Handling Unit, High Lift PS Control Room,Electrical Shop,Basement Office Air Supply,Control Room |  |  |  | FA | http://www.toronto.ca/TWONTO#flame_or_combustion_sensor | Electrical Equipment
24121 | FHO-ELS-PS-0004 | Solar Power system | FHO WORK AREA 2 | Services |  |  |  | PS |  | Process
93015 | THR WORK AREA 1 | Solid Handling | THR | Humber Treatment Plant | [5 empty] | Work Area
53128 | OTH-SLW | SOLID WASTE | OTH | DOS - OTHERS | [5 empty] | Process
67625 | SW | Solid Waste | B | Cluster B | [5 empty] | Division
84730 | THC-DEW-SOLIDS | Solids Treatment, System Dewatering | THC-DEW | Dewatering Process | [5 empty] | Sub-Process
11425 | FCL-ACC-HTR-601-602 | South Filter Gallery Cabinet Heaters HTR-0601A,B,C&D: HTR-0602A&B | FCL-ACC | Climate Control (HVAC) |  |  |  | HTR | http://www.toronto.ca/TWONTO#defined_collection_of_assets | Equipment Location
11426 | FCL-ACC-HTR-601-602 | South Filter Gallery Cabinet Heaters HTR-0601A,B,C&D: HTR-0602A&B | FCL-ACC-FLT | Filter Building HVAC Equipment |  |  |  | HTR | http://www.toronto.ca/TWONTO#defined_collection_of_assets | Equipment Location
11427 | FCL-ACC-HTR-621-630 | South Filter Gallery Heaters HTR-0621A&B: HTR-0630A&B | FCL-ACC-FLT | Filter Building HVAC Equipment |  |  |  | HTR | http://www.toronto.ca/TWONTO#defined_collection_of_assets | Equipment Location
31012 | FCL-ACC-HTR-621-630 | South Filter Gallery Heaters HTR-0621A&B: HTR-0630A&B | FCL-ACC | Climate Control (HVAC) |  |  |  | HTR | http://www.toronto.ca/TWONTO#defined_collection_of_assets | Equipment Location
11428 | FCL-ACC-HTR-636-643 | South Filter Pipe Gallery Heaters HTR-0636 : HTR-0643 | FCL-ACC | Climate Control (HVAC) |  |  |  | HTR | http://www.toronto.ca/TWONTO#defined_collection_of_assets | Equipment Location
31013 | FCL-ACC-HTR-636-643 | South Filter Pipe Gallery Heaters HTR-0636 : HTR-0643 | FCL-ACC-FLT | Filter Building HVAC Equipment |  |  |  | HTR | http://www.toronto.ca/TWONTO#defined_collection_of_assets | Equipment Location
49390 | MTMH322 | SOUTH MIMICO STS | TRK-HMR | HUMBER DRAINAGE AREA | [5 empty] | Sub-Process
64072 | MTMH322 | SOUTH MIMICO STS | TRK-DON | DON DRAINAGE AREA | [5 empty] | Sub-Process
138253 | THR-PRM-STA-1 | South Primary Station 1 | THR-PRM-SOUTH | Primary Treatment, South Primary |  |  |  | STA |  | Equipment Location
103581 | THR-PRM-STA-2 | South Primary Station 2 | THR-PRM-SOUTH | Primary Treatment, South Primary |  |  |  | STA |  | Equipment Location
103582 | THR-PRM-STA-3 | South Primary Station 3 | THR-PRM-SOUTH | Primary Treatment, South Primary |  |  |  | STA |  | Equipment Location
48617 | MTMH182 | SPADINA STM | TRK-DON | DON DRAINAGE AREA | [5 empty] | Sub-Process
19696 | FHA-SES-SM | Spill /Waste Management | FHA-SES | Safety & Environmental Services | [5 empty] | Equipment Location
51968 | FHO-SM | Spill Containment & Chemical Sump Systems | FHO-SES | Safety & Environmental Services | [5 empty] | Sub-Process
14906 | FCL-SM | Spill Management | FCL-SES | Safety and Environmental Services | [5 empty] | Sub-Process
65575 | MTMH328 | ST. CLAIR STS | TRK-HMR | HUMBER DRAINAGE AREA | [5 empty] | Sub-Process
66632 | MTMH446 | ST. IVES CTS | TRK-NTO | NORTH TORONTO DRAINAGE AREA | [5 empty] | Sub-Process
50354 | MTMH466 | ST. IVES CTS | TRK-NTO | NORTH TORONTO DRAINAGE AREA | [5 empty] | Sub-Process
73716 | TAB-HRS-BO | Steam Boilers No. 19 & 20 | TAB-HRS-STEAM | Plant Steam | [5 empty] | Equipment Location
105381 | TAB-HRS-P | Steam Chemical Mixing & Pumping | TAB-HRS-STEAM | Plant Steam | [5 empty] | Equipment Location
73747 | TAB-HRS-T | Steam Flash Tanks & Controls | TAB-HRS-STEAM | Plant Steam | [5 empty] | Equipment Location
73756 | TAB-HRS-V-PRV | Steam Pressure Relief Valves, Z Building | TAB-HRS-STEAM | Plant Steam | [5 empty] | Equipment Location
47419 | MH3966416293 | STORAGE PIPE | TNT-OF | Outfall, Weirs, CSO and Detention Tanks | Door,Overhead |  |  |  |  | Mechanical Equipment
47420 | MH3966816287 | STORAGE PIPE | TNT-OF | Outfall, Weirs, CSO and Detention Tanks | Door,Overhead |  |  |  |  | Mechanical Equipment
62069 | MH3966816328 | STORAGE PIPE | TNT-OF | Outfall, Weirs, CSO and Detention Tanks | Door,Overhead |  |  |  |  | Mechanical Equipment
2658 | COL-EAST-STM | Storm | COL-EAST | East | [5 empty] | Sub Area
9273 | COL-SWQTF-STM | Storm | COL-SWQTF | Storm Water Quality Treatment Facility | [5 empty] | Sub Area
9277 | COL-WEST-STM | Storm | COL-WEST | West | [5 empty] | Sub Area
141266 | TRK-STM-DON | STORM SEWERS - DON DRAINAGE AREA | TRK-STM | STORM SEWERS (ALTERNATE GL) | [5 empty] | Sub-Process
141267 | TRK-STM-HMR | STORM SEWERS - HUMBER DRAINAGE AREA | TRK-STM | STORM SEWERS (ALTERNATE GL) | [5 empty] | Sub-Process
107615 | TRK-STM-NTO | STORM SEWERS - NORTH TORONTO DRAINAGE AREA | TRK-STM | STORM SEWERS (ALTERNATE GL) | [5 empty] | Sub-Process
107614 | TRK-STM | STORM SEWERS (ALTERNATE GL) | TRK-AGL | TRK (ALTERNATE GL) | [5 empty] | Process
28806 | COL-SWQTF | Storm Water Quality Treatment Facility | COL | Complex Systems | [5 empty] | Work Area
11758 | FCL-AM-STR-0110 | Strainer, Ammonia Pump 0101 Suction, Aqua Ammonia System, Ammonia Room | FCL-AM-P-0101 | Pump, Gear, Metering, Aqua Ammonia System |  |  |  | STR |  | Mechanical Equipment
11759 | FCL-AM-STR-0210 | Strainer, Ammonia Pump 0210 Suction, Aqua Ammonia System, Ammonia Room | FCL-AM-P-0201 | Pump, Gear, Metering, Aqua Ammonia System |  |  |  | STR |  | Mechanical Equipment
11757 | FCL-AM-STR-0038 | Strainer, Aqua Ammonia Scrubber Pump Inlet, Ventilation Machine Room, Dry Chemical Building | FCL-AM-P-0001 | Pump, Centrifugal, Waste Water, Scrubber, Aqua Ammonia Scrubber System |  |  |  | STR |  | Mechanical Equipment
15574 | FCL-TRW-STR-0006 | Strainer, District 1W Header Service Water to Sample Lines Flushing, High Lift PS Basement | FCL-TRW | Treated Water |  |  |  | STR |  | Mechanical Equipment
34244 | FCL-SA-STR-0140 | Strainer, Inlet, High Lift Reservoir Tank SA-T-0001, High Lift, Basement | FCL-SA-T-0001 | Vessel, Pressure, Service Air, Sanitary Sewage System Monitoring |  |  |  | STR |  | Mechanical Equipment
12274 | FCL-DCL-STR-0412 | Strainer, Inlet, INJ-0420, RMF Clarification | FCL-DCL-INJ-0420 | Eductor, RMF Dechlorination, RMF Facility |  |  |  | STR |  | Mechanical Equipment
12275 | FCL-DCL-STR-0512 | Strainer, Inlet, INJ-0520, RMF Clarification | FCL-DCL-INJ-0520 | Eductor, RMF Dechlorination, RMF Facility |  |  |  | STR |  | Mechanical Equipment
35055 | FCL-TRW-STR-0007 | Strainer, Inlet, TW Sample to Analyser AIT-0001, District 2 Venturi Room, High Lift PS Basement | FCL-TRW-AIT-0001 | Analyzer, Chlorine, TRW Total Residual, District 2 Venturi Room, TRW Pumping Station |  |  |  | STR |  | Mechanical Equipment
35056 | FCL-TRW-STR-0008 | Strainer, Inlet, TW Sample to Analyser AIT-0002, District 2 Venturi Room, High Lift PS Basement | FCL-TRW-AIT-0002 | Analyzer, Turbidity, TRW Output, District 2 Venturi Room, TRW Pumping Station |  |  |  | STR |  | Mechanical Equipment
35054 | FCL-TRW-STR-0005 | Strainer, Service Water to CL2/SO2 Storage,Gaseous Chemical Building Storage Room | FCL-CLA-EV-0201 | Evaporator, Chlorine Gas, Chlorination System |  |  |  | STR |  | Mechanical Equipment
35053 | FCL-TRW-STR-0004 | Strainer, Service Water to Dry Chemical Sprinkler System, Dry Chemical Building | FCL-TRW | Treated Water |  |  |  | STR |  | Mechanical Equipment
15573 | FCL-TRW-STR-0003 | Strainer, Service Water to PAC System, Dry Chemical Building Basement | FCL-TRW | Treated Water |  |  |  | STR |  | Mechanical Equipment
12788 | FCL-ELS-STR-0101 | Strainer, Suction, Fuel Oil Transfer Pump P-0100, Low Lift Building, Screen Room | FCL-ELS-P-0100 | Pump, Gear, Fuel Oil Transfer Pump, Low Lift Building, Screen Room |  |  |  | STR |  | Mechanical Equipment
12789 | FCL-ELS-STR-0201 | Strainer, Suction, Fuel Oil Transfer Pump P-0200, Low Lift Building, Screen Room | FCL-ELS-P-0200 | Pump, Gear, Fuel Oil Transfer Pump, Low Lift Building, Screen Room |  |  |  | STR |  | Mechanical Equipment
7228 | COL-PSH-P-0200 | Submersible Pump | COL-PSH | Senior’s Home Sewage Pumping Station (Wards Island PS#6) |  |  |  | P | http://www.toronto.ca/TWONTO#pump | Mechanical Equipment
12225 | FCL-DCL | Sulphur Dioxide System | FCL-DIS | Disinfection and Conditioning | [5 empty] | Sub-Process
76880 | TAB-PRS-P-SUMP | Sump Pumps | TAB-PRS2 | Phosphorus Removal System | [5 empty] | Equipment Location
139473 | THR-THK-P-SUMP | Sump Pumps | THR-THK | Sludge Thickening | [5 empty] | Equipment Location
140918 | TNT-FT-SUMP | Sump Pumps- Aeration Gallery Bsmt | TNT-FT | Final Tanks 1-5 | [5 empty] | Equipment Location
126278 | THC-GRK-SUMP PUMP | Sump Pumps, | THC-GRK-MAINT | Building Maintenance | [5 empty] | Equipment Location
80178 | TAB-THK-P-SUMP | Sump Pumps, Floatation | TAB-THK-STRC | THK-STRC | [5 empty] | Equipment Location
20324 | FHA-WWW-SUMP | Sump Systems | FHA-WWW | Residue Management / Waste Water System | [5 empty] | Sub-Process
20325 | FHA-WWW-SUMP- CF FEED | Sump Systems Centrifuge Feed Pump | FHA-WWW-SUMP | Sump Systems | [5 empty] | Sub-Process
20326 | FHA-WWW-SUMP- TRANSF PUMP | Sump Systems Transfer Feed Pump | FHA-WWW-SUMP | Sump Systems | [5 empty] | Sub-Process
90263 | THC-PLT-P-SUMP/DEW | Sump/Dewatering pumping system in New Head House, preliminary process | THC-PLT-BLDG-0001 | New Head House, preliminary process | Switch,Level |  |  |  |  | Mechanical Equipment
48657 | MTMH183 | SUNRISE STM | TRK-DON | DON DRAINAGE AREA | [5 empty] | Sub-Process
27213 | FHO-TRW- SURGE | Surge Protection System | FHO-TRW | Treated Water System | [5 empty] | Sub-Process
34914 | FCL-TRW-4 | Surge Suppression | FCL-TRW | Treated Water |  |  |  | TRW |  | Sub-Process
27390 | FHO-TRW-T-0001-KQ | Surge Tank 1 | FHO-TRW- SURGE | Surge Protection System |  |  |  | T |  | Equipment Location
52303 | FHO-TRW-T-0002-KQ | Surge Tank 2 | FHO-TRW- SURGE | Surge Protection System |  |  |  | T |  | Equipment Location
52304 | FHO-TRW-T-0003-KQ | Surge Tank 3 | FHO-TRW- SURGE | Surge Protection System |  |  |  | T |  | Equipment Location
28805 | COL-SUSPENDED ENTITY | Suspended entities | COL ADMIN | Administration | [5 empty] | Obsolete Entity
119597 | TAB-SUSPENDED ENTITY | Suspended entities | TAB | Ashbridges Bay Treatment Plant | [5 empty] | Work Area
15420 | FCL-SUSPENDED | Suspended entity | FCL | R L Clark Water Treatment Plant | [5 empty] | Obsolete Entity
129532 | THC-SUSPENDED | Suspended entity | THC | Highland Creek Treatment Plant | [5 empty] | Obsolete Entity
104050 | THR-S-E | SUSPENDED ENTITY | THR | Humber Treatment Plant | [5 empty] | Work Area
27211 | FHO-SUSPENDED | Suspended Entity List | FHO | F.J. Horgan Water Treatment Plant | [5 empty] | Obsolete Entity
19849 | FHA-SUSPENDED | Suspended Obsolete entity for storage purpose | FHA | R C Harris Water Treatment Plant | [5 empty] | Obsolete Entity
147725 | WTR-SUSPENDED | Suspended Obsolete entity for storage purpose | WTR | Water Supply | [5 empty] | Obsolete Entity
147726 | WTR-SUSPENDED | Suspended Obsolete entity for storage purpose | WTR ADMIN | Administration | [5 empty] | Obsolete Entity
17628 | FHA-ELS-SWITCHGEARS | Swirchgears | FHA-ELS-PRIMARY | Primary Electrical System | [5 empty] | Equipment Location
17395 | COL-PMY-SW-0001 | Switch, Disconnect | COL-PMY | Maryport Sewage Pumping Station | Switch |  |  | SW |  | Electrical Equipment
17396 | COL-PMY-SW-0001 | Switch, Disconnect | COL-PMY-MISC | Miscellaneous Equipment | Switch |  |  | SW |  | Electrical Equipment
7785 | COL-PSS-SW-0001 | Switch, Disconnect | COL-PSS | Scott Sewage Pumping Station | Switch |  |  | SW |  | Electrical Equipment
7786 | COL-PSS-SW-0001 | Switch, Disconnect | COL-PSS-MISC | Miscellaneous Equipment | Switch |  |  | SW |  | Electrical Equipment
3849 | COL-PEV-SW-0004 | Switch, Distribution | COL-PEV-MISC | Miscellaneous Equipment | Switch |  |  | SW |  | Electrical Equipment
13373 | COL-PEV-SW-0004 | Switch, Distribution | COL-PEV | Ellis Sewage Pumping Station | Switch |  |  | SW |  | Electrical Equipment
7729 | COL-PSP-SW-0003 | Switch, Distribution | COL-PSP | Southport Sewage Pumping Station | Switch |  |  | SW |  | Electrical Equipment
20781 | COL-PSP-SW-0003 | Switch, Distribution | COL-PSP-MISC | Miscellaneous Equipment | Switch |  |  | SW |  | Electrical Equipment
17004 | COL-PMY-DR-0001 | Switch, Door | COL-PMY | Maryport Sewage Pumping Station | Switch |  |  | DR | http://www.toronto.ca/TWONTO#position_switch | Electrical Equipment
17005 | COL-PMY-DR-0001 | Switch, Door | COL-PMY-MISC | Miscellaneous Equipment | Switch |  |  | DR | http://www.toronto.ca/TWONTO#position_switch | Electrical Equipment
17006 | COL-PMY-DR-0002 | Switch, Door | COL-PMY | Maryport Sewage Pumping Station | Switch |  |  | DR | http://www.toronto.ca/TWONTO#position_switch | Electrical Equipment
17007 | COL-PMY-DR-0002 | Switch, Door | COL-PMY-MISC | Miscellaneous Equipment | Switch |  |  | DR | http://www.toronto.ca/TWONTO#position_switch | Electrical Equipment
5822 | COL-PMY-DR-0003 | Switch, Door | COL-PMY | Maryport Sewage Pumping Station | Switch |  |  | DR | http://www.toronto.ca/TWONTO#position_switch | Electrical Equipment
5823 | COL-PMY-DR-0003 | Switch, Door | COL-PMY-MISC | Miscellaneous Equipment | Switch |  |  | DR | http://www.toronto.ca/TWONTO#position_switch | Electrical Equipment
6958 | COL-PRX-SW-0001 | Switch, Electrical | COL-PRX | Roxborough Sewage Pumping Station | Switch |  |  | SW |  | Electrical Equipment
19153 | COL-PRX-SW-0001 | Switch, Electrical | COL-PRX-MISC | Miscellaneous Equipment | Switch |  |  | SW |  | Electrical Equipment
127912 | THC-PRM-LSLL-1005 | Switch, Float, Level-Low Low, Oil Tank 1010 | THC-PRM-T-1010 | Tank, Hydraulic Power System for Sludge Bottom Scraper Mechanism, Tank 1000, Primary Clarifier |  |  |  | LSLL | http://www.toronto.ca/TWONTO#level_switch | Division
127913 | THC-PRM-LSLL-1015 | Switch, Float, Level-Low Low, Oil Tank 1070 | THC-PRM-T-1070 | Oil Tank, Hydraulic Power System for Scum Skimmer System, Primary Clarifier 1000 |  |  |  | LSLL | http://www.toronto.ca/TWONTO#level_switch | Division
15888 | FCL-WWW-FSL-7013 | Switch, Flow, Low, Discharge, Before SO2 Chlorine RMF Sampling Pumps, Effluent Chamber | FCL-WWW-P-7013A | Pump, Sample Before SO2 Chlorine, RMF dechlorination |  |  |  | FSL | http://www.toronto.ca/TWONTO#flow_switch | Electrical Equipment
35263 | FCL-WWW-FSL-1202 | Switch, Flow, Low, Filter Backwash Waste Sampling Pump P-1202, RMF Clarification Facility | FCL-WWW-P-1202 | Pump Sample Filter Backwash to Clarifiers Turbidity |  |  |  | FSL | http://www.toronto.ca/TWONTO#flow_switch | Electrical Equipment
15887 | FCL-WWW-FSL-1105 | Switch, Flow, Low, Sampling Pump P-1105, RMF Clarification Facility | FCL-WWW-P-1105 | Pump Sample Sedimentation Tanks Drain Turbidity |  |  |  | FSL | http://www.toronto.ca/TWONTO#flow_switch | Electrical Equipment
5850 | COL-PMY-FSL-0001 | Switch, Flow-Low | COL-PMY | Maryport Sewage Pumping Station | Switch |  |  | FSL | http://www.toronto.ca/TWONTO#flow_switch | Instrumentation Equipment
5851 | COL-PMY-FSL-0001 | Switch, Flow-Low | COL-PMY-MISC | Miscellaneous Equipment | Switch |  |  | FSL | http://www.toronto.ca/TWONTO#flow_switch | Instrumentation Equipment
5852 | COL-PMY-FSL-0002 | Switch, Flow-Low | COL-PMY | Maryport Sewage Pumping Station | Switch |  |  | FSL | http://www.toronto.ca/TWONTO#flow_switch | Instrumentation Equipment
83528 | TAB-CAP-0014 | UV -Disinfection Project | TAB-WA6 | Common to Projects, Bldg. Services, Z Building |  |  |  | CAP | project | Electrical Equipment
5853 | COL-PMY-FSL-0002 | Switch, Flow-Low | COL-PMY-MISC | Miscellaneous Equipment | Switch |  |  | FSL | http://www.toronto.ca/TWONTO#flow_switch | Instrumentation Equipment
17067 | COL-PMY-FSL-0003 | Switch, Flow-Low | COL-PMY | Maryport Sewage Pumping Station | Switch |  |  | FSL | http://www.toronto.ca/TWONTO#flow_switch | Instrumentation Equipment
17068 | COL-PMY-FSL-0003 | Switch, Flow-Low | COL-PMY-MISC | Miscellaneous Equipment | Switch |  |  | FSL | http://www.toronto.ca/TWONTO#flow_switch | Instrumentation Equipment
5854 | COL-PMY-FSL-0004 | Switch, Flow-Low | COL-PMY-MISC | Miscellaneous Equipment | Switch |  |  | FSL | http://www.toronto.ca/TWONTO#flow_switch | Instrumentation Equipment
17069 | COL-PMY-FSL-0004 | Switch, Flow-Low | COL-PMY | Maryport Sewage Pumping Station | Switch |  |  | FSL | http://www.toronto.ca/TWONTO#flow_switch | Instrumentation Equipment
17070 | COL-PMY-FSL-0005 | Switch, Flow-Low | COL-PMY | Maryport Sewage Pumping Station | Switch |  |  | FSL | http://www.toronto.ca/TWONTO#flow_switch | Instrumentation Equipment
17071 | COL-PMY-FSL-0005 | Switch, Flow-Low | COL-PMY-MISC | Miscellaneous Equipment | Switch |  |  | FSL | http://www.toronto.ca/TWONTO#flow_switch | Instrumentation Equipment
17072 | COL-PMY-FSL-0006 | Switch, Flow-Low | COL-PMY | Maryport Sewage Pumping Station | Switch |  |  | FSL | http://www.toronto.ca/TWONTO#flow_switch | Instrumentation Equipment
17073 | COL-PMY-FSL-0006 | Switch, Flow-Low | COL-PMY-MISC | Miscellaneous Equipment | Switch |  |  | FSL | http://www.toronto.ca/TWONTO#flow_switch | Instrumentation Equipment
5855 | COL-PMY-FSL-0007 | Switch, Flow-Low | COL-PMY | Maryport Sewage Pumping Station | Switch |  |  | FSL | http://www.toronto.ca/TWONTO#flow_switch | Instrumentation Equipment
17074 | COL-PMY-FSL-0007 | Switch, Flow-Low | COL-PMY-MISC | Miscellaneous Equipment | Switch |  |  | FSL | http://www.toronto.ca/TWONTO#flow_switch | Instrumentation Equipment
14122 | COL-PGR-SW-0001 | Switch, Fused | COL-PGR | Grand River Sewage Pumping Station | Switch |  |  | SW |  | Electrical Equipment
83533 | TAB-CAP-PRJ-0004 | Bio- Solids Upgrades | TAB-SUSPENDED ENTITY | Suspended entities |  |  |  | PRJ | x | Obsolete Entity
14123 | COL-PGR-SW-0001 | Switch, Fused | COL-PGR-MISC | Miscellaneous Equipment | Switch |  |  | SW |  | Electrical Equipment
4538 | COL-PIR-SW-0001 | Switch, Fused | COL-PIR-MISC | Miscellaneous Equipment | Switch |  |  | SW |  | Electrical Equipment
14828 | COL-PIR-SW-0001 | Switch, Fused | COL-PIR | Island Road Sewage Pumping Station | Switch |  |  | SW |  | Electrical Equipment
20683 | COL-PSM-SW-0001 | Switch, Fused | COL-PSM | Simcoe St Sewage Pumping Station | Switch |  |  | SW |  | Electrical Equipment
20684 | COL-PSM-SW-0001 | Switch, Fused | COL-PSM-MISC | Miscellaneous Equipment | Switch |  |  | SW |  | Electrical Equipment
8979 | COL-RBB-SW-0002 | Switch, Fused | COL-RBB | Western Beaches Tunnel (Battery Park)-Storm | Switch |  |  | SW |  | Electrical Equipment
8980 | COL-RBB-SW-0002 | Switch, Fused | COL-RBB-MISC | Miscellaneous Equipment | Switch |  |  | SW |  | Electrical Equipment
28376 | COL-RBB-SW-0003 | Switch, Fused | COL-RBB | Western Beaches Tunnel (Battery Park)-Storm | Switch |  |  | SW |  | Electrical Equipment
28377 | COL-RBB-SW-0003 | Switch, Fused | COL-RBB-MISC | Miscellaneous Equipment | Switch |  |  | SW |  | Electrical Equipment
6991 | COL-PSB-SW-0001 | Switch, Generator Power Disconnect Switch | COL-PSB-MISC | Miscellaneous Equipment | Switch |  |  | SW |  | Electrical Equipment
83539 | TAB-CAP-PRJ-0014 | UV -Disinfection Project | TAB-WA6 | Common to Projects, Bldg. Services, Z Building |  |  |  | PRJ | project | Electrical Equipment
19596 | COL-PSB-SW-0001 | Switch, Generator Power Disconnect Switch | COL-PSB | Silverbirch Sewage Pumping Station | Switch |  |  | SW |  | Electrical Equipment
6992 | COL-PSB-TS-0001 | Switch, Generator Power Transfer Switch | COL-PSB | Silverbirch Sewage Pumping Station | Switch |  |  | TS |  | Electrical Equipment
19597 | COL-PSB-TS-0001 | Switch, Generator Power Transfer Switch | COL-PSB-MISC | Miscellaneous Equipment | Switch |  |  | TS |  | Electrical Equipment
3256 | COL-PBR-SW-0002 | Switch, Groud Fault Indicator | COL-PBR | Berry Road Sewage Pumping Station | Switch |  |  | SW |  | Electrical Equipment
3257 | COL-PBR-SW-0002 | Switch, Groud Fault Indicator | COL-PBR-MISC | Miscellaneous Equipment | Switch |  |  | SW |  | Electrical Equipment
14829 | COL-PIR-SW-0002 | Switch, Ground Fault Indicator | COL-PIR | Island Road Sewage Pumping Station | Switch |  |  | SW |  | Electrical Equipment
14830 | COL-PIR-SW-0002 | Switch, Ground Fault Indicator | COL-PIR-MISC | Miscellaneous Equipment | Switch |  |  | SW |  | Electrical Equipment
19112 | COL-PRR-SW-0003 | Switch, Heater 0001 | COL-PRR | Riverside Sewage Pumping Station | Switch |  |  | SW |  | Electrical Equipment
19113 | COL-PRR-SW-0003 | Switch, Heater 0001 | COL-PRR-MISC | Miscellaneous Equipment | Switch |  |  | SW |  | Electrical Equipment
8298 | COL-PVM-SW-0002 | Switch, Heater 0001 | COL-PVM | Valleymede Sewage Pumping Station | Switch |  |  | SW |  | Electrical Equipment
22738 | COL-PVM-SW-0002 | Switch, Heater 0001 | COL-PVM-MISC | Miscellaneous Equipment | Switch |  |  | SW |  | Electrical Equipment
8977 | COL-RBB-SW-0001 | Switch, Inside Alarm Panel | COL-RBB | Western Beaches Tunnel (Battery Park)-Storm | Switch |  |  | SW |  | Electrical Equipment
8978 | COL-RBB-SW-0001 | Switch, Inside Alarm Panel | COL-RBB-MISC | Miscellaneous Equipment | Switch |  |  | SW |  | Electrical Equipment
3243 | COL-PBR-LSH-0103 | Switch, Level | COL-PBR-MISC | Miscellaneous Equipment | Switch,Level |  |  | LSH | http://www.toronto.ca/TWONTO#level_switch | Instrumentation Equipment
9557 | COL-PBR-LSH-0103 | Switch, Level | COL-PBR | Berry Road Sewage Pumping Station | Switch,Level |  |  | LSH | http://www.toronto.ca/TWONTO#level_switch | Instrumentation Equipment
3244 | COL-PBR-LSL-0102 | Switch, Level | COL-PBR-MISC | Miscellaneous Equipment | Switch,Level |  |  | LSL | http://www.toronto.ca/TWONTO#level_switch | Instrumentation Equipment
9560 | COL-PBR-LSL-0102 | Switch, Level | COL-PBR | Berry Road Sewage Pumping Station | Switch,Level |  |  | LSL | http://www.toronto.ca/TWONTO#level_switch | Instrumentation Equipment
14113 | COL-PGR-LSH-0103 | Switch, Level | COL-PGR | Grand River Sewage Pumping Station | Switch,Level |  |  | LSH | http://www.toronto.ca/TWONTO#level_switch | Instrumentation Equipment
14114 | COL-PGR-LSH-0103 | Switch, Level | COL-PGR-MISC | Miscellaneous Equipment | Switch,Level |  |  | LSH | http://www.toronto.ca/TWONTO#level_switch | Instrumentation Equipment
14115 | COL-PGR-LSH-0104 | Switch, Level | COL-PGR-MISC | Miscellaneous Equipment | Switch,Level |  |  | LSH | http://www.toronto.ca/TWONTO#level_switch | Instrumentation Equipment
14116 | COL-PGR-LSHH-0104 | Switch, Level | COL-PGR | Grand River Sewage Pumping Station | Switch,Level |  |  | LSHH | http://www.toronto.ca/TWONTO#level_switch | Instrumentation Equipment
14117 | COL-PGR-LSHH-0104 | Switch, Level | COL-PGR-MISC | Miscellaneous Equipment | Switch,Level |  |  | LSHH | http://www.toronto.ca/TWONTO#level_switch | Instrumentation Equipment
65726 | TAB-DEW POLYMER DIS | Polymer Solution Distribution System( To be suspended) | TAB-DEW POLYMER DIST | Polymer Solution Distribution System |  |  | 33656 |  | x | Obsolete Entity
85249 | TAB-DEW POLYMER DIS | Polymer Solution Distribution System( To be suspended) | TAB-SUSPENDED ENTITY | Suspended entities |  |  | 33656 |  | x | Obsolete Entity
4224 | COL-PGR-LSL-0102 | Switch, Level | COL-PGR | Grand River Sewage Pumping Station | Switch,Level |  |  | LSL | http://www.toronto.ca/TWONTO#level_switch | Instrumentation Equipment
4225 | COL-PGR-LSL-0102 | Switch, Level | COL-PGR-MISC | Miscellaneous Equipment | Switch,Level |  |  | LSL | http://www.toronto.ca/TWONTO#level_switch | Instrumentation Equipment
4226 | COL-PGR-LSLL-0101 | Switch, Level | COL-PGR | Grand River Sewage Pumping Station | Switch,Level |  |  | LSLL | http://www.toronto.ca/TWONTO#level_switch | Instrumentation Equipment
4227 | COL-PGR-LSLL-0101 | Switch, Level | COL-PGR-MISC | Miscellaneous Equipment | Switch,Level |  |  | LSLL | http://www.toronto.ca/TWONTO#level_switch | Instrumentation Equipment
4584 | COL-PKG-LSL-0202 | Switch, Level | COL-PKG-MISC | Miscellaneous Equipment | Switch,Level |  |  | LSL | http://www.toronto.ca/TWONTO#level_switch | Instrumentation Equipment
5868 | COL-PMY-LS-0201 | Switch, Level | COL-PMY-MISC | Miscellaneous Equipment | Switch,Level |  |  | LS | http://www.toronto.ca/TWONTO#level_switch | Instrumentation Equipment
17093 | COL-PMY-LS-0201 | Switch, Level | COL-PMY | Maryport Sewage Pumping Station | Switch,Level |  |  | LS | http://www.toronto.ca/TWONTO#level_switch | Instrumentation Equipment
6946 | COL-PRX-LSH-0103 | Switch, Level | COL-PRX | Roxborough Sewage Pumping Station | Switch,Level |  |  | LSH | http://www.toronto.ca/TWONTO#level_switch | Instrumentation Equipment
19142 | COL-PRX-LSH-0103 | Switch, Level | COL-PRX-MISC | Miscellaneous Equipment | Switch,Level |  |  | LSH | http://www.toronto.ca/TWONTO#level_switch | Instrumentation Equipment
6948 | COL-PRX-LSHH-0104 | Switch, Level | COL-PRX | Roxborough Sewage Pumping Station | Switch,Level |  |  | LSHH | http://www.toronto.ca/TWONTO#level_switch | Instrumentation Equipment
19143 | COL-PRX-LSHH-0104 | Switch, Level | COL-PRX-MISC | Miscellaneous Equipment | Switch,Level |  |  | LSHH | http://www.toronto.ca/TWONTO#level_switch | Instrumentation Equipment
6953 | COL-PRX-LSL-0102 | Switch, Level | COL-PRX | Roxborough Sewage Pumping Station | Switch,Level |  |  | LSL | http://www.toronto.ca/TWONTO#level_switch | Instrumentation Equipment
19146 | COL-PRX-LSL-0102 | Switch, Level | COL-PRX-MISC | Miscellaneous Equipment | Switch,Level |  |  | LSL | http://www.toronto.ca/TWONTO#level_switch | Instrumentation Equipment
9595 | COL-PBY-LSH-0104 | Switch, Level High | COL-PBY-MISC | Miscellaneous Equipment | Switch,Level |  |  | LSH | http://www.toronto.ca/TWONTO#level_switch | Instrumentation Equipment
11094 | COL-PDA-LSH-0103 | Switch, Level High | COL-PDA | Dacotah Sewage Pumping Station (Algonquin Island PS #2) | Switch,Level |  |  | LSH | http://www.toronto.ca/TWONTO#level_switch | Instrumentation Equipment
3830 | COL-PEV-LSH-0002 | Switch, Level High | COL-PEV-MISC | Miscellaneous Equipment | Switch,Level |  |  | LSH | http://www.toronto.ca/TWONTO#level_switch | Instrumentation Equipment
11254 | COL-PEV-LSH-0002 | Switch, Level High | COL-PEV | Ellis Sewage Pumping Station | Switch,Level |  |  | LSH | http://www.toronto.ca/TWONTO#level_switch | Instrumentation Equipment
4197 | COL-PGB-LSH-0104 | Switch, Level High | COL-PGB-MISC | Miscellaneous Equipment | Switch,Level |  |  | LSH | http://www.toronto.ca/TWONTO#level_switch | Instrumentation Equipment
13697 | FCL-PAC-LSH-0101 | Switch, Level High, Feed Tank T-0501, Dry Chemical Building Basement | FCL-PAC-T-0501 | Tank, Reservoir, PAC Slurry Calibrated Cylinder, Dry Chemical Building, Basement |  |  |  | LSH | http://www.toronto.ca/TWONTO#level_switch | Electrical Equipment
2965 | COL-PBF-LSHH-0104 | Switch, Level High-High | COL-PBF-MISC | Miscellaneous Equipment | Switch,Level |  |  | LSHH | http://www.toronto.ca/TWONTO#level_switch | Instrumentation Equipment
9322 | COL-PBF-LSHH-0104 | Switch, Level High-High | COL-PBF | Bluffers Park Sewage Pumping Station | Switch,Level |  |  | LSHH | http://www.toronto.ca/TWONTO#level_switch | Instrumentation Equipment
3277 | COL-PBY-LSHH-0104 | Switch, Level High-High | COL-PBY-MISC | Miscellaneous Equipment | Switch,Level |  |  | LSHH | http://www.toronto.ca/TWONTO#level_switch | Instrumentation Equipment
9596 | COL-PBY-LSHH-0104 | Switch, Level High-High | COL-PBY | Brick Yard Sewage Pumping Station | Switch,Level |  |  | LSHH | http://www.toronto.ca/TWONTO#level_switch | Instrumentation Equipment
3278 | COL-PBY-LSHH-0105 | Switch, Level High-High | COL-PBY-MISC | Miscellaneous Equipment | Switch,Level |  |  | LSHH | http://www.toronto.ca/TWONTO#level_switch | Instrumentation Equipment
3717 | COL-PDA-LSHH-0104 | Switch, Level High-High | COL-PDA | Dacotah Sewage Pumping Station (Algonquin Island PS #2) | Switch,Level |  |  | LSHH | http://www.toronto.ca/TWONTO#level_switch | Instrumentation Equipment
3831 | COL-PEV-LSHH-0104 | Switch, Level High-High | COL-PEV | Ellis Sewage Pumping Station | Switch,Level |  |  | LSHH | http://www.toronto.ca/TWONTO#level_switch | Instrumentation Equipment
3832 | COL-PEV-LSHH-0104 | Switch, Level High-High | COL-PEV-MISC | Miscellaneous Equipment | Switch,Level |  |  | LSHH | http://www.toronto.ca/TWONTO#level_switch | Instrumentation Equipment
109614 | TAB-DEW-LIT-3230 | Transmitter, Level Indicating, Polymer Solution Day Tank #3 | TAB-DEW-T-3230 | Tank, Polymer Solution Day Tank #3 |  | Control Loop |  | LIT | http://www.toronto.ca/TWONTO#level_transmitter
3833 | COL-PEV-LSHH-0105 | Switch, Level High-High | COL-PEV | Ellis Sewage Pumping Station | Switch,Level |  |  | LSHH | http://www.toronto.ca/TWONTO#level_switch | Instrumentation Equipment
3834 | COL-PEV-LSHH-0105 | Switch, Level High-High | COL-PEV-MISC | Miscellaneous Equipment | Switch,Level |  |  | LSHH | http://www.toronto.ca/TWONTO#level_switch | Instrumentation Equipment
3941 | COL-PFB-LSHH-0104 | Switch, Level High-High | COL-PFB | Fallingbrook Pumping Station | Switch,Level |  |  | LSHH | http://www.toronto.ca/TWONTO#level_switch | Instrumentation Equipment
13403 | COL-PFB-LSHH-0104 | Switch, Level High-High | COL-PFB-MISC | Miscellaneous Equipment | Switch,Level |  |  | LSHH | http://www.toronto.ca/TWONTO#level_switch | Instrumentation Equipment
14090 | COL-PGB-LSHH-0104 | Switch, Level High-High | COL-PGB | Governors Bridge Sewage Pumping Station | Switch,Level |  |  | LSHH | http://www.toronto.ca/TWONTO#level_switch | Instrumentation Equipment
14091 | COL-PGB-LSHH-0104 | Switch, Level High-High | COL-PGB-MISC | Miscellaneous Equipment | Switch,Level |  |  | LSHH | http://www.toronto.ca/TWONTO#level_switch | Instrumentation Equipment
4198 | COL-PGB-LSHH-0105 | Switch, Level High-High | COL-PGB-MISC | Miscellaneous Equipment | Switch,Level |  |  | LSHH | http://www.toronto.ca/TWONTO#level_switch | Instrumentation Equipment
14324 | COL-PHF-LSHH-0103 | Switch, Level High-High | COL-PHF | Highfield Sewage Pumping Station | Switch,Level |  |  | LSHH | http://www.toronto.ca/TWONTO#level_switch | Instrumentation Equipment
14325 | COL-PHF-LSHH-0103 | Switch, Level High-High | COL-PHF-MISC | Miscellaneous Equipment | Switch,Level |  |  | LSHH | http://www.toronto.ca/TWONTO#level_switch | Instrumentation Equipment
4489 | COL-PHP-LSHH-0001 | Switch, Level High-High | COL-PHP-MISC | Miscellaneous Equipment | Switch,Level |  |  | LSHH | http://www.toronto.ca/TWONTO#level_switch | Instrumentation Equipment
14521 | COL-PHP-LSHH-0001 | Switch, Level High-High | COL-PHP | High Park Sewage Pumping Station | Switch,Level |  |  | LSHH | http://www.toronto.ca/TWONTO#level_switch | Instrumentation Equipment
4490 | COL-PHP-LSHH-0101 | Switch, Level High-High | COL-PHP-MISC | Miscellaneous Equipment | Switch,Level |  |  | LSHH | http://www.toronto.ca/TWONTO#level_switch | Instrumentation Equipment
14522 | COL-PHP-LSHH-0101 | Switch, Level High-High | COL-PHP | High Park Sewage Pumping Station | Switch,Level |  |  | LSHH | http://www.toronto.ca/TWONTO#level_switch | Instrumentation Equipment
4530 | COL-PIR-LSHH-0104 | Switch, Level High-High | COL-PIR-MISC | Miscellaneous Equipment | Switch,Level |  |  | LSHH | http://www.toronto.ca/TWONTO#level_switch | Instrumentation Equipment
14565 | COL-PIR-LSHH-0104 | Switch, Level High-High | COL-PIR | Island Road Sewage Pumping Station | Switch,Level |  |  | LSHH | http://www.toronto.ca/TWONTO#level_switch | Instrumentation Equipment
14566 | COL-PIR-LSHH-0105 | Switch, Level High-High | COL-PIR-MISC | Miscellaneous Equipment | Switch,Level |  |  | LSHH | http://www.toronto.ca/TWONTO#level_switch | Instrumentation Equipment
14871 | COL-PKG-LSHH-0001 | Switch, Level High-High | COL-PKG | Kingston Rd Pumping Station | Switch,Level |  |  | LSHH | http://www.toronto.ca/TWONTO#level_switch | Instrumentation Equipment
14872 | COL-PKG-LSHH-0001 | Switch, Level High-High | COL-PKG-MISC | Miscellaneous Equipment | Switch,Level |  |  | LSHH | http://www.toronto.ca/TWONTO#level_switch | Instrumentation Equipment
14873 | COL-PKG-LSHH-0104 | Switch, Level High-High | COL-PKG-MISC | Miscellaneous Equipment | Switch,Level |  |  | LSHH | http://www.toronto.ca/TWONTO#level_switch | Instrumentation Equipment
4583 | COL-PKG-LSHH-0204 | Switch, Level High-High | COL-PKG-MISC | Miscellaneous Equipment | Switch,Level |  |  | LSHH | http://www.toronto.ca/TWONTO#level_switch | Instrumentation Equipment
4918 | COL-PLV-LSHH-0002 | Switch, Level High-High | COL-PLV-MISC | Miscellaneous Equipment | Switch,Level |  |  | LSHH | http://www.toronto.ca/TWONTO#level_switch | Electrical Equipment
15697 | COL-PLV-LSHH-0002 | Switch, Level High-High | COL-PLV | Livingston Road Pumping Station | Switch,Level |  |  | LSHH | http://www.toronto.ca/TWONTO#level_switch | Electrical Equipment
4919 | COL-PLV-LSHH-0104 | Switch, Level High-High | COL-PLV | Livingston Road Pumping Station | Switch,Level |  |  | LSHH | http://www.toronto.ca/TWONTO#level_switch | Electrical Equipment
15698 | COL-PLV-LSHH-0104 | Switch, Level High-High | COL-PLV-MISC | Miscellaneous Equipment | Switch,Level |  |  | LSHH | http://www.toronto.ca/TWONTO#level_switch | Electrical Equipment
4920 | COL-PLV-LSHH-0204 | Switch, Level High-High | COL-PLV | Livingston Road Pumping Station | Switch,Level |  |  | LSHH | http://www.toronto.ca/TWONTO#level_switch | Electrical Equipment
15734 | COL-PLV-LSHH-0204 | Switch, Level High-High | COL-PLV-MISC | Miscellaneous Equipment | Switch,Level |  |  | LSHH | http://www.toronto.ca/TWONTO#level_switch | Electrical Equipment
4983 | COL-PMD-LSHH-0104 | Switch, Level High-High | COL-PMD | Midland Pumping Station | Switch,Level |  |  | LSHH | http://www.toronto.ca/TWONTO#level_switch | Instrumentation Equipment
16086 | COL-PMD-LSHH-0104 | Switch, Level High-High | COL-PMD-MISC | Miscellaneous Equipment | Switch,Level |  |  | LSHH | http://www.toronto.ca/TWONTO#level_switch | Instrumentation Equipment
4984 | COL-PMD-LSHH-0204 | Switch, Level High-High | COL-PMD | Midland Pumping Station | Switch,Level |  |  | LSHH | http://www.toronto.ca/TWONTO#level_switch | Instrumentation Equipment
16087 | COL-PMD-LSHH-0204 | Switch, Level High-High | COL-PMD-MISC | Miscellaneous Equipment | Switch,Level |  |  | LSHH | http://www.toronto.ca/TWONTO#level_switch | Instrumentation Equipment
5767 | COL-PMT-LSHH-0104 | Switch, Level High-High | COL-PMT | Military Trail Sewage Pumping Station | Switch,Level |  |  | LSHH | http://www.toronto.ca/TWONTO#level_switch | Instrumentation Equipment
5768 | COL-PMT-LSHH-0104 | Switch, Level High-High | COL-PMT-MISC | Miscellaneous Equipment | Switch,Level |  |  | LSHH | http://www.toronto.ca/TWONTO#level_switch | Instrumentation Equipment
5769 | COL-PMT-LSHH-0105 | Switch, Level High-High | COL-PMT-MISC | Miscellaneous Equipment | Switch,Level |  |  | LSHH | http://www.toronto.ca/TWONTO#level_switch | Instrumentation Equipment
18615 | COL-PRD-LSHH-0004 | Switch, Level High-High | COL-PRD | Redland Pumping Station | Switch,Level |  |  | LSHH | http://www.toronto.ca/TWONTO#level_switch | Instrumentation Equipment
18616 | COL-PRD-LSHH-0004 | Switch, Level High-High | COL-PRD-MISC | Miscellaneous Equipment | Switch,Level |  |  | LSHH | http://www.toronto.ca/TWONTO#level_switch | Instrumentation Equipment
18617 | COL-PRD-LSHH-0106 | Switch, Level High-High | COL-PRD | Redland Pumping Station | Switch,Level |  |  | LSHH | http://www.toronto.ca/TWONTO#level_switch | Instrumentation Equipment
18618 | COL-PRD-LSHH-0106 | Switch, Level High-High | COL-PRD-MISC | Miscellaneous Equipment | Switch,Level |  |  | LSHH | http://www.toronto.ca/TWONTO#level_switch | Instrumentation Equipment
6626 | COL-PRD-LSHH-0107 | Switch, Level High-High | COL-PRD | Redland Pumping Station | Switch,Level |  |  | LSHH | http://www.toronto.ca/TWONTO#level_switch | Instrumentation Equipment
6627 | COL-PRD-LSHH-0107 | Switch, Level High-High | COL-PRD-MISC | Miscellaneous Equipment | Switch,Level |  |  | LSHH | http://www.toronto.ca/TWONTO#level_switch | Instrumentation Equipment
18619 | COL-PRD-LSHH-0206 | Switch, Level High-High | COL-PRD | Redland Pumping Station | Switch,Level |  |  | LSHH | http://www.toronto.ca/TWONTO#level_switch | Instrumentation Equipment
18620 | COL-PRD-LSHH-0206 | Switch, Level High-High | COL-PRD-MISC | Miscellaneous Equipment | Switch,Level |  |  | LSHH | http://www.toronto.ca/TWONTO#level_switch | Instrumentation Equipment
6628 | COL-PRD-LSHH-0207 | Switch, Level High-High | COL-PRD-MISC | Miscellaneous Equipment | Switch,Level |  |  | LSHH | http://www.toronto.ca/TWONTO#level_switch | Instrumentation Equipment
18621 | COL-PRD-LSHH-0207 | Switch, Level High-High | COL-PRD | Redland Pumping Station | Switch,Level |  |  | LSHH | http://www.toronto.ca/TWONTO#level_switch | Instrumentation Equipment
6760 | COL-PRR-LSHH-0104 | Switch, Level High-High | COL-PRR | Riverside Sewage Pumping Station | Switch,Level |  |  | LSHH | http://www.toronto.ca/TWONTO#level_switch | Instrumentation Equipment
18676 | COL-PRR-LSHH-0104 | Switch, Level High-High | COL-PRR-MISC | Miscellaneous Equipment | Switch,Level |  |  | LSHH | http://www.toronto.ca/TWONTO#level_switch | Instrumentation Equipment
68979 | TAB-DIG-FX-T1-4 | Digester Tanks 1-4, Flame Arresters, Condensate Tanks, Moisture Separators | TAB-SUSPENDED ENTITY | Suspended entities |  |  |  |  | x | Obsolete Entity
19144 | COL-PRX-LSHH-0106 | Switch, Level High-High | COL-PRX-MISC | Miscellaneous Equipment | Switch,Level |  |  | LSHH | http://www.toronto.ca/TWONTO#level_switch | Instrumentation Equipment
6951 | COL-PRX-LSHH-0107 | Switch, Level High-High | COL-PRX-MISC | Miscellaneous Equipment | Switch,Level |  |  | LSHH | http://www.toronto.ca/TWONTO#level_switch | Instrumentation Equipment
6982 | COL-PSB-LSHH-0104 | Switch, Level High-High | COL-PSB | Silverbirch Sewage Pumping Station | Switch,Level |  |  | LSHH | http://www.toronto.ca/TWONTO#level_switch | Instrumentation Equipment
6983 | COL-PSB-LSHH-0104 | Switch, Level High-High | COL-PSB-MISC | Miscellaneous Equipment | Switch,Level |  |  | LSHH | http://www.toronto.ca/TWONTO#level_switch | Instrumentation Equipment
7094 | COL-PSD-LSHH-0104 | Switch, Level High-High | COL-PSD | Spadina Sewage Pumping Station | Switch,Level |  |  | LSHH | http://www.toronto.ca/TWONTO#level_switch | Instrumentation Equipment
20427 | COL-PSD-LSHH-0104 | Switch, Level High-High | COL-PSD-MISC | Miscellaneous Equipment | Switch,Level |  |  | LSHH | http://www.toronto.ca/TWONTO#level_switch | Instrumentation Equipment
7275 | COL-PSK-LSHH-0103 | Switch, Level High-High | COL-PSK | Skydome Sewage Pumping Station | Switch,Level |  |  | LSHH | http://www.toronto.ca/TWONTO#level_switch | Instrumentation Equipment
7276 | COL-PSK-LSHH-0103 | Switch, Level High-High | COL-PSK-MISC | Miscellaneous Equipment | Switch,Level |  |  | LSHH | http://www.toronto.ca/TWONTO#level_switch | Instrumentation Equipment
7342 | COL-PSL-LSHH-0104 | Switch, Level High-High | COL-PSL | Sewells Road Sewage Pumping Station | Switch,Level |  |  | LSHH | http://www.toronto.ca/TWONTO#level_switch | Instrumentation Equipment
7343 | COL-PSL-LSHH-0104 | Switch, Level High-High | COL-PSL-MISC | Miscellaneous Equipment | Switch,Level |  |  | LSHH | http://www.toronto.ca/TWONTO#level_switch | Instrumentation Equipment
20566 | COL-PSL-LSHH-0204 | Switch, Level High-High | COL-PSL | Sewells Road Sewage Pumping Station | Switch,Level |  |  | LSHH | http://www.toronto.ca/TWONTO#level_switch | Instrumentation Equipment
20567 | COL-PSL-LSHH-0204 | Switch, Level High-High | COL-PSL-MISC | Miscellaneous Equipment | Switch,Level |  |  | LSHH | http://www.toronto.ca/TWONTO#level_switch | Instrumentation Equipment
20625 | COL-PSM-LSHH-0105 | Switch, Level High-High | COL-PSM | Simcoe St Sewage Pumping Station | Switch,Level |  |  | LSHH | http://www.toronto.ca/TWONTO#level_switch | Instrumentation Equipment
20626 | COL-PSM-LSHH-0105 | Switch, Level High-High | COL-PSM-MISC | Miscellaneous Equipment | Switch,Level |  |  | LSHH | http://www.toronto.ca/TWONTO#level_switch | Instrumentation Equipment
7710 | COL-PSP-LSHH-0001 | Switch, Level High-High | COL-PSP-MISC | Miscellaneous Equipment | Switch,Level |  |  | LSHH | http://www.toronto.ca/TWONTO#level_switch | Instrumentation Equipment
20761 | COL-PSP-LSHH-0001 | Switch, Level High-High | COL-PSP | Southport Sewage Pumping Station | Switch,Level |  |  | LSHH | http://www.toronto.ca/TWONTO#level_switch | Instrumentation Equipment
7711 | COL-PSP-LSHH-0104 | Switch, Level High-High | COL-PSP | Southport Sewage Pumping Station | Switch,Level |  |  | LSHH | http://www.toronto.ca/TWONTO#level_switch | Instrumentation Equipment
20762 | COL-PSP-LSHH-0104 | Switch, Level High-High | COL-PSP-MISC | Miscellaneous Equipment | Switch,Level |  |  | LSHH | http://www.toronto.ca/TWONTO#level_switch | Instrumentation Equipment
7863 | COL-PST-LSH-0105 | Switch, Level High-High | COL-PST-MISC | Miscellaneous Equipment | Switch,Level |  |  | LSH | http://www.toronto.ca/TWONTO#level_switch | Instrumentation Equipment
21008 | COL-PST-LSH-0105 | Switch, Level High-High | COL-PST | Strachan Pumping Station | Switch,Level |  |  | LSH | http://www.toronto.ca/TWONTO#level_switch | Instrumentation Equipment
7864 | COL-PST-LSHH-0006 | Switch, Level High-High | COL-PST-MISC | Miscellaneous Equipment | Switch,Level |  |  | LSHH | http://www.toronto.ca/TWONTO#level_switch | Instrumentation Equipment
7865 | COL-PST-LSHH-0106 | Switch, Level High-High | COL-PST | Strachan Pumping Station | Switch,Level |  |  | LSHH | http://www.toronto.ca/TWONTO#level_switch | Instrumentation Equipment
21009 | COL-PST-LSHH-0106 | Switch, Level High-High | COL-PST-MISC | Miscellaneous Equipment | Switch,Level |  |  | LSHH | http://www.toronto.ca/TWONTO#level_switch | Instrumentation Equipment
7940 | COL-PSU-LSHH-0104 | Switch, Level High-High | COL-PSU | Sunnyside Pumping Station | Switch,Level |  |  | LSHH | http://www.toronto.ca/TWONTO#level_switch | Instrumentation Equipment
21163 | COL-PSU-LSHH-0104 | Switch, Level High-High | COL-PSU-MISC | Miscellaneous Equipment | Switch,Level |  |  | LSHH | http://www.toronto.ca/TWONTO#level_switch | Instrumentation Equipment
21950 | COL-PTD-LSHH-0104 | Switch, Level High-High | COL-PTD | Todmorden Sewage Pumping Station | Switch,Level |  |  | LSHH | http://www.toronto.ca/TWONTO#level_switch | Instrumentation Equipment
21951 | COL-PTD-LSHH-0104 | Switch, Level High-High | COL-PTD-MISC | Miscellaneous Equipment | Switch,Level |  |  | LSHH | http://www.toronto.ca/TWONTO#level_switch | Instrumentation Equipment
8283 | COL-PVM-LSHH-0104 | Switch, Level High-High | COL-PVM-MISC | Miscellaneous Equipment | Switch,Level |  |  | LSHH | http://www.toronto.ca/TWONTO#level_switch | Instrumentation Equipment
22692 | COL-PVM-LSHH-0104 | Switch, Level High-High | COL-PVM | Valleymede Sewage Pumping Station | Switch,Level |  |  | LSHH | http://www.toronto.ca/TWONTO#level_switch | Instrumentation Equipment
8336 | COL-PWC-LSHH-0104 | Switch, Level High-High | COL-PWC | Wirral Court Sewage Pumping Station | Switch,Level |  |  | LSHH | http://www.toronto.ca/TWONTO#level_switch | Instrumentation Equipment
22779 | COL-PWC-LSHH-0104 | Switch, Level High-High | COL-PWC-MISC | Miscellaneous Equipment | Switch,Level |  |  | LSHH | http://www.toronto.ca/TWONTO#level_switch | Instrumentation Equipment
8365 | COL-PWE-LSHH-0104 | Switch, Level High-High | COL-PWE | Wellington Sewage Pumping Station (partial operation) | Switch,Level |  |  | LSHH | http://www.toronto.ca/TWONTO#level_switch | Instrumentation Equipment
23189 | COL-PWE-LSHH-0104 | Switch, Level High-High | COL-PWE-MISC | Miscellaneous Equipment | Switch,Level |  |  | LSHH | http://www.toronto.ca/TWONTO#level_switch | Instrumentation Equipment
8455 | COL-PWP-LSHH-0104 | Switch, Level High-High | COL-PWP | West Point Avenue Sewage Pumping Station | Switch,Level |  |  | LSHH | http://www.toronto.ca/TWONTO#level_switch | Instrumentation Equipment
8456 | COL-PWP-LSHH-0104 | Switch, Level High-High | COL-PWP-MISC | Miscellaneous Equipment | Switch,Level |  |  | LSHH | http://www.toronto.ca/TWONTO#level_switch | Instrumentation Equipment
67734 | SWM-PET-LSHH-0104 | Switch, Level High-High | SWM-PET | Eglinton - Bellamy Storm Pumping Station | Switch,Level |  |  | LSHH | http://www.toronto.ca/TWONTO#level_switch | Instrumentation Equipment
67735 | SWM-PET-LSHH-0104 | Switch, Level High-High | SWM-PET-MISC | Miscellaneous Equipment | Switch,Level |  |  | LSHH | http://www.toronto.ca/TWONTO#level_switch | Instrumentation Equipment
53782 | SWM-PWD-LSH-0106 | Switch, Level High-High | SWM-PWD | Warden Storm | Switch,Level |  |  | LSH | http://www.toronto.ca/TWONTO#level_switch | Instrumentation Equipment
67983 | SWM-PWD-LSH-0106 | Switch, Level High-High | SWM-PWD-MISC | Miscellaneous Equipment | Switch,Level |  |  | LSH | http://www.toronto.ca/TWONTO#level_switch | Instrumentation Equipment
67984 | SWM-PWD-LSHH-0104 | Switch, Level High-High | SWM-PWD | Warden Storm | Switch,Level |  |  | LSHH | http://www.toronto.ca/TWONTO#level_switch | Instrumentation Equipment
67985 | SWM-PWD-LSHH-0104 | Switch, Level High-High | SWM-PWD-MISC | Miscellaneous Equipment | Switch,Level |  |  | LSHH | http://www.toronto.ca/TWONTO#level_switch | Instrumentation Equipment
53783 | SWM-PWD-LSHH-0107 | Switch, Level High-High | SWM-PWD | Warden Storm | Switch,Level |  |  | LSHH | http://www.toronto.ca/TWONTO#level_switch | Instrumentation Equipment
67986 | SWM-PWD-LSHH-0107 | Switch, Level High-High | SWM-PWD-MISC | Miscellaneous Equipment | Switch,Level |  |  | LSHH | http://www.toronto.ca/TWONTO#level_switch | Instrumentation Equipment
11095 | COL-PDA-LSL-0102 | Switch, Level Low | COL-PDA | Dacotah Sewage Pumping Station (Algonquin Island PS #2) | Switch,Level |  |  | LSL | http://www.toronto.ca/TWONTO#level_switch | Instrumentation Equipment
9323 | COL-PBF-LSLL-0101 | Switch, Level Low-Low | COL-PBF | Bluffers Park Sewage Pumping Station | Switch,Level |  |  | LSLL | http://www.toronto.ca/TWONTO#level_switch | Instrumentation Equipment
9324 | COL-PBF-LSLL-0101 | Switch, Level Low-Low | COL-PBF-MISC | Miscellaneous Equipment | Switch,Level |  |  | LSLL | http://www.toronto.ca/TWONTO#level_switch | Instrumentation Equipment
3280 | COL-PBY-LSLL-0101 | Switch, Level Low-Low | COL-PBY-MISC | Miscellaneous Equipment | Switch,Level |  |  | LSLL | http://www.toronto.ca/TWONTO#level_switch | Instrumentation Equipment
9598 | COL-PBY-LSLL-0101 | Switch, Level Low-Low | COL-PBY | Brick Yard Sewage Pumping Station | Switch,Level |  |  | LSLL | http://www.toronto.ca/TWONTO#level_switch | Instrumentation Equipment
3397 | COL-PCP-LSLL-0101 | Switch, Level Low-Low | COL-PCP | Copeland Pumping Station | Switch,Level |  |  | LSLL | http://www.toronto.ca/TWONTO#level_switch | Instrumentation Equipment
3398 | COL-PCP-LSLL-0101 | Switch, Level Low-Low | COL-PCP-MISC | Miscellaneous Equipment | Switch,Level |  |  | LSLL | http://www.toronto.ca/TWONTO#level_switch | Instrumentation Equipment
98689 | TAB-DIS-CHL | Chlorination Process | TAB-SUSPENDED ENTITY | Suspended entities |  |  |  |  | x | Sub-Process
3718 | COL-PDA-LSLL-0101 | Switch, Level Low-Low | COL-PDA | Dacotah Sewage Pumping Station (Algonquin Island PS #2) | Switch,Level |  |  | LSLL | http://www.toronto.ca/TWONTO#level_switch | Instrumentation Equipment
70868 | TAB-DIS-CHL-2 | Chlorination Train #2 | TAB-DIS-CHL | Chlorination Process |  |  |  | CHL | http://www.toronto.ca/TWONTO#system_train | Equipment Location
70869 | TAB-DIS-CHL-3 | ChlorinatIon Train #3 | TAB-DIS-CHL | Chlorination Process |  |  |  | CHL | http://www.toronto.ca/TWONTO#system_train | Equipment Location
98693 | TAB-DIS-CHL-4 | Chlorination Train #4 | TAB-DIS-CHL | Chlorination Process |  |  |  | CHL | http://www.toronto.ca/TWONTO#system_train | Equipment Location
98694 | TAB-DIS-CHL-5 | Chlorination Train #5 | TAB-DIS-CHL | Chlorination Process |  |  |  | CHL | http://www.toronto.ca/TWONTO#system_train | Equipment Location
70870 | TAB-DIS-CHL-6 | Chlorination Train #6 | TAB-DIS-CHL | Chlorination Process |  |  |  | CHL | http://www.toronto.ca/TWONTO#system_train | Equipment Location
70871 | TAB-DIS-CHL-7 | Chlorination Train #7 | TAB-DIS-CHL | Chlorination Process |  |  |  | CHL | http://www.toronto.ca/TWONTO#system_train | Equipment Location
98695 | TAB-DIS-CHL-8 | Chlorination Train #8 | TAB-DIS-CHL | Chlorination Process |  |  |  | CHL | http://www.toronto.ca/TWONTO#system_train | Equipment Location
11259 | COL-PEV-LSLL-0101 | Switch, Level Low-Low | COL-PEV | Ellis Sewage Pumping Station | Switch,Level |  |  | LSLL | http://www.toronto.ca/TWONTO#level_switch | Instrumentation Equipment
11260 | COL-PEV-LSLL-0101 | Switch, Level Low-Low | COL-PEV-MISC | Miscellaneous Equipment | Switch,Level |  |  | LSLL | http://www.toronto.ca/TWONTO#level_switch | Instrumentation Equipment
3942 | COL-PFB-LSLL-0101 | Switch, Level Low-Low | COL-PFB-MISC | Miscellaneous Equipment | Switch,Level |  |  | LSLL | http://www.toronto.ca/TWONTO#level_switch | Instrumentation Equipment
13406 | COL-PFB-LSLL-0101 | Switch, Level Low-Low | COL-PFB | Fallingbrook Pumping Station | Switch,Level |  |  | LSLL | http://www.toronto.ca/TWONTO#level_switch | Instrumentation Equipment
3967 | COL-PFH-LSLL-0101 | Switch, Level Low-Low | COL-PFH | Fire Hall Sewage Pumping Station (Wards Island PS#4) | Switch,Level |  |  | LSLL | http://www.toronto.ca/TWONTO#level_switch | Instrumentation Equipment
3968 | COL-PFH-LSLL-0102 | Switch, Level Low-Low | COL-PFH | Fire Hall Sewage Pumping Station (Wards Island PS#4) | Switch,Level |  |  | LSLL | http://www.toronto.ca/TWONTO#level_switch | Instrumentation Equipment
13863 | COL-PFH-LSLL-0103 | Switch, Level Low-Low | COL-PFH | Fire Hall Sewage Pumping Station (Wards Island PS#4) | Switch,Level |  |  | LSLL | http://www.toronto.ca/TWONTO#level_switch | Instrumentation Equipment
3969 | COL-PFH-LSLL-0104 | Switch, Level Low-Low | COL-PFH | Fire Hall Sewage Pumping Station (Wards Island PS#4) | Switch,Level |  |  | LSLL | http://www.toronto.ca/TWONTO#level_switch | Instrumentation Equipment
99119 | TAB-DIS-SS-35 | Chlorine Process - Scrubber System | TAB-SUSPENDED ENTITY | Suspended entities |  |  |  | SS | x | Equipment Location
4055 | COL-PFI-LSLL-0101 | Switch, Level Low-Low | COL-PFI | Fifth Street Sewage Pumping Station (Wards Island PS #8) | Switch,Level |  |  | LSLL | http://www.toronto.ca/TWONTO#level_switch | Instrumentation Equipment
13875 | COL-PFI-LSLL-0102 | Switch, Level Low-Low | COL-PFI | Fifth Street Sewage Pumping Station (Wards Island PS #8) | Switch,Level |  |  | LSLL | http://www.toronto.ca/TWONTO#level_switch | Instrumentation Equipment
4056 | COL-PFI-LSLL-0103 | Switch, Level Low-Low | COL-PFI | Fifth Street Sewage Pumping Station (Wards Island PS #8) | Switch,Level |  |  | LSLL | http://www.toronto.ca/TWONTO#level_switch | Instrumentation Equipment
13876 | COL-PFI-LSLL-0104 | Switch, Level Low-Low | COL-PFI | Fifth Street Sewage Pumping Station (Wards Island PS #8) | Switch,Level |  |  | LSLL | http://www.toronto.ca/TWONTO#level_switch | Instrumentation Equipment
4072 | COL-PFO-LSLL-0101 | Switch, Level Low-Low | COL-PFO | Fourth Street Sewage Pumping Station (Wards Island PS#9) | Switch,Level |  |  | LSLL | http://www.toronto.ca/TWONTO#level_switch | Instrumentation Equipment
13925 | COL-PFO-LSLL-0102 | Switch, Level Low-Low | COL-PFO | Fourth Street Sewage Pumping Station (Wards Island PS#9) | Switch,Level |  |  | LSLL | http://www.toronto.ca/TWONTO#level_switch | Instrumentation Equipment
13926 | COL-PFO-LSLL-0103 | Switch, Level Low-Low | COL-PFO | Fourth Street Sewage Pumping Station (Wards Island PS#9) | Switch,Level |  |  | LSLL | http://www.toronto.ca/TWONTO#level_switch | Instrumentation Equipment
13927 | COL-PFO-LSLL-0104 | Switch, Level Low-Low | COL-PFO | Fourth Street Sewage Pumping Station (Wards Island PS#9) | Switch,Level |  |  | LSLL | http://www.toronto.ca/TWONTO#level_switch | Instrumentation Equipment
4201 | COL-PGB-LSLL-0101 | Switch, Level Low-Low | COL-PGB | Governors Bridge Sewage Pumping Station | Switch,Level |  |  | LSLL | http://www.toronto.ca/TWONTO#level_switch | Instrumentation Equipment
14092 | COL-PGB-LSLL-0101 | Switch, Level Low-Low | COL-PGB-MISC | Miscellaneous Equipment | Switch,Level |  |  | LSLL | http://www.toronto.ca/TWONTO#level_switch | Instrumentation Equipment
14525 | COL-PHP-LSLL-0201 | Switch, Level Low-Low | COL-PHP | High Park Sewage Pumping Station | Switch,Level |  |  | LSLL | http://www.toronto.ca/TWONTO#level_switch | Instrumentation Equipment
14526 | COL-PHP-LSLL-0201 | Switch, Level Low-Low | COL-PHP-MISC | Miscellaneous Equipment | Switch,Level |  |  | LSLL | http://www.toronto.ca/TWONTO#level_switch | Instrumentation Equipment
4532 | COL-PIR-LSLL-0101 | Switch, Level Low-Low | COL-PIR-MISC | Miscellaneous Equipment | Switch,Level |  |  | LSLL | http://www.toronto.ca/TWONTO#level_switch | Instrumentation Equipment
14568 | COL-PIR-LSLL-0101 | Switch, Level Low-Low | COL-PIR | Island Road Sewage Pumping Station | Switch,Level |  |  | LSLL | http://www.toronto.ca/TWONTO#level_switch | Instrumentation Equipment
4585 | COL-PKG-LSLL-0101 | Switch, Level Low-Low | COL-PKG-MISC | Miscellaneous Equipment | Switch,Level |  |  | LSLL | http://www.toronto.ca/TWONTO#level_switch | Instrumentation Equipment
14875 | COL-PKG-LSLL-0201 | Switch, Level Low-Low | COL-PKG-MISC | Miscellaneous Equipment | Switch,Level |  |  | LSLL | http://www.toronto.ca/TWONTO#level_switch | Instrumentation Equipment
4922 | COL-PLV-LSLL-0101 | Switch, Level Low-Low | COL-PLV | Livingston Road Pumping Station | Switch,Level |  |  | LSLL | http://www.toronto.ca/TWONTO#level_switch | Electrical Equipment
15738 | COL-PLV-LSLL-0101 | Switch, Level Low-Low | COL-PLV-MISC | Miscellaneous Equipment | Switch,Level |  |  | LSLL | http://www.toronto.ca/TWONTO#level_switch | Electrical Equipment
4923 | COL-PLV-LSLL-0201 | Switch, Level Low-Low | COL-PLV-MISC | Miscellaneous Equipment | Switch,Level |  |  | LSLL | http://www.toronto.ca/TWONTO#level_switch | Electrical Equipment
15739 | COL-PLV-LSLL-0201 | Switch, Level Low-Low | COL-PLV | Livingston Road Pumping Station | Switch,Level |  |  | LSLL | http://www.toronto.ca/TWONTO#level_switch | Electrical Equipment
4989 | COL-PMD-LSLL-0101 | Switch, Level Low-Low | COL-PMD-MISC | Miscellaneous Equipment | Switch,Level |  |  | LSLL | http://www.toronto.ca/TWONTO#level_switch | Instrumentation Equipment
16088 | COL-PMD-LSLL-0101 | Switch, Level Low-Low | COL-PMD | Midland Pumping Station | Switch,Level |  |  | LSLL | http://www.toronto.ca/TWONTO#level_switch | Instrumentation Equipment
4990 | COL-PMD-LSLL-0201 | Switch, Level Low-Low | COL-PMD | Midland Pumping Station | Switch,Level |  |  | LSLL | http://www.toronto.ca/TWONTO#level_switch | Instrumentation Equipment
16089 | COL-PMD-LSLL-0201 | Switch, Level Low-Low | COL-PMD-MISC | Miscellaneous Equipment | Switch,Level |  |  | LSLL | http://www.toronto.ca/TWONTO#level_switch | Instrumentation Equipment
16954 | COL-PMT-LSLL-0101 | Switch, Level Low-Low | COL-PMT | Military Trail Sewage Pumping Station | Switch,Level |  |  | LSLL | http://www.toronto.ca/TWONTO#level_switch | Instrumentation Equipment
16955 | COL-PMT-LSLL-0101 | Switch, Level Low-Low | COL-PMT-MISC | Miscellaneous Equipment | Switch,Level |  |  | LSLL | http://www.toronto.ca/TWONTO#level_switch | Instrumentation Equipment
17477 | COL-PNO-LSLL-0101 | Switch, Level Low-Low | COL-PNO | Nottawa Sewage Pumping Station (Algonquin Island PS#3) | Switch,Level |  |  | LSLL | http://www.toronto.ca/TWONTO#level_switch | Instrumentation Equipment
17478 | COL-PNO-LSLL-0102 | Switch, Level Low-Low | COL-PNO | Nottawa Sewage Pumping Station (Algonquin Island PS#3) | Switch,Level |  |  | LSLL | http://www.toronto.ca/TWONTO#level_switch | Instrumentation Equipment
17479 | COL-PNO-LSLL-0103 | Switch, Level Low-Low | COL-PNO | Nottawa Sewage Pumping Station (Algonquin Island PS#3) | Switch,Level |  |  | LSLL | http://www.toronto.ca/TWONTO#level_switch | Instrumentation Equipment
17480 | COL-PNO-LSLL-0104 | Switch, Level Low-Low | COL-PNO | Nottawa Sewage Pumping Station (Algonquin Island PS#3) | Switch,Level |  |  | LSLL | http://www.toronto.ca/TWONTO#level_switch | Instrumentation Equipment
6328 | COL-PPU-LSLL-0101 | Switch, Level Low-Low | COL-PPU | Port Union Road Sewage Pumping Station | Switch,Level |  |  | LSLL | http://www.toronto.ca/TWONTO#level_switch | Instrumentation Equipment
6329 | COL-PPU-LSLL-0101 | Switch, Level Low-Low | COL-PPU-MISC | Miscellaneous Equipment | Switch,Level |  |  | LSLL | http://www.toronto.ca/TWONTO#level_switch | Instrumentation Equipment
18257 | COL-PRC-LSLL-0101 | Switch, Level Low-Low | COL-PRC | Rectory Café Sewage Pumping Station (Wards Island PS #5) | Switch,Level |  |  | LSLL | http://www.toronto.ca/TWONTO#level_switch | Instrumentation Equipment
6494 | COL-PRC-LSLL-0102 | Switch, Level Low-Low | COL-PRC | Rectory Café Sewage Pumping Station (Wards Island PS #5) | Switch,Level |  |  | LSLL | http://www.toronto.ca/TWONTO#level_switch | Instrumentation Equipment
6495 | COL-PRC-LSLL-0103 | Switch, Level Low-Low | COL-PRC | Rectory Café Sewage Pumping Station (Wards Island PS #5) | Switch,Level |  |  | LSLL | http://www.toronto.ca/TWONTO#level_switch | Instrumentation Equipment
6496 | COL-PRC-LSLL-0104 | Switch, Level Low-Low | COL-PRC | Rectory Café Sewage Pumping Station (Wards Island PS #5) | Switch,Level |  |  | LSLL | http://www.toronto.ca/TWONTO#level_switch | Instrumentation Equipment
6632 | COL-PRD-LSLL-0101 | Switch, Level Low-Low | COL-PRD | Redland Pumping Station | Switch,Level |  |  | LSLL | http://www.toronto.ca/TWONTO#level_switch | Instrumentation Equipment
6633 | COL-PRD-LSLL-0101 | Switch, Level Low-Low | COL-PRD-MISC | Miscellaneous Equipment | Switch,Level |  |  | LSLL | http://www.toronto.ca/TWONTO#level_switch | Instrumentation Equipment
6634 | COL-PRD-LSLL-0102 | Switch, Level Low-Low | COL-PRD | Redland Pumping Station | Switch,Level |  |  | LSLL | http://www.toronto.ca/TWONTO#level_switch | Instrumentation Equipment
6635 | COL-PRD-LSLL-0102 | Switch, Level Low-Low | COL-PRD-MISC | Miscellaneous Equipment | Switch,Level |  |  | LSLL | http://www.toronto.ca/TWONTO#level_switch | Instrumentation Equipment
18623 | COL-PRD-LSLL-0201 | Switch, Level Low-Low | COL-PRD | Redland Pumping Station | Switch,Level |  |  | LSLL | http://www.toronto.ca/TWONTO#level_switch | Instrumentation Equipment
18624 | COL-PRD-LSLL-0201 | Switch, Level Low-Low | COL-PRD-MISC | Miscellaneous Equipment | Switch,Level |  |  | LSLL | http://www.toronto.ca/TWONTO#level_switch | Instrumentation Equipment
18625 | COL-PRD-LSLL-0202 | Switch, Level Low-Low | COL-PRD | Redland Pumping Station | Switch,Level |  |  | LSLL | http://www.toronto.ca/TWONTO#level_switch | Instrumentation Equipment
18626 | COL-PRD-LSLL-0202 | Switch, Level Low-Low | COL-PRD-MISC | Miscellaneous Equipment | Switch,Level |  |  | LSLL | http://www.toronto.ca/TWONTO#level_switch | Instrumentation Equipment
6761 | COL-PRR-LSLL-0101 | Switch, Level Low-Low | COL-PRR | Riverside Sewage Pumping Station | Switch,Level |  |  | LSLL | http://www.toronto.ca/TWONTO#level_switch | Instrumentation Equipment
6762 | COL-PRR-LSLL-0101 | Switch, Level Low-Low | COL-PRR-MISC | Miscellaneous Equipment | Switch,Level |  |  | LSLL | http://www.toronto.ca/TWONTO#level_switch | Instrumentation Equipment
6954 | COL-PRX-LSLL-0101 | Switch, Level Low-Low | COL-PRX-MISC | Miscellaneous Equipment | Switch,Level |  |  | LSLL | http://www.toronto.ca/TWONTO#level_switch | Instrumentation Equipment
6985 | COL-PSB-LSLL-0101 | Switch, Level Low-Low | COL-PSB-MISC | Miscellaneous Equipment | Switch |  |  | LSLL | http://www.toronto.ca/TWONTO#level_switch | Instrumentation Equipment
7096 | COL-PSD-LSLL-0101 | Switch, Level Low-Low | COL-PSD | Spadina Sewage Pumping Station | Switch,Level |  |  | LSLL | http://www.toronto.ca/TWONTO#level_switch | Instrumentation Equipment
7097 | COL-PSD-LSLL-0101 | Switch, Level Low-Low | COL-PSD-MISC | Miscellaneous Equipment | Switch,Level |  |  | LSLL | http://www.toronto.ca/TWONTO#level_switch | Instrumentation Equipment
20451 | COL-PSE-LSLL-0101 | Switch, Level Low-Low | COL-PSE | Second Street Sewage Pumping Station (Wards Island PS#10) | Switch,Level |  |  | LSLL | http://www.toronto.ca/TWONTO#level_switch | Instrumentation Equipment
7210 | COL-PSE-LSLL-0102 | Switch, Level Low-Low | COL-PSE | Second Street Sewage Pumping Station (Wards Island PS#10) | Switch,Level |  |  | LSLL | http://www.toronto.ca/TWONTO#level_switch | Instrumentation Equipment
20452 | COL-PSE-LSLL-0103 | Switch, Level Low-Low | COL-PSE | Second Street Sewage Pumping Station (Wards Island PS#10) | Switch,Level |  |  | LSLL | http://www.toronto.ca/TWONTO#level_switch | Instrumentation Equipment
7211 | COL-PSE-LSLL-0104 | Switch, Level Low-Low | COL-PSE | Second Street Sewage Pumping Station (Wards Island PS#10) | Switch,Level |  |  | LSLL | http://www.toronto.ca/TWONTO#level_switch | Instrumentation Equipment
20467 | COL-PSH-LSLL-0101 | Switch, Level Low-Low | COL-PSH | Senior’s Home Sewage Pumping Station (Wards Island PS#6) | Switch,Level |  |  | LSLL | http://www.toronto.ca/TWONTO#level_switch | Instrumentation Equipment
7223 | COL-PSH-LSLL-0102 | Switch, Level Low-Low | COL-PSH | Senior’s Home Sewage Pumping Station (Wards Island PS#6) | Switch,Level |  |  | LSLL | http://www.toronto.ca/TWONTO#level_switch | Instrumentation Equipment
7224 | COL-PSH-LSLL-0103 | Switch, Level Low-Low | COL-PSH | Senior’s Home Sewage Pumping Station (Wards Island PS#6) | Switch,Level |  |  | LSLL | http://www.toronto.ca/TWONTO#level_switch | Instrumentation Equipment
7225 | COL-PSH-LSLL-0104 | Switch, Level Low-Low | COL-PSH | Senior’s Home Sewage Pumping Station (Wards Island PS#6) | Switch,Level |  |  | LSLL | http://www.toronto.ca/TWONTO#level_switch | Instrumentation Equipment
7236 | COL-PSI-LSLL-0101 | Switch, Level Low-Low | COL-PSI | Sixth Street Sewage Pumping Station (Wards Island PS#11) | Switch,Level |  |  | LSLL | http://www.toronto.ca/TWONTO#level_switch | Instrumentation Equipment
7237 | COL-PSI-LSLL-0102 | Switch, Level Low-Low | COL-PSI | Sixth Street Sewage Pumping Station (Wards Island PS#11) | Switch,Level |  |  | LSLL | http://www.toronto.ca/TWONTO#level_switch | Instrumentation Equipment
20483 | COL-PSI-LSLL-0103 | Switch, Level Low-Low | COL-PSI | Sixth Street Sewage Pumping Station (Wards Island PS#11) | Switch,Level |  |  | LSLL | http://www.toronto.ca/TWONTO#level_switch | Instrumentation Equipment
7238 | COL-PSI-LSLL-0104 | Switch, Level Low-Low | COL-PSI | Sixth Street Sewage Pumping Station (Wards Island PS#11) | Switch,Level |  |  | LSLL | http://www.toronto.ca/TWONTO#level_switch | Instrumentation Equipment
7345 | COL-PSL-LSLL-0101 | Switch, Level Low-Low | COL-PSL | Sewells Road Sewage Pumping Station | Switch,Level |  |  | LSLL | http://www.toronto.ca/TWONTO#level_switch | Instrumentation Equipment
7346 | COL-PSL-LSLL-0101 | Switch, Level Low-Low | COL-PSL-MISC | Miscellaneous Equipment | Switch,Level |  |  | LSLL | http://www.toronto.ca/TWONTO#level_switch | Instrumentation Equipment
7347 | COL-PSL-LSLL-0201 | Switch, Level Low-Low | COL-PSL | Sewells Road Sewage Pumping Station | Switch,Level |  |  | LSLL | http://www.toronto.ca/TWONTO#level_switch | Instrumentation Equipment
20571 | COL-PSL-LSLL-0201 | Switch, Level Low-Low | COL-PSL-MISC | Miscellaneous Equipment | Switch,Level |  |  | LSLL | http://www.toronto.ca/TWONTO#level_switch | Instrumentation Equipment
7555 | COL-PSM-LSLL-0101 | Switch, Level Low-Low | COL-PSM | Simcoe St Sewage Pumping Station | Switch,Level |  |  | LSLL | http://www.toronto.ca/TWONTO#level_switch | Instrumentation Equipment
7556 | COL-PSM-LSLL-0101 | Switch, Level Low-Low | COL-PSM-MISC | Miscellaneous Equipment | Switch,Level |  |  | LSLL | http://www.toronto.ca/TWONTO#level_switch | Instrumentation Equipment
7713 | COL-PSP-LSLL-0101 | Switch, Level Low-Low | COL-PSP-MISC | Miscellaneous Equipment | Switch,Level |  |  | LSLL | http://www.toronto.ca/TWONTO#level_switch | Instrumentation Equipment
20764 | COL-PSP-LSLL-0101 | Switch, Level Low-Low | COL-PSP | Southport Sewage Pumping Station | Switch,Level |  |  | LSLL | http://www.toronto.ca/TWONTO#level_switch | Instrumentation Equipment
7867 | COL-PST-LSLL-0101 | Switch, Level Low-Low | COL-PST-MISC | Miscellaneous Equipment | Switch,Level |  |  | LSLL | http://www.toronto.ca/TWONTO#level_switch | Instrumentation Equipment
21046 | COL-PST-LSLL-0101 | Switch, Level Low-Low | COL-PST | Strachan Pumping Station | Switch,Level |  |  | LSLL | http://www.toronto.ca/TWONTO#level_switch | Instrumentation Equipment
7941 | COL-PSU-LSLL-0101 | Switch, Level Low-Low | COL-PSU | Sunnyside Pumping Station | Switch,Level |  |  | LSLL | http://www.toronto.ca/TWONTO#level_switch | Instrumentation Equipment
21166 | COL-PSU-LSLL-0101 | Switch, Level Low-Low | COL-PSU-MISC | Miscellaneous Equipment | Switch,Level |  |  | LSLL | http://www.toronto.ca/TWONTO#level_switch | Instrumentation Equipment
8186 | COL-PTD-LSLL-0101 | Switch, Level Low-Low | COL-PTD | Todmorden Sewage Pumping Station | Switch,Level |  |  | LSLL | http://www.toronto.ca/TWONTO#level_switch | Instrumentation Equipment
8187 | COL-PTD-LSLL-0101 | Switch, Level Low-Low | COL-PTD-MISC | Miscellaneous Equipment | Switch,Level |  |  | LSLL | http://www.toronto.ca/TWONTO#level_switch | Instrumentation Equipment
8221 | COL-PTS-LSLL-0101 | Switch, Level Low-Low | COL-PTS | Third Street Sewage Pumping Station (Wards Island PS#12) | Switch,Level |  |  | LSLL | http://www.toronto.ca/TWONTO#level_switch | Instrumentation Equipment
8222 | COL-PTS-LSLL-0101 | Switch, Level Low-Low | COL-PTS(S) | Third Street Sewage Pumping Station (Wards Island PS#12) | Switch,Level |  |  | LSLL | http://www.toronto.ca/TWONTO#level_switch | Instrumentation Equipment
8223 | COL-PTS-LSLL-0102 | Switch, Level Low-Low | COL-PTS | Third Street Sewage Pumping Station (Wards Island PS#12) | Switch,Level |  |  | LSLL | http://www.toronto.ca/TWONTO#level_switch | Instrumentation Equipment
8224 | COL-PTS-LSLL-0102 | Switch, Level Low-Low | COL-PTS(S) | Third Street Sewage Pumping Station (Wards Island PS#12) | Switch,Level |  |  | LSLL | http://www.toronto.ca/TWONTO#level_switch | Instrumentation Equipment
8225 | COL-PTS-LSLL-0103 | Switch, Level Low-Low | COL-PTS | Third Street Sewage Pumping Station (Wards Island PS#12) | Switch,Level |  |  | LSLL | http://www.toronto.ca/TWONTO#level_switch | Instrumentation Equipment
8226 | COL-PTS-LSLL-0103 | Switch, Level Low-Low | COL-PTS(S) | Third Street Sewage Pumping Station (Wards Island PS#12) | Switch,Level |  |  | LSLL | http://www.toronto.ca/TWONTO#level_switch | Instrumentation Equipment
8227 | COL-PTS-LSLL-0104 | Switch, Level Low-Low | COL-PTS(S) | Third Street Sewage Pumping Station (Wards Island PS#12) | Switch,Level |  |  | LSLL | http://www.toronto.ca/TWONTO#level_switch | Instrumentation Equipment
21971 | COL-PTS-LSLL-0104 | Switch, Level Low-Low | COL-PTS | Third Street Sewage Pumping Station (Wards Island PS#12) | Switch,Level |  |  | LSLL | http://www.toronto.ca/TWONTO#level_switch | Instrumentation Equipment
8285 | COL-PVM-LSLL-0101 | Switch, Level Low-Low | COL-PVM-MISC | Miscellaneous Equipment | Switch,Level |  |  | LSLL | http://www.toronto.ca/TWONTO#level_switch | Instrumentation Equipment
22694 | COL-PVM-LSLL-0101 | Switch, Level Low-Low | COL-PVM | Valleymede Sewage Pumping Station | Switch,Level |  |  | LSLL | http://www.toronto.ca/TWONTO#level_switch | Instrumentation Equipment
8337 | COL-PWC-LSLL-0101 | Switch, Level Low-Low | COL-PWC | Wirral Court Sewage Pumping Station | Switch,Level |  |  | LSLL | http://www.toronto.ca/TWONTO#level_switch | Instrumentation Equipment
23163 | COL-PWC-LSLL-0101 | Switch, Level Low-Low | COL-PWC-MISC | Miscellaneous Equipment | Switch,Level |  |  | LSLL | http://www.toronto.ca/TWONTO#level_switch | Instrumentation Equipment
8367 | COL-PWE-LSLL-0101 | Switch, Level Low-Low | COL-PWE | Wellington Sewage Pumping Station (partial operation) | Switch,Level |  |  | LSLL | http://www.toronto.ca/TWONTO#level_switch | Instrumentation Equipment
8368 | COL-PWE-LSLL-0101 | Switch, Level Low-Low | COL-PWE-MISC | Miscellaneous Equipment | Switch,Level |  |  | LSLL | http://www.toronto.ca/TWONTO#level_switch | Instrumentation Equipment
23210 | COL-PWL-LSLL-0101 | Switch, Level Low-Low | COL-PWL | Willow Avenue Sewage Pumping Station (Wards Island PS#7) | Switch,Level |  |  | LSLL | http://www.toronto.ca/TWONTO#level_switch | Instrumentation Equipment
23211 | COL-PWL-LSLL-0102 | Switch, Level Low-Low | COL-PWL | Willow Avenue Sewage Pumping Station (Wards Island PS#7) | Switch,Level |  |  | LSLL | http://www.toronto.ca/TWONTO#level_switch | Instrumentation Equipment
23515 | COL-PWL-LSLL-0103 | Switch, Level Low-Low | COL-PWL | Willow Avenue Sewage Pumping Station (Wards Island PS#7) | Switch,Level |  |  | LSLL | http://www.toronto.ca/TWONTO#level_switch | Instrumentation Equipment
8382 | COL-PWL-LSLL-0104 | Switch, Level Low-Low | COL-PWL | Willow Avenue Sewage Pumping Station (Wards Island PS#7) | Switch,Level |  |  | LSLL | http://www.toronto.ca/TWONTO#level_switch | Instrumentation Equipment
8458 | COL-PWP-LSLL-0101 | Switch, Level Low-Low | COL-PWP-MISC | Miscellaneous Equipment | Switch,Level |  |  | LSLL | http://www.toronto.ca/TWONTO#level_switch | Instrumentation Equipment
24509 | COL-PWP-LSLL-0101 | Switch, Level Low-Low | COL-PWP | West Point Avenue Sewage Pumping Station | Switch,Level |  |  | LSLL | http://www.toronto.ca/TWONTO#level_switch | Instrumentation Equipment
8762 | COL-PWY-LSLL-0101 | Switch, Level Low-Low | COL-PWY | Wyandot Ave. Sewage Pumping Station (Algonquin Island PS#1) | Switch,Level |  |  | LSLL | http://www.toronto.ca/TWONTO#level_switch | Instrumentation Equipment
28068 | COL-PWY-LSLL-0102 | Switch, Level Low-Low | COL-PWY | Wyandot Ave. Sewage Pumping Station (Algonquin Island PS#1) | Switch,Level |  |  | LSLL | http://www.toronto.ca/TWONTO#level_switch | Instrumentation Equipment
28069 | COL-PWY-LSLL-0103 | Switch, Level Low-Low | COL-PWY | Wyandot Ave. Sewage Pumping Station (Algonquin Island PS#1) | Switch,Level |  |  | LSLL | http://www.toronto.ca/TWONTO#level_switch | Instrumentation Equipment
28070 | COL-PWY-LSLL-0104 | Switch, Level Low-Low | COL-PWY | Wyandot Ave. Sewage Pumping Station (Algonquin Island PS#1) | Switch,Level |  |  | LSLL | http://www.toronto.ca/TWONTO#level_switch | Instrumentation Equipment
53565 | SWM-PET-LSLL-0101 | Switch, Level Low-Low | SWM-PET | Eglinton - Bellamy Storm Pumping Station | Switch,Level |  |  | LSLL | http://www.toronto.ca/TWONTO#level_switch | Instrumentation Equipment
67736 | SWM-PET-LSLL-0101 | Switch, Level Low-Low | SWM-PET-MISC | Miscellaneous Equipment | Switch,Level |  |  | LSLL | http://www.toronto.ca/TWONTO#level_switch | Instrumentation Equipment
67989 | SWM-PWD-LSLL-0101 | Switch, Level Low-Low | SWM-PWD | Warden Storm | Switch,Level |  |  | LSLL | http://www.toronto.ca/TWONTO#level_switch | Instrumentation Equipment
67990 | SWM-PWD-LSLL-0101 | Switch, Level Low-Low | SWM-PWD-MISC | Miscellaneous Equipment | Switch,Level |  |  | LSLL | http://www.toronto.ca/TWONTO#level_switch | Instrumentation Equipment
53784 | SWM-PWD-LSLL-0105 | Switch, Level Low-Low | SWM-PWD | Warden Storm | Switch,Level |  |  | LSLL | http://www.toronto.ca/TWONTO#level_switch | Instrumentation Equipment
53785 | SWM-PWD-LSLL-0105 | Switch, Level Low-Low | SWM-PWD-MISC | Miscellaneous Equipment | Switch,Level |  |  | LSLL | http://www.toronto.ca/TWONTO#level_switch | Instrumentation Equipment
32388 | FCL-ELS-LSHH-0101B | Switch, Level, Critical High, Tank ELS-T-0101, Emergency Power Generator Monitoring | FCL-ELS-T-0101 | Tank, Generator G-0100 Oil Fuel Day Tank, Low Lift Building, Screen Room |  |  |  | LSHH | http://www.toronto.ca/TWONTO#level_switch | Electrical Equipment
12727 | FCL-ELS-LSHH-0201B | Switch, Level, Critical High, Tank ELS-T-0201, Emergency Power Generator Monitoring | FCL-ELS-T-0201 | Tank, Generator G-0200 Oil Fuel Day Tank, Low Lift Building, Screen Room |  |  |  | LSHH | http://www.toronto.ca/TWONTO#level_switch | Electrical Equipment
12725 | FCL-ELS-LSHH-0101 | Switch, Level, High High, Fuel Oil Day Tank T-0101, Low Lift Building, Screen Room | FCL-ELS-T-0100 | Tank, Underground, Main Oil Fuel Tank, Low Lift Building, Screen Room |  |  |  | LSHH | http://www.toronto.ca/TWONTO#level_switch | Electrical Equipment
32389 | FCL-ELS-LSHH-0201 | Switch, Level, High High, Fuel Oil Day Tank T-0201, Low Lift Building, Screen Room | FCL-ELS-T-0201 | Tank, Generator G-0200 Oil Fuel Day Tank, Low Lift Building, Screen Room |  |  |  | LSHH | http://www.toronto.ca/TWONTO#level_switch | Electrical Equipment
32391 | FCL-ELS-LSHH-0300 | Switch, Level, High High, Fuel Oil Tank T-0100, Low Lift Building, Screen Room, Underground | FCL-ELS-T-0100 | Tank, Underground, Main Oil Fuel Tank, Low Lift Building, Screen Room |  |  |  | LSHH | http://www.toronto.ca/TWONTO#level_switch | Electrical Equipment
15913 | FCL-WWW-LSHH-3020 | Switch, Level, High High, Process Drain Pumps P-3021&3022 Sump, RMF Clarification Facility | FCL-WWW-P-3021 | Pump Submersible Drainage South, Process Drain Sump |  |  |  | LSHH | http://www.toronto.ca/TWONTO#level_switch | Electrical Equipment
12726 | FCL-ELS-LSHH-0101A | Switch, Level, High High, Tank ELS-T-0101, Emergency Power Generator Monitoring | FCL-ELS-T-0101 | Tank, Generator G-0100 Oil Fuel Day Tank, Low Lift Building, Screen Room |  |  |  | LSHH | http://www.toronto.ca/TWONTO#level_switch | Electrical Equipment
32390 | FCL-ELS-LSHH-0201A | Switch, Level, High High, Tank ELS-T-0201, Emergency Power Generator Monitoring | FCL-ELS-T-0201 | Tank, Generator G-0200 Oil Fuel Day Tank, Low Lift Building, Screen Room |  |  |  | LSHH | http://www.toronto.ca/TWONTO#level_switch | Electrical Equipment
11754 | FCL-AM-LSH-0002 | Switch, Level, High, Ammonia Pumps Spill Containment, Gaseous Chemical Building, Pump Room | FCL-AM | Ammoniation |  |  |  | LSH | http://www.toronto.ca/TWONTO#level_switch | Instrumentation Equipment
12723 | FCL-ELS-LSH-0301 | Switch, Level, High, Fuel Oil Tank T-0100 Spill Sensing, Low Lift Building, Screen Room, Underground | FCL-ELS-T-0100 | Tank, Underground, Main Oil Fuel Tank, Low Lift Building, Screen Room |  |  |  | LSH | http://www.toronto.ca/TWONTO#level_switch | Electrical Equipment
12722 | FCL-ELS-LSH-0300 | Switch, Level, High, Fuel Oil Tank T-0100, Low Lift Building, Screen Room, Underground | FCL-ELS-T-0100 | Tank, Underground, Main Oil Fuel Tank, Low Lift Building, Screen Room |  |  |  | LSH | http://www.toronto.ca/TWONTO#level_switch | Electrical Equipment
15911 | FCL-WWW-LSHH-0012 | Switch, Level, High, High, Sanitary Sump, RMF Clarification Facility, Pump Room North | FCL-WWW-P-0001 | Pump Sanitary Clarification Building, South |  |  |  | LSHH | http://www.toronto.ca/TWONTO#level_switch | Electrical Equipment
13780 | FCL-POL-LSH-4101 | Switch, Level, High, Polymer Containment Sump, RMF Centrifuge Building Polymer Room | FCL-WWW-POL | Polymer |  |  |  | LSH | http://www.toronto.ca/TWONTO#level_switch | Electrical Equipment
35289 | FCL-WWW-LSH-3020 | Switch, Level, High, Process Drain Pumps P-3021&3022 Sump, RMF Clarification Facility | FCL-WWW-P-3021 | Pump Submersible Drainage South, Process Drain Sump |  |  |  | LSH | http://www.toronto.ca/TWONTO#level_switch | Electrical Equipment
15909 | FCL-WWW-LSH-5530 | Switch, Level, High, Process Drain Pumps P-5531&5532 Sump, RMF Centrifuge Building | FCL-WWW-P-5531 | Pump Submersible Centrifuge Process Drain |  |  |  | LSH | http://www.toronto.ca/TWONTO#level_switch | Electrical Equipment
15910 | FCL-WWW-LSH-7000 | Switch, Level, High, Pump Room Sump, RMF Clarification Facility, Pump Room | FCL-WWW | Residue Management |  |  |  | LSH | http://www.toronto.ca/TWONTO#level_switch | Electrical Equipment
15908 | FCL-WWW-LSH-0012 | Switch, Level, High, Sanitary Sump, RMF Clarification Facility, Pump Room North | FCL-WWW-P-0001 | Pump Sanitary Clarification Building, South |  |  |  | LSH | http://www.toronto.ca/TWONTO#level_switch | Electrical Equipment
32393 | FCL-ELS-LSLL-0101 | Switch, Level, Low Low, Fuel Oil Day Tank T-0101, Low Lift Building, Screen Room | FCL-ELS-T-0101 | Tank, Generator G-0100 Oil Fuel Day Tank, Low Lift Building, Screen Room |  |  |  | LSLL | http://www.toronto.ca/TWONTO#level_switch | Electrical Equipment
12732 | FCL-ELS-LSLL-0201 | Switch, Level, Low Low, Fuel Oil Day Tank T-0201, Low Lift Building, Screen Room | FCL-ELS-T-0201 | Tank, Generator G-0200 Oil Fuel Day Tank, Low Lift Building, Screen Room |  |  |  | LSLL | http://www.toronto.ca/TWONTO#level_switch | Electrical Equipment
15919 | FCL-WWW-LSLL-3020 | Switch, Level, Low Low, Process Drain Pumps P-3021&3022 Sump, RMF Clarification Facility | FCL-WWW-P-3021 | Pump Submersible Drainage South, Process Drain Sump |  |  |  | LSLL | http://www.toronto.ca/TWONTO#level_switch | Electrical Equipment
35291 | FCL-WWW-LSL-1101 | Switch, Level, Low, Clarifier T-1100 Sump, RMF Clarification Facility | FCL-WWW-T-1100 | Tank, Clarifier, North, RMF Clarification Facility |  |  |  | LSL | http://www.toronto.ca/TWONTO#level_switch | Electrical Equipment
15916 | FCL-WWW-LSL-1201 | Switch, Level, Low, Clarifier T-1200 Sump, RMF Clarification Facility | FCL-WWW-T-1200 | Tank, Clarifier, South, RMF Clarification Facility |  |  |  | LSL | http://www.toronto.ca/TWONTO#level_switch | Electrical Equipment
12731 | FCL-ELS-LSL-0300 | Switch, Level, Low, Fuel Oil Tank T-0100, Low Lift Building, Screen Room, Underground | FCL-ELS-T-0100 | Tank, Underground, Main Oil Fuel Tank, Low Lift Building, Screen Room |  |  |  | LSL | http://www.toronto.ca/TWONTO#level_switch | Electrical Equipment
15918 | FCL-WWW-LSLL-0012 | Switch, Level, Low, Low, Sanitary Sump, RMF Clarification Facility, Pump Room North | FCL-WWW-P-0001 | Pump Sanitary Clarification Building, South |  |  |  | LSLL | http://www.toronto.ca/TWONTO#level_switch | Electrical Equipment
15917 | FCL-WWW-LSL-3020 | Switch, Level, Low, Process Drain Pumps P-3021&3022 Sump, RMF Clarification Facility | FCL-WWW-P-3021 | Pump Submersible Drainage South, Process Drain Sump |  |  |  | LSL | http://www.toronto.ca/TWONTO#level_switch | Electrical Equipment
35294 | FCL-WWW-LSL-5530 | Switch, Level, Low, Process Drain Pumps P-5531&5532 Sump, RMF Centrifuge Building | FCL-WWW-P-5531 | Pump Submersible Centrifuge Process Drain |  |  |  | LSL | http://www.toronto.ca/TWONTO#level_switch | Electrical Equipment
35290 | FCL-WWW-LSL-0012 | Switch, Level, Low, Sanitary Sump, RMF Clarification Facility, Pump Room North | FCL-WWW-P-0001 | Pump Sanitary Clarification Building, South |  |  |  | LSL | http://www.toronto.ca/TWONTO#level_switch | Electrical Equipment
15922 | FCL-WWW-LSM-3020 | Switch, Level, Medium, Process Drain Pumps P-3021&3022 Sump, RMF Clarification Facility | FCL-WWW-P-3021 | Pump Submersible Drainage South, Process Drain Sump |  |  |  | LSM | http://www.toronto.ca/TWONTO#level_switch | Electrical Equipment
35297 | FCL-WWW-LSM-5530 | Switch, Level, Medium, Process Drain Pumps P-5531&5532 Sump, RMF Centrifuge Building | FCL-WWW-P-5531 | Pump Submersible Centrifuge Process Drain |  |  |  | LSM | http://www.toronto.ca/TWONTO#level_switch | Electrical Equipment
15921 | FCL-WWW-LSM-0012 | Switch, Level, Medium, Sanitary Sump, RMF Clarification Facility, Pump Room North | FCL-WWW-P-0001 | Pump Sanitary Clarification Building, South |  |  |  | LSM | http://www.toronto.ca/TWONTO#level_switch | Electrical Equipment
2963 | COL-PBF-LSH-0103 | Switch, Level-High | COL-PBF | Bluffers Park Sewage Pumping Station | Switch,Level |  |  | LSH | http://www.toronto.ca/TWONTO#level_switch | Instrumentation Equipment
2964 | COL-PBF-LSH-0103 | Switch, Level-High | COL-PBF-MISC | Miscellaneous Equipment | Switch,Level |  |  | LSH | http://www.toronto.ca/TWONTO#level_switch | Instrumentation Equipment
9558 | COL-PBR-LSHH-0104 | Switch, Level-High | COL-PBR | Berry Road Sewage Pumping Station | Switch,Level |  |  | LSHH | http://www.toronto.ca/TWONTO#level_switch | Instrumentation Equipment
9559 | COL-PBR-LSHH-0104 | Switch, Level-High | COL-PBR-MISC | Miscellaneous Equipment | Switch,Level |  |  | LSHH | http://www.toronto.ca/TWONTO#level_switch | Instrumentation Equipment
3276 | COL-PBY-LSH-0103 | Switch, Level-High | COL-PBY | Brick Yard Sewage Pumping Station | Switch,Level |  |  | LSH | http://www.toronto.ca/TWONTO#level_switch | Instrumentation Equipment
9594 | COL-PBY-LSH-0103 | Switch, Level-High | COL-PBY-MISC | Miscellaneous Equipment | Switch,Level |  |  | LSH | http://www.toronto.ca/TWONTO#level_switch | Instrumentation Equipment
3390 | COL-PCP-LSH-0103 | Switch, Level-High | COL-PCP | Copeland Pumping Station | Switch,Level |  |  | LSH | http://www.toronto.ca/TWONTO#level_switch | Instrumentation Equipment
9797 | COL-PCP-LSH-0103 | Switch, Level-High | COL-PCP-MISC | Miscellaneous Equipment | Switch,Level |  |  | LSH | http://www.toronto.ca/TWONTO#level_switch | Instrumentation Equipment
3391 | COL-PCP-LSH-0104 | Switch, Level-High | COL-PCP | Copeland Pumping Station | Switch,Level |  |  | LSH | http://www.toronto.ca/TWONTO#level_switch | Instrumentation Equipment
3392 | COL-PCP-LSH-0104 | Switch, Level-High | COL-PCP-MISC | Miscellaneous Equipment | Switch,Level |  |  | LSH | http://www.toronto.ca/TWONTO#level_switch | Instrumentation Equipment
3393 | COL-PCP-LSH-0105 | Switch, Level-High | COL-PCP | Copeland Pumping Station | Switch,Level |  |  | LSH | http://www.toronto.ca/TWONTO#level_switch | Instrumentation Equipment
3394 | COL-PCP-LSH-0105 | Switch, Level-High | COL-PCP-MISC | Miscellaneous Equipment | Switch,Level |  |  | LSH | http://www.toronto.ca/TWONTO#level_switch | Instrumentation Equipment
3395 | COL-PCP-LSH-0106 | Switch, Level-High | COL-PCP-MISC | Miscellaneous Equipment | Switch,Level |  |  | LSH | http://www.toronto.ca/TWONTO#level_switch | Instrumentation Equipment
3730 | COL-PDG-LSH-0101 | Switch, Level-High | COL-PDG | Douglas Drive Syphon | Switch,Level |  |  | LSH | http://www.toronto.ca/TWONTO#level_switch | Instrumentation Equipment
11221 | COL-PDG-LSH-0101 | Switch, Level-High | COL-PDG-MISC | Miscellaneous Equipment | Switch,Level |  |  | LSH | http://www.toronto.ca/TWONTO#level_switch | Instrumentation Equipment
3828 | COL-PEV-LSH-0001 | Switch, Level-High | COL-PEV | Ellis Sewage Pumping Station | Switch,Level |  |  | LSH | http://www.toronto.ca/TWONTO#level_switch | Instrumentation Equipment
3829 | COL-PEV-LSH-0001 | Switch, Level-High | COL-PEV-MISC | Miscellaneous Equipment | Switch,Level |  |  | LSH | http://www.toronto.ca/TWONTO#level_switch | Instrumentation Equipment
11255 | COL-PEV-LSH-0103 | Switch, Level-High | COL-PEV | Ellis Sewage Pumping Station | Switch,Level |  |  | LSH | http://www.toronto.ca/TWONTO#level_switch | Instrumentation Equipment
11256 | COL-PEV-LSH-0103 | Switch, Level-High | COL-PEV-MISC | Miscellaneous Equipment | Switch,Level |  |  | LSH | http://www.toronto.ca/TWONTO#level_switch | Instrumentation Equipment
13401 | COL-PFB-LSH-0103 | Switch, Level-High | COL-PFB | Fallingbrook Pumping Station | Switch,Level |  |  | LSH | http://www.toronto.ca/TWONTO#level_switch | Instrumentation Equipment
13402 | COL-PFB-LSH-0103 | Switch, Level-High | COL-PFB-MISC | Miscellaneous Equipment | Switch,Level |  |  | LSH | http://www.toronto.ca/TWONTO#level_switch | Instrumentation Equipment
14088 | COL-PGB-LSH-0103 | Switch, Level-High | COL-PGB | Governors Bridge Sewage Pumping Station | Switch,Level |  |  | LSH | http://www.toronto.ca/TWONTO#level_switch | Instrumentation Equipment
14089 | COL-PGB-LSH-0103 | Switch, Level-High | COL-PGB-MISC | Miscellaneous Equipment | Switch,Level |  |  | LSH | http://www.toronto.ca/TWONTO#level_switch | Instrumentation Equipment
4222 | COL-PGR-LSHH-0105 | Switch, Level-High | COL-PGR | Grand River Sewage Pumping Station | Switch,Level |  |  | LSHH | http://www.toronto.ca/TWONTO#level_switch | Instrumentation Equipment
4223 | COL-PGR-LSHH-0105 | Switch, Level-High | COL-PGR-MISC | Miscellaneous Equipment | Switch,Level |  |  | LSHH | http://www.toronto.ca/TWONTO#level_switch | Instrumentation Equipment
4311 | COL-PHF-LSH-0102 | Switch, Level-High | COL-PHF | Highfield Sewage Pumping Station | Switch,Level |  |  | LSH | http://www.toronto.ca/TWONTO#level_switch | Instrumentation Equipment
4312 | COL-PHF-LSH-0102 | Switch, Level-High | COL-PHF-MISC | Miscellaneous Equipment | Switch,Level |  |  | LSH | http://www.toronto.ca/TWONTO#level_switch | Instrumentation Equipment
4488 | COL-PHP-LSH-0203 | Switch, Level-High | COL-PHP-MISC | Miscellaneous Equipment | Switch,Level |  |  | LSH | http://www.toronto.ca/TWONTO#level_switch | Instrumentation Equipment
14520 | COL-PHP-LSH-0203 | Switch, Level-High | COL-PHP | High Park Sewage Pumping Station | Switch,Level |  |  | LSH | http://www.toronto.ca/TWONTO#level_switch | Instrumentation Equipment
4527 | COL-PIR-LSH-0103 | Switch, Level-High | COL-PIR | Island Road Sewage Pumping Station | Switch,Level |  |  | LSH | http://www.toronto.ca/TWONTO#level_switch | Instrumentation Equipment
4528 | COL-PIR-LSH-0103 | Switch, Level-High | COL-PIR-MISC | Miscellaneous Equipment | Switch,Level |  |  | LSH | http://www.toronto.ca/TWONTO#level_switch | Instrumentation Equipment
4529 | COL-PIR-LSH-0104 | Switch, Level-High | COL-PIR-MISC | Miscellaneous Equipment | Switch,Level |  |  | LSH | http://www.toronto.ca/TWONTO#level_switch | Instrumentation Equipment
4581 | COL-PKG-LSH-0002 | Switch, Level-High | COL-PKG-MISC | Miscellaneous Equipment | Switch,Level |  |  | LSH | http://www.toronto.ca/TWONTO#level_switch | Instrumentation Equipment
14870 | COL-PKG-LSH-0103 | Switch, Level-High | COL-PKG-MISC | Miscellaneous Equipment | Switch,Level |  |  | LSH | http://www.toronto.ca/TWONTO#level_switch | Instrumentation Equipment
4582 | COL-PKG-LSH-0203 | Switch, Level-High | COL-PKG-MISC | Miscellaneous Equipment | Switch,Level |  |  | LSH | http://www.toronto.ca/TWONTO#level_switch | Instrumentation Equipment
4915 | COL-PLV-LSH-0001 | Switch, Level-High | COL-PLV | Livingston Road Pumping Station | Switch,Level |  |  | LSH | http://www.toronto.ca/TWONTO#level_switch | Electrical Equipment
15694 | COL-PLV-LSH-0001 | Switch, Level-High | COL-PLV-MISC | Miscellaneous Equipment | Switch,Level |  |  | LSH | http://www.toronto.ca/TWONTO#level_switch | Electrical Equipment
4916 | COL-PLV-LSH-0103 | Switch, Level-High | COL-PLV-MISC | Miscellaneous Equipment | Switch,Level |  |  | LSH | http://www.toronto.ca/TWONTO#level_switch | Electrical Equipment
15695 | COL-PLV-LSH-0103 | Switch, Level-High | COL-PLV | Livingston Road Pumping Station | Switch,Level |  |  | LSH | http://www.toronto.ca/TWONTO#level_switch | Electrical Equipment
4917 | COL-PLV-LSH-0203 | Switch, Level-High | COL-PLV | Livingston Road Pumping Station | Switch,Level |  |  | LSH | http://www.toronto.ca/TWONTO#level_switch | Electrical Equipment
15696 | COL-PLV-LSH-0203 | Switch, Level-High | COL-PLV-MISC | Miscellaneous Equipment | Switch,Level |  |  | LSH | http://www.toronto.ca/TWONTO#level_switch | Electrical Equipment
16084 | COL-PMD-LSH-0001 | Switch, Level-High | COL-PMD | Midland Pumping Station | Switch,Level |  |  | LSH | http://www.toronto.ca/TWONTO#level_switch | Instrumentation Equipment
16085 | COL-PMD-LSH-0001 | Switch, Level-High | COL-PMD-MISC | Miscellaneous Equipment | Switch,Level |  |  | LSH | http://www.toronto.ca/TWONTO#level_switch | Instrumentation Equipment
4981 | COL-PMD-LSH-0103 | Switch, Level-High | COL-PMD | Midland Pumping Station | Switch,Level |  |  | LSH | http://www.toronto.ca/TWONTO#level_switch | Instrumentation Equipment
4982 | COL-PMD-LSH-0103 | Switch, Level-High | COL-PMD-MISC | Miscellaneous Equipment | Switch,Level |  |  | LSH | http://www.toronto.ca/TWONTO#level_switch | Instrumentation Equipment
16951 | COL-PMT-LSH-0103 | Switch, Level-High | COL-PMT | Military Trail Sewage Pumping Station | Switch,Level |  |  | LSH | http://www.toronto.ca/TWONTO#level_switch | Instrumentation Equipment
16952 | COL-PMT-LSH-0103 | Switch, Level-High | COL-PMT-MISC | Miscellaneous Equipment | Switch,Level |  |  | LSH | http://www.toronto.ca/TWONTO#level_switch | Instrumentation Equipment
17094 | COL-PMY-LSH-0001 | Switch, Level-High | COL-PMY-MISC | Miscellaneous Equipment | Switch |  |  | LSH | http://www.toronto.ca/TWONTO#level_switch | Instrumentation Equipment
5869 | COL-PMY-LSH-0103 | Switch, Level-High | COL-PMY-MISC | Miscellaneous Equipment | Switch |  |  | LSH | http://www.toronto.ca/TWONTO#level_switch | Instrumentation Equipment
17095 | COL-PMY-LSH-0105 | Switch, Level-High | COL-PMY-MISC | Miscellaneous Equipment | Switch |  |  | LSH | http://www.toronto.ca/TWONTO#level_switch | Instrumentation Equipment
18091 | COL-PPU-LSH-0102 | Switch, Level-High | COL-PPU | Port Union Road Sewage Pumping Station | Switch,Level |  |  | LSH | http://www.toronto.ca/TWONTO#level_switch | Instrumentation Equipment
18092 | COL-PPU-LSH-0102 | Switch, Level-High | COL-PPU-MISC | Miscellaneous Equipment | Switch,Level |  |  | LSH | http://www.toronto.ca/TWONTO#level_switch | Instrumentation Equipment
18613 | COL-PRD-LSH-0001 | Switch, Level-High | COL-PRD | Redland Pumping Station | Switch,Level |  |  | LSH | http://www.toronto.ca/TWONTO#level_switch | Instrumentation Equipment
18614 | COL-PRD-LSH-0001 | Switch, Level-High | COL-PRD-MISC | Miscellaneous Equipment | Switch,Level |  |  | LSH | http://www.toronto.ca/TWONTO#level_switch | Instrumentation Equipment
6614 | COL-PRD-LSH-0002 | Switch, Level-High | COL-PRD | Redland Pumping Station | Switch,Level |  |  | LSH | http://www.toronto.ca/TWONTO#level_switch | Instrumentation Equipment
6615 | COL-PRD-LSH-0002 | Switch, Level-High | COL-PRD-MISC | Miscellaneous Equipment | Switch,Level |  |  | LSH | http://www.toronto.ca/TWONTO#level_switch | Instrumentation Equipment
6616 | COL-PRD-LSH-0003 | Switch, Level-High | COL-PRD | Redland Pumping Station | Switch,Level |  |  | LSH | http://www.toronto.ca/TWONTO#level_switch | Instrumentation Equipment
6617 | COL-PRD-LSH-0003 | Switch, Level-High | COL-PRD-MISC | Miscellaneous Equipment | Switch,Level |  |  | LSH | http://www.toronto.ca/TWONTO#level_switch | Instrumentation Equipment
6618 | COL-PRD-LSH-0104 | Switch, Level-High | COL-PRD | Redland Pumping Station | Switch,Level |  |  | LSH | http://www.toronto.ca/TWONTO#level_switch | Instrumentation Equipment
6619 | COL-PRD-LSH-0104 | Switch, Level-High | COL-PRD-MISC | Miscellaneous Equipment | Switch,Level |  |  | LSH | http://www.toronto.ca/TWONTO#level_switch | Instrumentation Equipment
6620 | COL-PRD-LSH-0105 | Switch, Level-High | COL-PRD | Redland Pumping Station | Switch,Level |  |  | LSH | http://www.toronto.ca/TWONTO#level_switch | Instrumentation Equipment
6621 | COL-PRD-LSH-0105 | Switch, Level-High | COL-PRD-MISC | Miscellaneous Equipment | Switch,Level |  |  | LSH | http://www.toronto.ca/TWONTO#level_switch | Instrumentation Equipment
6622 | COL-PRD-LSH-0204 | Switch, Level-High | COL-PRD | Redland Pumping Station | Switch,Level |  |  | LSH | http://www.toronto.ca/TWONTO#level_switch | Instrumentation Equipment
6623 | COL-PRD-LSH-0204 | Switch, Level-High | COL-PRD-MISC | Miscellaneous Equipment | Switch,Level |  |  | LSH | http://www.toronto.ca/TWONTO#level_switch | Instrumentation Equipment
6624 | COL-PRD-LSH-0205 | Switch, Level-High | COL-PRD | Redland Pumping Station | Switch,Level |  |  | LSH | http://www.toronto.ca/TWONTO#level_switch | Instrumentation Equipment
6625 | COL-PRD-LSH-0205 | Switch, Level-High | COL-PRD-MISC | Miscellaneous Equipment | Switch,Level |  |  | LSH | http://www.toronto.ca/TWONTO#level_switch | Instrumentation Equipment
6756 | COL-PRR-LSH-0001 | Switch, Level-High | COL-PRR | Riverside Sewage Pumping Station | Switch,Level |  |  | LSH | http://www.toronto.ca/TWONTO#level_switch | Instrumentation Equipment
6757 | COL-PRR-LSH-0001 | Switch, Level-High | COL-PRR-MISC | Miscellaneous Equipment | Switch,Level |  |  | LSH | http://www.toronto.ca/TWONTO#level_switch | Instrumentation Equipment
6758 | COL-PRR-LSH-0103 | Switch, Level-High | COL-PRR | Riverside Sewage Pumping Station | Switch,Level |  |  | LSH | http://www.toronto.ca/TWONTO#level_switch | Instrumentation Equipment
6759 | COL-PRR-LSH-0103 | Switch, Level-High | COL-PRR-MISC | Miscellaneous Equipment | Switch,Level |  |  | LSH | http://www.toronto.ca/TWONTO#level_switch | Instrumentation Equipment
19140 | COL-PRX-LSH-0001 | Switch, Level-High | COL-PRX | Roxborough Sewage Pumping Station | Switch,Level |  |  | LSH | http://www.toronto.ca/TWONTO#level_switch | Instrumentation Equipment
19141 | COL-PRX-LSH-0001 | Switch, Level-High | COL-PRX-MISC | Miscellaneous Equipment | Switch,Level |  |  | LSH | http://www.toronto.ca/TWONTO#level_switch | Instrumentation Equipment
6947 | COL-PRX-LSH-0104 | Switch, Level-High | COL-PRX-MISC | Miscellaneous Equipment | Switch,Level |  |  | LSH | http://www.toronto.ca/TWONTO#level_switch | Instrumentation Equipment
6949 | COL-PRX-LSHH-0105 | Switch, Level-High | COL-PRX | Roxborough Sewage Pumping Station | Switch,Level |  |  | LSHH | http://www.toronto.ca/TWONTO#level_switch | Instrumentation Equipment
6950 | COL-PRX-LSHH-0105 | Switch, Level-High | COL-PRX-MISC | Miscellaneous Equipment | Switch,Level |  |  | LSHH | http://www.toronto.ca/TWONTO#level_switch | Instrumentation Equipment
19592 | COL-PSB-LSH-0103 | Switch, Level-High | COL-PSB | Silverbirch Sewage Pumping Station | Switch,Level |  |  | LSH | http://www.toronto.ca/TWONTO#level_switch | Instrumentation Equipment
19593 | COL-PSB-LSH-0103 | Switch, Level-High | COL-PSB-MISC | Miscellaneous Equipment | Switch,Level |  |  | LSH | http://www.toronto.ca/TWONTO#level_switch | Instrumentation Equipment
19635 | COL-PSD-LSH-0103 | Switch, Level-High | COL-PSD | Spadina Sewage Pumping Station | Switch,Level |  |  | LSH | http://www.toronto.ca/TWONTO#level_switch | Instrumentation Equipment
19636 | COL-PSD-LSH-0103 | Switch, Level-High | COL-PSD-MISC | Miscellaneous Equipment | Switch,Level |  |  | LSH | http://www.toronto.ca/TWONTO#level_switch | Instrumentation Equipment
7274 | COL-PSK-LSH-0102 | Switch, Level-High | COL-PSK | Skydome Sewage Pumping Station | Switch,Level |  |  | LSH | http://www.toronto.ca/TWONTO#level_switch | Instrumentation Equipment
20517 | COL-PSK-LSH-0102 | Switch, Level-High | COL-PSK-MISC | Miscellaneous Equipment | Switch,Level |  |  | LSH | http://www.toronto.ca/TWONTO#level_switch | Instrumentation Equipment
7339 | COL-PSL-LSH-0002 | Switch, Level-High | COL-PSL-MISC | Miscellaneous Equipment | Switch,Level |  |  | LSH | http://www.toronto.ca/TWONTO#level_switch | Instrumentation Equipment
7340 | COL-PSL-LSH-0103 | Switch, Level-High | COL-PSL-MISC | Miscellaneous Equipment | Switch,Level |  |  | LSH | http://www.toronto.ca/TWONTO#level_switch | Instrumentation Equipment
20564 | COL-PSL-LSH-0103 | Switch, Level-High | COL-PSL | Sewells Road Sewage Pumping Station | Switch,Level |  |  | LSH | http://www.toronto.ca/TWONTO#level_switch | Instrumentation Equipment
7341 | COL-PSL-LSH-0203 | Switch, Level-High | COL-PSL-MISC | Miscellaneous Equipment | Switch,Level |  |  | LSH | http://www.toronto.ca/TWONTO#level_switch | Instrumentation Equipment
20565 | COL-PSL-LSH-0203 | Switch, Level-High | COL-PSL | Sewells Road Sewage Pumping Station | Switch,Level |  |  | LSH | http://www.toronto.ca/TWONTO#level_switch | Instrumentation Equipment
7550 | COL-PSM-LSH-0001 | Switch, Level-High | COL-PSM | Simcoe St Sewage Pumping Station | Switch,Level |  |  | LSH | http://www.toronto.ca/TWONTO#level_switch | Instrumentation Equipment
20622 | COL-PSM-LSH-0001 | Switch, Level-High | COL-PSM-MISC | Miscellaneous Equipment | Switch,Level |  |  | LSH | http://www.toronto.ca/TWONTO#level_switch | Instrumentation Equipment
7551 | COL-PSM-LSH-0103 | Switch, Level-High | COL-PSM-MISC | Miscellaneous Equipment | Switch,Level |  |  | LSH | http://www.toronto.ca/TWONTO#level_switch | Instrumentation Equipment
20623 | COL-PSM-LSH-0103 | Switch, Level-High | COL-PSM | Simcoe St Sewage Pumping Station | Switch,Level |  |  | LSH | http://www.toronto.ca/TWONTO#level_switch | Instrumentation Equipment
7552 | COL-PSM-LSH-0104 | Switch, Level-High | COL-PSM-MISC | Miscellaneous Equipment | Switch,Level |  |  | LSH | http://www.toronto.ca/TWONTO#level_switch | Instrumentation Equipment
20624 | COL-PSM-LSH-0104 | Switch, Level-High | COL-PSM | Simcoe St Sewage Pumping Station | Switch,Level |  |  | LSH | http://www.toronto.ca/TWONTO#level_switch | Instrumentation Equipment
7709 | COL-PSP-LSH-0103 | Switch, Level-High | COL-PSP-MISC | Miscellaneous Equipment | Switch,Level |  |  | LSH | http://www.toronto.ca/TWONTO#level_switch | Instrumentation Equipment
20760 | COL-PSP-LSH-0103 | Switch, Level-High | COL-PSP | Southport Sewage Pumping Station | Switch,Level |  |  | LSH | http://www.toronto.ca/TWONTO#level_switch | Instrumentation Equipment
7769 | COL-PSS-LSH-0001 | Switch, Level-High | COL-PSS | Scott Sewage Pumping Station | Switch,Level |  |  | LSH | http://www.toronto.ca/TWONTO#level_switch | Instrumentation Equipment
20873 | COL-PSS-LSH-0001 | Switch, Level-High | COL-PSS-MISC | Miscellaneous Equipment | Switch,Level |  |  | LSH | http://www.toronto.ca/TWONTO#level_switch | Instrumentation Equipment
7770 | COL-PSS-LSH-0101 | Switch, Level-High | COL-PSS | Scott Sewage Pumping Station | Switch,Level |  |  | LSH | http://www.toronto.ca/TWONTO#level_switch | Instrumentation Equipment
20874 | COL-PSS-LSH-0101 | Switch, Level-High | COL-PSS-MISC | Miscellaneous Equipment | Switch,Level |  |  | LSH | http://www.toronto.ca/TWONTO#level_switch | Instrumentation Equipment
20875 | COL-PSS-LSHH-0002 | Switch, Level-High | COL-PSS | Scott Sewage Pumping Station | Switch,Level |  |  | LSHH | http://www.toronto.ca/TWONTO#level_switch | Instrumentation Equipment
20876 | COL-PSS-LSHH-0002 | Switch, Level-High | COL-PSS-MISC | Miscellaneous Equipment | Switch,Level |  |  | LSHH | http://www.toronto.ca/TWONTO#level_switch | Instrumentation Equipment
7857 | COL-PST-LSH-0001 | Switch, Level-High | COL-PST | Strachan Pumping Station | Switch,Level |  |  | LSH | http://www.toronto.ca/TWONTO#level_switch | Instrumentation Equipment
7858 | COL-PST-LSH-0001 | Switch, Level-High | COL-PST-MISC | Miscellaneous Equipment | Switch,Level |  |  | LSH | http://www.toronto.ca/TWONTO#level_switch | Instrumentation Equipment
7859 | COL-PST-LSH-0103 | Switch, Level-High | COL-PST | Strachan Pumping Station | Switch,Level |  |  | LSH | http://www.toronto.ca/TWONTO#level_switch | Instrumentation Equipment
7860 | COL-PST-LSH-0103 | Switch, Level-High | COL-PST-MISC | Miscellaneous Equipment | Switch,Level |  |  | LSH | http://www.toronto.ca/TWONTO#level_switch | Instrumentation Equipment
7861 | COL-PST-LSH-0104 | Switch, Level-High | COL-PST | Strachan Pumping Station | Switch,Level |  |  | LSH | http://www.toronto.ca/TWONTO#level_switch | Instrumentation Equipment
7862 | COL-PST-LSH-0104 | Switch, Level-High | COL-PST-MISC | Miscellaneous Equipment | Switch,Level |  |  | LSH | http://www.toronto.ca/TWONTO#level_switch | Instrumentation Equipment
21157 | COL-PSU-LSH-0001 | Switch, Level-High | COL-PSU | Sunnyside Pumping Station | Switch,Level |  |  | LSH | http://www.toronto.ca/TWONTO#level_switch | Instrumentation Equipment
21158 | COL-PSU-LSH-0001 | Switch, Level-High | COL-PSU-MISC | Miscellaneous Equipment | Switch,Level |  |  | LSH | http://www.toronto.ca/TWONTO#level_switch | Instrumentation Equipment
21159 | COL-PSU-LSH-0002 | Switch, Level-High | COL-PSU | Sunnyside Pumping Station | Switch,Level |  |  | LSH | http://www.toronto.ca/TWONTO#level_switch | Instrumentation Equipment
21160 | COL-PSU-LSH-0002 | Switch, Level-High | COL-PSU-MISC | Miscellaneous Equipment | Switch,Level |  |  | LSH | http://www.toronto.ca/TWONTO#level_switch | Instrumentation Equipment
21161 | COL-PSU-LSH-0103 | Switch, Level-High | COL-PSU | Sunnyside Pumping Station | Switch,Level |  |  | LSH | http://www.toronto.ca/TWONTO#level_switch | Instrumentation Equipment
21162 | COL-PSU-LSH-0103 | Switch, Level-High | COL-PSU-MISC | Miscellaneous Equipment | Switch,Level |  |  | LSH | http://www.toronto.ca/TWONTO#level_switch | Instrumentation Equipment
8185 | COL-PTD-LSH-0103 | Switch, Level-High | COL-PTD | Todmorden Sewage Pumping Station | Switch,Level |  |  | LSH | http://www.toronto.ca/TWONTO#level_switch | Instrumentation Equipment
21949 | COL-PTD-LSH-0103 | Switch, Level-High | COL-PTD-MISC | Miscellaneous Equipment | Switch,Level |  |  | LSH | http://www.toronto.ca/TWONTO#level_switch | Instrumentation Equipment
8281 | COL-PVM-LSH-0001 | Switch, Level-High | COL-PVM-MISC | Miscellaneous Equipment | Switch,Level |  |  | LSH | http://www.toronto.ca/TWONTO#level_switch | Instrumentation Equipment
22690 | COL-PVM-LSH-0001 | Switch, Level-High | COL-PVM | Valleymede Sewage Pumping Station | Switch,Level |  |  | LSH | http://www.toronto.ca/TWONTO#level_switch | Instrumentation Equipment
8282 | COL-PVM-LSH-0103 | Switch, Level-High | COL-PVM-MISC | Miscellaneous Equipment | Switch,Level |  |  | LSH | http://www.toronto.ca/TWONTO#level_switch | Instrumentation Equipment
22691 | COL-PVM-LSH-0103 | Switch, Level-High | COL-PVM | Valleymede Sewage Pumping Station | Switch,Level |  |  | LSH | http://www.toronto.ca/TWONTO#level_switch | Instrumentation Equipment
8334 | COL-PWC-LSH-0001 | Switch, Level-High | COL-PWC | Wirral Court Sewage Pumping Station | Switch,Level |  |  | LSH | http://www.toronto.ca/TWONTO#level_switch | Instrumentation Equipment
8335 | COL-PWC-LSH-0001 | Switch, Level-High | COL-PWC-MISC | Miscellaneous Equipment | Switch,Level |  |  | LSH | http://www.toronto.ca/TWONTO#level_switch | Instrumentation Equipment
22777 | COL-PWC-LSH-0103 | Switch, Level-High | COL-PWC | Wirral Court Sewage Pumping Station | Switch,Level |  |  | LSH | http://www.toronto.ca/TWONTO#level_switch | Instrumentation Equipment
22778 | COL-PWC-LSH-0103 | Switch, Level-High | COL-PWC-MISC | Miscellaneous Equipment | Switch,Level |  |  | LSH | http://www.toronto.ca/TWONTO#level_switch | Instrumentation Equipment
8364 | COL-PWE-LSH-0103 | Switch, Level-High | COL-PWE | Wellington Sewage Pumping Station (partial operation) | Switch,Level |  |  | LSH | http://www.toronto.ca/TWONTO#level_switch | Instrumentation Equipment
23188 | COL-PWE-LSH-0103 | Switch, Level-High | COL-PWE-MISC | Miscellaneous Equipment | Switch,Level |  |  | LSH | http://www.toronto.ca/TWONTO#level_switch | Instrumentation Equipment
8453 | COL-PWP-LSH-0103 | Switch, Level-High | COL-PWP | West Point Avenue Sewage Pumping Station | Switch,Level |  |  | LSH | http://www.toronto.ca/TWONTO#level_switch | Instrumentation Equipment
8454 | COL-PWP-LSH-0103 | Switch, Level-High | COL-PWP-MISC | Miscellaneous Equipment | Switch,Level |  |  | LSH | http://www.toronto.ca/TWONTO#level_switch | Instrumentation Equipment
8953 | COL-RBB-LSH-0200 | Switch, Level-High | COL-RBB-MISC | Miscellaneous Equipment | Switch,Level |  |  | LSH | http://www.toronto.ca/TWONTO#level_switch | Instrumentation Equipment
28354 | COL-RBB-LSH-0200 | Switch, Level-High | COL-RBB | Western Beaches Tunnel (Battery Park)-Storm | Switch,Level |  |  | LSH | http://www.toronto.ca/TWONTO#level_switch | Instrumentation Equipment
9143 | COL-SKW-LSH-0201 | Switch, Level-High | COL-SKW | Kew Beach Detention Tank (Kenilworth)-storm | Switch,Level |  |  | LSH | http://www.toronto.ca/TWONTO#level_switch | Instrumentation Equipment
28665 | COL-SKW-LSH-0201 | Switch, Level-High | COL-SKW-MISC | Miscellaneous Equipment | Switch,Level |  |  | LSH | http://www.toronto.ca/TWONTO#level_switch | Instrumentation Equipment
9144 | COL-SKW-LSH-0202 | Switch, Level-High | COL-SKW | Kew Beach Detention Tank (Kenilworth)-storm | Switch,Level |  |  | LSH | http://www.toronto.ca/TWONTO#level_switch | Instrumentation Equipment
28666 | COL-SKW-LSH-0202 | Switch, Level-High | COL-SKW-MISC | Miscellaneous Equipment | Switch,Level |  |  | LSH | http://www.toronto.ca/TWONTO#level_switch | Instrumentation Equipment
9240 | COL-SMC-LSH-0001 | Switch, Level-High | COL-SMC-MISC | Miscellaneous Equipment | Switch,Level |  |  | LSH | http://www.toronto.ca/TWONTO#level_switch | Instrumentation Equipment
28780 | COL-SMC-LSH-0001 | Switch, Level-High | COL-SMC | Maclean Detention Tank-storm | Switch,Level |  |  | LSH | http://www.toronto.ca/TWONTO#level_switch | Instrumentation Equipment
9241 | COL-SMC-LSH-0101 | Switch, Level-High | COL-SMC | Maclean Detention Tank-storm | Switch,Level |  |  | LSH | http://www.toronto.ca/TWONTO#level_switch | Instrumentation Equipment
28781 | COL-SMC-LSH-0101 | Switch, Level-High | COL-SMC-MISC | Miscellaneous Equipment | Switch,Level |  |  | LSH | http://www.toronto.ca/TWONTO#level_switch | Instrumentation Equipment
9242 | COL-SMC-LSH-0103 | Switch, Level-High | COL-SMC | Maclean Detention Tank-storm | Switch,Level |  |  | LSH | http://www.toronto.ca/TWONTO#level_switch | Instrumentation Equipment
9243 | COL-SMC-LSH-0103 | Switch, Level-High | COL-SMC-MISC | Miscellaneous Equipment | Switch,Level |  |  | LSH | http://www.toronto.ca/TWONTO#level_switch | Instrumentation Equipment
28782 | COL-SMC-LSH-0201 | Switch, Level-High | COL-SMC | Maclean Detention Tank-storm | Switch,Level |  |  | LSH | http://www.toronto.ca/TWONTO#level_switch | Instrumentation Equipment
28783 | COL-SMC-LSH-0201 | Switch, Level-High | COL-SMC-MISC | Miscellaneous Equipment | Switch,Level |  |  | LSH | http://www.toronto.ca/TWONTO#level_switch | Instrumentation Equipment
28784 | COL-SMC-LSH-0203 | Switch, Level-High | COL-SMC | Maclean Detention Tank-storm | Switch,Level |  |  | LSH | http://www.toronto.ca/TWONTO#level_switch | Instrumentation Equipment
28785 | COL-SMC-LSH-0203 | Switch, Level-High | COL-SMC-MISC | Miscellaneous Equipment | Switch,Level |  |  | LSH | http://www.toronto.ca/TWONTO#level_switch | Instrumentation Equipment
9244 | COL-SMC-LSHH-0002 | Switch, Level-High | COL-SMC | Maclean Detention Tank-storm | Switch,Level |  |  | LSHH | http://www.toronto.ca/TWONTO#level_switch | Instrumentation Equipment
9245 | COL-SMC-LSHH-0002 | Switch, Level-High | COL-SMC-MISC | Miscellaneous Equipment | Switch,Level |  |  | LSHH | http://www.toronto.ca/TWONTO#level_switch | Instrumentation Equipment
67691 | SWM-PDU-LSH-0101 | Switch, Level-High | SWM-PDU | Dunker's Storm | Switch,Level |  |  | LSH | http://www.toronto.ca/TWONTO#level_switch | Instrumentation Equipment
67692 | SWM-PDU-LSH-0101 | Switch, Level-High | SWM-PDU-MISC | Miscellaneous Equipment | Switch,Level |  |  | LSH | http://www.toronto.ca/TWONTO#level_switch | Instrumentation Equipment
67693 | SWM-PDU-LSH-0201 | Switch, Level-High | SWM-PDU | Dunker's Storm | Switch,Level |  |  | LSH | http://www.toronto.ca/TWONTO#level_switch | Instrumentation Equipment
67694 | SWM-PDU-LSH-0201 | Switch, Level-High | SWM-PDU-MISC | Miscellaneous Equipment | Switch,Level |  |  | LSH | http://www.toronto.ca/TWONTO#level_switch | Instrumentation Equipment
53562 | SWM-PET-LSH-0103 | Switch, Level-High | SWM-PET-MISC | Miscellaneous Equipment | Switch,Level |  |  | LSH | http://www.toronto.ca/TWONTO#level_switch | Instrumentation Equipment
67733 | SWM-PET-LSH-0103 | Switch, Level-High | SWM-PET | Eglinton - Bellamy Storm Pumping Station | Switch,Level |  |  | LSH | http://www.toronto.ca/TWONTO#level_switch | Instrumentation Equipment
53745 | SWM-PPP-LSH-0101 | Switch, Level-High | SWM-PPP-MISC | Miscellaneous Equipment | Switch,Level |  |  | LSH | http://www.toronto.ca/TWONTO#level_switch | Instrumentation Equipment
53746 | SWM-PPP-LSH-0102 | Switch, Level-High | SWM-PPP | Pantry Park Sewage Pumping Station | Switch,Level |  |  | LSH | http://www.toronto.ca/TWONTO#level_switch | Instrumentation Equipment
53747 | SWM-PPP-LSH-0102 | Switch, Level-High | SWM-PPP-MISC | Miscellaneous Equipment | Switch,Level |  |  | LSH | http://www.toronto.ca/TWONTO#level_switch | Instrumentation Equipment
67981 | SWM-PWD-LSH-0103 | Switch, Level-High | SWM-PWD | Warden Storm | Switch,Level |  |  | LSH | http://www.toronto.ca/TWONTO#level_switch | Instrumentation Equipment
67982 | SWM-PWD-LSH-0103 | Switch, Level-High | SWM-PWD-MISC | Miscellaneous Equipment | Switch,Level |  |  | LSH | http://www.toronto.ca/TWONTO#level_switch | Instrumentation Equipment
17375 | COL-PMY-LSHH-0104 | Switch, Level-High High | COL-PMY-MISC | Miscellaneous Equipment | Switch |  |  | LSHH | http://www.toronto.ca/TWONTO#level_switch | Instrumentation Equipment
12724 | FCL-ELS-LSH-0302 | Switch, Level-High, Fuel Oil Tank T-0100 Transition Sump Spill,Low Lift Bldg,Screen Room,Underground | FCL-ELS-T-0100 | Tank, Underground, Main Oil Fuel Tank, Low Lift Building, Screen Room |  |  |  | LSH | http://www.toronto.ca/TWONTO#level_switch | Electrical Equipment
2966 | COL-PBF-LSL-0102 | Switch, Level-Low | COL-PBF | Bluffers Park Sewage Pumping Station | Switch |  |  | LSL | http://www.toronto.ca/TWONTO#level_switch | Instrumentation Equipment
2967 | COL-PBF-LSL-0102 | Switch, Level-Low | COL-PBF-MISC | Miscellaneous Equipment | Switch |  |  | LSL | http://www.toronto.ca/TWONTO#level_switch | Instrumentation Equipment
3245 | COL-PBR-LSLL-0101 | Switch, Level-Low | COL-PBR | Berry Road Sewage Pumping Station | Switch |  |  | LSLL | http://www.toronto.ca/TWONTO#level_switch | Instrumentation Equipment
9561 | COL-PBR-LSLL-0101 | Switch, Level-Low | COL-PBR-MISC | Miscellaneous Equipment | Switch |  |  | LSLL | http://www.toronto.ca/TWONTO#level_switch | Instrumentation Equipment
3279 | COL-PBY-LSL-0102 | Switch, Level-Low | COL-PBY | Brick Yard Sewage Pumping Station | Switch |  |  | LSL | http://www.toronto.ca/TWONTO#level_switch | Instrumentation Equipment
9597 | COL-PBY-LSL-0102 | Switch, Level-Low | COL-PBY-MISC | Miscellaneous Equipment | Switch |  |  | LSL | http://www.toronto.ca/TWONTO#level_switch | Instrumentation Equipment
3396 | COL-PCP-LSL-0102 | Switch, Level-Low | COL-PCP-MISC | Miscellaneous Equipment | Switch |  |  | LSL | http://www.toronto.ca/TWONTO#level_switch | Instrumentation Equipment
9798 | COL-PCP-LSL-0102 | Switch, Level-Low | COL-PCP | Copeland Pumping Station | Switch |  |  | LSL | http://www.toronto.ca/TWONTO#level_switch | Instrumentation Equipment
11257 | COL-PEV-LSL-0102 | Switch, Level-Low | COL-PEV | Ellis Sewage Pumping Station | Switch |  |  | LSL | http://www.toronto.ca/TWONTO#level_switch | Instrumentation Equipment
11258 | COL-PEV-LSL-0102 | Switch, Level-Low | COL-PEV-MISC | Miscellaneous Equipment | Switch |  |  | LSL | http://www.toronto.ca/TWONTO#level_switch | Instrumentation Equipment
13404 | COL-PFB-LSL-0102 | Switch, Level-Low | COL-PFB | Fallingbrook Pumping Station | Switch |  |  | LSL | http://www.toronto.ca/TWONTO#level_switch | Instrumentation Equipment
13405 | COL-PFB-LSL-0102 | Switch, Level-Low | COL-PFB-MISC | Miscellaneous Equipment | Switch |  |  | LSL | http://www.toronto.ca/TWONTO#level_switch | Instrumentation Equipment
4199 | COL-PGB-LSL-0102 | Switch, Level-Low | COL-PGB | Governors Bridge Sewage Pumping Station | Switch |  |  | LSL | http://www.toronto.ca/TWONTO#level_switch | Instrumentation Equipment
4200 | COL-PGB-LSL-0102 | Switch, Level-Low | COL-PGB-MISC | Miscellaneous Equipment | Switch |  |  | LSL | http://www.toronto.ca/TWONTO#level_switch | Instrumentation Equipment
14326 | COL-PHF-LSL-0101 | Switch, Level-Low | COL-PHF | Highfield Sewage Pumping Station | Switch |  |  | LSL | http://www.toronto.ca/TWONTO#level_switch | Instrumentation Equipment
14327 | COL-PHF-LSL-0101 | Switch, Level-Low | COL-PHF-MISC | Miscellaneous Equipment | Switch |  |  | LSL | http://www.toronto.ca/TWONTO#level_switch | Instrumentation Equipment
14523 | COL-PHP-LSL-0202 | Switch, Level-Low | COL-PHP | High Park Sewage Pumping Station | Switch |  |  | LSL | http://www.toronto.ca/TWONTO#level_switch | Instrumentation Equipment
14524 | COL-PHP-LSL-0202 | Switch, Level-Low | COL-PHP-MISC | Miscellaneous Equipment | Switch |  |  | LSL | http://www.toronto.ca/TWONTO#level_switch | Instrumentation Equipment
4531 | COL-PIR-LSL-0102 | Switch, Level-Low | COL-PIR | Island Road Sewage Pumping Station | Switch |  |  | LSL | http://www.toronto.ca/TWONTO#level_switch | Instrumentation Equipment
14567 | COL-PIR-LSL-0102 | Switch, Level-Low | COL-PIR-MISC | Miscellaneous Equipment | Switch |  |  | LSL | http://www.toronto.ca/TWONTO#level_switch | Instrumentation Equipment
14874 | COL-PKG-LSL-0102 | Switch, Level-Low | COL-PKG-MISC | Miscellaneous Equipment | Switch |  |  | LSL | http://www.toronto.ca/TWONTO#level_switch | Instrumentation Equipment
15735 | COL-PLV-LSL-0102 | Switch, Level-Low | COL-PLV | Livingston Road Pumping Station | Switch,Level |  |  | LSL | http://www.toronto.ca/TWONTO#level_switch | Electrical Equipment
15736 | COL-PLV-LSL-0102 | Switch, Level-Low | COL-PLV-MISC | Miscellaneous Equipment | Switch,Level |  |  | LSL | http://www.toronto.ca/TWONTO#level_switch | Electrical Equipment
4921 | COL-PLV-LSL-0202 | Switch, Level-Low | COL-PLV-MISC | Miscellaneous Equipment | Switch,Level |  |  | LSL | http://www.toronto.ca/TWONTO#level_switch | Electrical Equipment
15737 | COL-PLV-LSL-0202 | Switch, Level-Low | COL-PLV | Livingston Road Pumping Station | Switch,Level |  |  | LSL | http://www.toronto.ca/TWONTO#level_switch | Electrical Equipment
4985 | COL-PMD-LSL-0102 | Switch, Level-Low | COL-PMD | Midland Pumping Station | Switch |  |  | LSL | http://www.toronto.ca/TWONTO#level_switch | Instrumentation Equipment
4986 | COL-PMD-LSL-0102 | Switch, Level-Low | COL-PMD-MISC | Miscellaneous Equipment | Switch |  |  | LSL | http://www.toronto.ca/TWONTO#level_switch | Instrumentation Equipment
4987 | COL-PMD-LSL-0202 | Switch, Level-Low | COL-PMD | Midland Pumping Station | Switch |  |  | LSL | http://www.toronto.ca/TWONTO#level_switch | Instrumentation Equipment
118536 | TAB-SLO-FN | Fans, Odour Control Building | TAB-SUSPENDED ENTITY | Suspended entities | Fan |  |  |  | x | Obsolete Entity
4988 | COL-PMD-LSL-0202 | Switch, Level-Low | COL-PMD-MISC | Miscellaneous Equipment | Switch |  |  | LSL | http://www.toronto.ca/TWONTO#level_switch | Instrumentation Equipment
5770 | COL-PMT-LSL-0102 | Switch, Level-Low | COL-PMT | Military Trail Sewage Pumping Station | Switch |  |  | LSL | http://www.toronto.ca/TWONTO#level_switch | Instrumentation Equipment
16953 | COL-PMT-LSL-0102 | Switch, Level-Low | COL-PMT-MISC | Miscellaneous Equipment | Switch |  |  | LSL | http://www.toronto.ca/TWONTO#level_switch | Instrumentation Equipment
5870 | COL-PMY-LSL-0102 | Switch, Level-Low | COL-PMY-MISC | Miscellaneous Equipment | Switch |  |  | LSL | http://www.toronto.ca/TWONTO#level_switch | Instrumentation Equipment
17376 | COL-PMY-LSL-0102 | Switch, Level-Low | COL-PMY | Maryport Sewage Pumping Station | Switch |  |  | LSL | http://www.toronto.ca/TWONTO#level_switch | Instrumentation Equipment
6629 | COL-PRD-LSL-0103 | Switch, Level-Low | COL-PRD-MISC | Miscellaneous Equipment | Switch |  |  | LSL | http://www.toronto.ca/TWONTO#level_switch | Instrumentation Equipment
18622 | COL-PRD-LSL-0103 | Switch, Level-Low | COL-PRD | Redland Pumping Station | Switch |  |  | LSL | http://www.toronto.ca/TWONTO#level_switch | Instrumentation Equipment
6630 | COL-PRD-LSL-0203 | Switch, Level-Low | COL-PRD | Redland Pumping Station | Switch |  |  | LSL | http://www.toronto.ca/TWONTO#level_switch | Instrumentation Equipment
6631 | COL-PRD-LSL-0203 | Switch, Level-Low | COL-PRD-MISC | Miscellaneous Equipment | Switch |  |  | LSL | http://www.toronto.ca/TWONTO#level_switch | Instrumentation Equipment
18677 | COL-PRR-LSL-0102 | Switch, Level-Low | COL-PRR | Riverside Sewage Pumping Station | Switch |  |  | LSL | http://www.toronto.ca/TWONTO#level_switch | Instrumentation Equipment
18678 | COL-PRR-LSL-0102 | Switch, Level-Low | COL-PRR-MISC | Miscellaneous Equipment | Switch |  |  | LSL | http://www.toronto.ca/TWONTO#level_switch | Instrumentation Equipment
6952 | COL-PRX-LSL-0101 | Switch, Level-Low | COL-PRX | Roxborough Sewage Pumping Station | Switch |  |  | LSL | http://www.toronto.ca/TWONTO#level_switch | Instrumentation Equipment
19145 | COL-PRX-LSL-0101 | Switch, Level-Low | COL-PRX-MISC | Miscellaneous Equipment | Switch |  |  | LSL | http://www.toronto.ca/TWONTO#level_switch | Instrumentation Equipment
6984 | COL-PSB-LSL-0102 | Switch, Level-Low | COL-PSB | Silverbirch Sewage Pumping Station | Switch |  |  | LSL | http://www.toronto.ca/TWONTO#level_switch | Instrumentation Equipment
19594 | COL-PSB-LSL-0102 | Switch, Level-Low | COL-PSB-MISC | Miscellaneous Equipment | Switch |  |  | LSL | http://www.toronto.ca/TWONTO#level_switch | Instrumentation Equipment
7095 | COL-PSD-LSL-0102 | Switch, Level-Low | COL-PSD | Spadina Sewage Pumping Station | Switch,Level |  |  | LSL | http://www.toronto.ca/TWONTO#level_switch | Instrumentation Equipment
20428 | COL-PSD-LSL-0102 | Switch, Level-Low | COL-PSD-MISC | Miscellaneous Equipment | Switch,Level |  |  | LSL | http://www.toronto.ca/TWONTO#level_switch | Instrumentation Equipment
7277 | COL-PSK-LSL-0101 | Switch, Level-Low | COL-PSK-MISC | Miscellaneous Equipment | Switch,Level |  |  | LSL | http://www.toronto.ca/TWONTO#level_switch | Instrumentation Equipment
20518 | COL-PSK-LSL-0101 | Switch, Level-Low | COL-PSK | Skydome Sewage Pumping Station | Switch,Level |  |  | LSL | http://www.toronto.ca/TWONTO#level_switch | Instrumentation Equipment
7344 | COL-PSL-LSL-0102 | Switch, Level-Low | COL-PSL | Sewells Road Sewage Pumping Station | Switch,Level |  |  | LSL | http://www.toronto.ca/TWONTO#level_switch | Instrumentation Equipment
20568 | COL-PSL-LSL-0102 | Switch, Level-Low | COL-PSL-MISC | Miscellaneous Equipment | Switch,Level |  |  | LSL | http://www.toronto.ca/TWONTO#level_switch | Instrumentation Equipment
20569 | COL-PSL-LSL-0202 | Switch, Level-Low | COL-PSL | Sewells Road Sewage Pumping Station | Switch,Level |  |  | LSL | http://www.toronto.ca/TWONTO#level_switch | Instrumentation Equipment
20570 | COL-PSL-LSL-0202 | Switch, Level-Low | COL-PSL-MISC | Miscellaneous Equipment | Switch,Level |  |  | LSL | http://www.toronto.ca/TWONTO#level_switch | Instrumentation Equipment
7553 | COL-PSM-LSL-0102 | Switch, Level-Low | COL-PSM | Simcoe St Sewage Pumping Station | Switch,Level |  |  | LSL | http://www.toronto.ca/TWONTO#level_switch | Instrumentation Equipment
7554 | COL-PSM-LSL-0102 | Switch, Level-Low | COL-PSM-MISC | Miscellaneous Equipment | Switch,Level |  |  | LSL | http://www.toronto.ca/TWONTO#level_switch | Instrumentation Equipment
7712 | COL-PSP-LSL-0102 | Switch, Level-Low | COL-PSP | Southport Sewage Pumping Station | Switch,Level |  |  | LSL | http://www.toronto.ca/TWONTO#level_switch | Instrumentation Equipment
20763 | COL-PSP-LSL-0102 | Switch, Level-Low | COL-PSP-MISC | Miscellaneous Equipment | Switch,Level |  |  | LSL | http://www.toronto.ca/TWONTO#level_switch | Instrumentation Equipment
7866 | COL-PST-LSL-0102 | Switch, Level-Low | COL-PST | Strachan Pumping Station | Switch,Level |  |  | LSL | http://www.toronto.ca/TWONTO#level_switch | Instrumentation Equipment
21010 | COL-PST-LSL-0102 | Switch, Level-Low | COL-PST-MISC | Miscellaneous Equipment | Switch,Level |  |  | LSL | http://www.toronto.ca/TWONTO#level_switch | Instrumentation Equipment
21164 | COL-PSU-LSL-0102 | Switch, Level-Low | COL-PSU | Sunnyside Pumping Station | Switch,Level |  |  | LSL | http://www.toronto.ca/TWONTO#level_switch | Instrumentation Equipment
21165 | COL-PSU-LSL-0102 | Switch, Level-Low | COL-PSU-MISC | Miscellaneous Equipment | Switch,Level |  |  | LSL | http://www.toronto.ca/TWONTO#level_switch | Instrumentation Equipment
21952 | COL-PTD-LSL-0102 | Switch, Level-Low | COL-PTD | Todmorden Sewage Pumping Station | Switch,Level |  |  | LSL | http://www.toronto.ca/TWONTO#level_switch | Instrumentation Equipment
21953 | COL-PTD-LSL-0102 | Switch, Level-Low | COL-PTD-MISC | Miscellaneous Equipment | Switch,Level |  |  | LSL | http://www.toronto.ca/TWONTO#level_switch | Instrumentation Equipment
8284 | COL-PVM-LSL-0102 | Switch, Level-Low | COL-PVM | Valleymede Sewage Pumping Station | Switch,Level |  |  | LSL | http://www.toronto.ca/TWONTO#level_switch | Instrumentation Equipment
22693 | COL-PVM-LSL-0102 | Switch, Level-Low | COL-PVM-MISC | Miscellaneous Equipment | Switch,Level |  |  | LSL | http://www.toronto.ca/TWONTO#level_switch | Instrumentation Equipment
23161 | COL-PWC-LSL-0102 | Switch, Level-Low | COL-PWC | Wirral Court Sewage Pumping Station | Switch,Level |  |  | LSL | http://www.toronto.ca/TWONTO#level_switch | Instrumentation Equipment
23162 | COL-PWC-LSL-0102 | Switch, Level-Low | COL-PWC-MISC | Miscellaneous Equipment | Switch,Level |  |  | LSL | http://www.toronto.ca/TWONTO#level_switch | Instrumentation Equipment
8366 | COL-PWE-LSL-0102 | Switch, Level-Low | COL-PWE-MISC | Miscellaneous Equipment | Switch,Level |  |  | LSL | http://www.toronto.ca/TWONTO#level_switch | Instrumentation Equipment
23190 | COL-PWE-LSL-0102 | Switch, Level-Low | COL-PWE | Wellington Sewage Pumping Station (partial operation) | Switch,Level |  |  | LSL | http://www.toronto.ca/TWONTO#level_switch | Instrumentation Equipment
8457 | COL-PWP-LSL-0102 | Switch, Level-Low | COL-PWP | West Point Avenue Sewage Pumping Station | Switch,Level |  |  | LSL | http://www.toronto.ca/TWONTO#level_switch | Instrumentation Equipment
24508 | COL-PWP-LSL-0102 | Switch, Level-Low | COL-PWP-MISC | Miscellaneous Equipment | Switch,Level |  |  | LSL | http://www.toronto.ca/TWONTO#level_switch | Instrumentation Equipment
9145 | COL-SKW-LSL-0101 | Switch, Level-Low | COL-SKW-MISC | Miscellaneous Equipment | Switch,Level |  |  | LSL | http://www.toronto.ca/TWONTO#level_switch | Instrumentation Equipment
28667 | COL-SKW-LSL-0101 | Switch, Level-Low | COL-SKW | Kew Beach Detention Tank (Kenilworth)-storm | Switch,Level |  |  | LSL | http://www.toronto.ca/TWONTO#level_switch | Instrumentation Equipment
28786 | COL-SMC-LSL-0102 | Switch, Level-Low | COL-SMC | Maclean Detention Tank-storm | Switch,Level |  |  | LSL | http://www.toronto.ca/TWONTO#level_switch | Instrumentation Equipment
28787 | COL-SMC-LSL-0102 | Switch, Level-Low | COL-SMC-MISC | Miscellaneous Equipment | Switch,Level |  |  | LSL | http://www.toronto.ca/TWONTO#level_switch | Instrumentation Equipment
28788 | COL-SMC-LSL-0202 | Switch, Level-Low | COL-SMC | Maclean Detention Tank-storm | Switch,Level |  |  | LSL | http://www.toronto.ca/TWONTO#level_switch | Instrumentation Equipment
28789 | COL-SMC-LSL-0202 | Switch, Level-Low | COL-SMC-MISC | Miscellaneous Equipment | Switch,Level |  |  | LSL | http://www.toronto.ca/TWONTO#level_switch | Instrumentation Equipment
53563 | SWM-PET-LSL-0102 | Switch, Level-Low | SWM-PET | Eglinton - Bellamy Storm Pumping Station | Switch |  |  | LSL | http://www.toronto.ca/TWONTO#level_switch | Instrumentation Equipment
53564 | SWM-PET-LSL-0102 | Switch, Level-Low | SWM-PET-MISC | Miscellaneous Equipment | Switch |  |  | LSL | http://www.toronto.ca/TWONTO#level_switch | Instrumentation Equipment
67950 | SWM-PPP-LSL-0101 | Switch, Level-Low | SWM-PPP | Pantry Park Sewage Pumping Station | Switch |  |  | LSL | http://www.toronto.ca/TWONTO#level_switch | Instrumentation Equipment
67951 | SWM-PPP-LSL-0101 | Switch, Level-Low | SWM-PPP-MISC | Miscellaneous Equipment | Switch |  |  | LSL | http://www.toronto.ca/TWONTO#level_switch | Instrumentation Equipment
67952 | SWM-PPP-LSL-0102 | Switch, Level-Low | SWM-PPP-MISC | Miscellaneous Equipment | Switch |  |  | LSL | http://www.toronto.ca/TWONTO#level_switch | Instrumentation Equipment
67987 | SWM-PWD-LSL-0102 | Switch, Level-Low | SWM-PWD | Warden Storm | Switch,Level |  |  | LSL | http://www.toronto.ca/TWONTO#level_switch | Instrumentation Equipment
67988 | SWM-PWD-LSL-0102 | Switch, Level-Low | SWM-PWD-MISC | Miscellaneous Equipment | Switch,Level |  |  | LSL | http://www.toronto.ca/TWONTO#level_switch | Instrumentation Equipment
5871 | COL-PMY-LSLL-0101 | Switch, Level-Low Low | COL-PMY | Maryport Sewage Pumping Station | Switch |  |  | LSLL | http://www.toronto.ca/TWONTO#level_switch | Instrumentation Equipment
17377 | COL-PMY-LSLL-0101 | Switch, Level-Low Low | COL-PMY-MISC | Miscellaneous Equipment | Switch |  |  | LSLL | http://www.toronto.ca/TWONTO#level_switch | Instrumentation Equipment
5879 | COL-PMY-PSL-0001 | Switch, Level-Pressure | COL-PMY | Maryport Sewage Pumping Station | Switch |  |  | PSL | http://www.toronto.ca/TWONTO#pressure_switch | Instrumentation Equipment
17391 | COL-PMY-PSL-0001 | Switch, Level-Pressure | COL-PMY-MISC | Miscellaneous Equipment | Switch |  |  | PSL | http://www.toronto.ca/TWONTO#pressure_switch | Instrumentation Equipment
53794 | SWM-PWD-SW-0004 | Switch, Lighting Panel | SWM-PWD | Warden Storm | Switch |  |  | SW |  | Electrical Equipment
53795 | SWM-PWD-SW-0004 | Switch, Lighting Panel | SWM-PWD-MISC | Miscellaneous Equipment | Switch |  |  | SW |  | Electrical Equipment
3258 | COL-PBR-SW-0003 | Switch, Lighting Transformer | COL-PBR | Berry Road Sewage Pumping Station | Switch |  |  | SW |  | Electrical Equipment
9573 | COL-PBR-SW-0003 | Switch, Lighting Transformer | COL-PBR-MISC | Miscellaneous Equipment | Switch |  |  | SW |  | Electrical Equipment
4539 | COL-PIR-SW-0003 | Switch, Lighting Transformer | COL-PIR | Island Road Sewage Pumping Station | Switch |  |  | SW |  | Electrical Equipment
4540 | COL-PIR-SW-0003 | Switch, Lighting Transformer | COL-PIR-MISC | Miscellaneous Equipment | Switch |  |  | SW |  | Electrical Equipment
18132 | COL-PPU-SW-0002 | Switch, Lighting Transformer | COL-PPU | Port Union Road Sewage Pumping Station | Switch |  |  | SW |  | Electrical Equipment
18133 | COL-PPU-SW-0002 | Switch, Lighting Transformer | COL-PPU-MISC | Miscellaneous Equipment | Switch |  |  | SW |  | Electrical Equipment
68002 | SWM-PWD-SW-0003 | Switch, Lighting Transformer | SWM-PWD | Warden Storm | Switch |  |  | SW |  | Electrical Equipment
68003 | SWM-PWD-SW-0003 | Switch, Lighting Transformer | SWM-PWD-MISC | Miscellaneous Equipment | Switch |  |  | SW |  | Electrical Equipment
28378 | COL-RBB-SW-0004 | Switch, Lighting Transformer 0002 | COL-RBB | Western Beaches Tunnel (Battery Park)-Storm | Switch |  |  | SW |  | Electrical Equipment
28379 | COL-RBB-SW-0004 | Switch, Lighting Transformer 0002 | COL-RBB-MISC | Miscellaneous Equipment | Switch |  |  | SW |  | Electrical Equipment
30665 | FCL-ACC-FS-0411 | Switch, Loss of Air Flow, High Lift Switchgear Room Ventilation, High Lift PS Corridor | FCL-ACC-FN-0406 | Fan, Exhaust, High Lift PS Roof S/W |  |  |  | FS | http://www.toronto.ca/TWONTO#flow_switch | Electrical Equipment
30663 | FCL-ACC-FS-0408 | Switch, Loss of Air Flow, Supply Air to Back of Control Room, High Lift Heating and Ventilation Room | FCL-ACC-AHU-0401 | Air Handling Unit, High Lift PS Control Room,Electrical Shop,Basement Office Air Supply,Control Room |  |  |  | FS | http://www.toronto.ca/TWONTO#flow_switch | Electrical Equipment
7957 | COL-PSU-SW-0002 | Switch, LP 0002 Power Disconnect | COL-PSU-MISC | Miscellaneous Equipment | Switch |  |  | SW |  | Electrical Equipment
21184 | COL-PSU-SW-0002 | Switch, LP 0002 Power Disconnect | COL-PSU | Sunnyside Pumping Station | Switch |  |  | SW |  | Electrical Equipment
3254 | COL-PBR-SW-0001 | Switch, Main Electrical Disconnect | COL-PBR | Berry Road Sewage Pumping Station | Switch |  |  | SW |  | Electrical Equipment
3255 | COL-PBR-SW-0001 | Switch, Main Electrical Disconnect | COL-PBR-MISC | Miscellaneous Equipment | Switch |  |  | SW |  | Electrical Equipment
13845 | COL-PFB-SW-0001 | Switch, Main Electrical Disconnect | COL-PFB | Fallingbrook Pumping Station | Switch |  |  | SW |  | Electrical Equipment
13846 | COL-PFB-SW-0001 | Switch, Main Electrical Disconnect | COL-PFB-MISC | Miscellaneous Equipment | Switch |  |  | SW |  | Electrical Equipment
4203 | COL-PGB-SW-0001 | Switch, Main Electrical Disconnect | COL-PGB-MISC | Miscellaneous Equipment | Switch |  |  | SW |  | Electrical Equipment
14099 | COL-PGB-SW-0001 | Switch, Main Electrical Disconnect | COL-PGB | Governors Bridge Sewage Pumping Station | Switch |  |  | SW |  | Electrical Equipment
5774 | COL-PMT-SW-0001 | Switch, Main Electrical Disconnect | COL-PMT | Military Trail Sewage Pumping Station | Switch |  |  | SW |  | Electrical Equipment
16960 | COL-PMT-SW-0001 | Switch, Main Electrical Disconnect | COL-PMT-MISC | Miscellaneous Equipment | Switch |  |  | SW |  | Electrical Equipment
18130 | COL-PPU-SW-0001 | Switch, Main Electrical Disconnect | COL-PPU | Port Union Road Sewage Pumping Station | Switch |  |  | SW |  | Electrical Equipment
18131 | COL-PPU-SW-0001 | Switch, Main Electrical Disconnect | COL-PPU-MISC | Miscellaneous Equipment | Switch |  |  | SW |  | Electrical Equipment
6959 | COL-PRX-SW-0002 | Switch, Main Electrical Disconnect | COL-PRX-MISC | Miscellaneous Equipment | Switch |  |  | SW |  | Electrical Equipment
19154 | COL-PRX-SW-0002 | Switch, Main Electrical Disconnect | COL-PRX | Roxborough Sewage Pumping Station | Switch |  |  | SW |  | Electrical Equipment
7115 | COL-PSD-SW-0001 | Switch, Main Electrical Disconnect | COL-PSD-MISC | Miscellaneous Equipment | Switch |  |  | SW |  | Electrical Equipment
80413 | TAB-WA1-IR-RTE | WA1 IR route | TAB-ELS-ROUTES | Top-level hierarchy for generic entities that represent muliti-equipment inspection routes |  |  |  |  | route | Electrical Equipment
20436 | COL-PSD-SW-0001 | Switch, Main Electrical Disconnect | COL-PSD | Spadina Sewage Pumping Station | Switch |  |  | SW |  | Electrical Equipment
21954 | COL-PTD-SW-0001 | Switch, Main Electrical Disconnect | COL-PTD | Todmorden Sewage Pumping Station | Switch |  |  | SW |  | Electrical Equipment
21955 | COL-PTD-SW-0001 | Switch, Main Electrical Disconnect | COL-PTD-MISC | Miscellaneous Equipment | Switch |  |  | SW |  | Electrical Equipment
8463 | COL-PWP-SW-0001 | Switch, Main Electrical Disconnect | COL-PWP | West Point Avenue Sewage Pumping Station | Switch |  |  | SW |  | Electrical Equipment
8464 | COL-PWP-SW-0001 | Switch, Main Electrical Disconnect | COL-PWP-MISC | Miscellaneous Equipment | Switch |  |  | SW |  | Electrical Equipment
53576 | SWM-PET-SW-0001 | Switch, Main Electrical Disconnect | SWM-PET | Eglinton - Bellamy Storm Pumping Station | Switch |  |  | SW |  | Electrical Equipment
80642 | TAB-WA2-IR-RTE | WA2 IR route | TAB-ELS-ROUTES | Top-level hierarchy for generic entities that represent muliti-equipment inspection routes |  |  |  |  | route | Electrical Equipment
67746 | SWM-PET-SW-0001 | Switch, Main Electrical Disconnect | SWM-PET-MISC | Miscellaneous Equipment | Switch |  |  | SW |  | Electrical Equipment
53792 | SWM-PWD-SW-0001 | Switch, Main Electrical Disconnect | SWM-PWD | Warden Storm | Switch |  |  | SW |  | Electrical Equipment
53793 | SWM-PWD-SW-0001 | Switch, Main Electrical Disconnect | SWM-PWD-MISC | Miscellaneous Equipment | Switch |  |  | SW |  | Electrical Equipment
3845 | COL-PEV-SW-0001 | Switch, Main Power | COL-PEV | Ellis Sewage Pumping Station | Switch |  |  | SW |  | Electrical Equipment
80746 | TAB-WA3-IR-RTE | WA3 IR route | TAB-ELS-ROUTES | Top-level hierarchy for generic entities that represent muliti-equipment inspection routes |  |  |  |  | route | Electrical Equipment
3846 | COL-PEV-SW-0001 | Switch, Main Power | COL-PEV-MISC | Miscellaneous Equipment | Switch |  |  | SW |  | Electrical Equipment
5569 | COL-PMM-SW-0001 | Switch, Main Power | COL-PMM-MISC | Miscellaneous Equipment | Switch |  |  | SW |  | Electrical Equipment
16628 | COL-PMM-SW-0001 | Switch, Main Power | COL-PMM-MCC-0001 | Motor Control Centre | Switch |  |  | SW |  | Electrical Equipment
6914 | COL-PRR-SW-0001 | Switch, Main Power | COL-PRR-MISC | Miscellaneous Equipment | Switch |  |  | SW |  | Electrical Equipment
18690 | COL-PRR-SW-0001 | Switch, Main Power | COL-PRR | Riverside Sewage Pumping Station | Switch |  |  | SW |  | Electrical Equipment
80795 | TAB-WA4-IR-RTE | WA4 IR route | TAB-ELS-ROUTES | Top-level hierarchy for generic entities that represent muliti-equipment inspection routes |  |  |  |  | route | Electrical Equipment
80796 | TAB-WA4-IR-RTE | WA4 IR route | TAB-WA4-ELS | WA4 Electric Equipments |  |  |  |  | route | Electrical Equipment
8297 | COL-PVM-SW-0001 | Switch, Main Power | COL-PVM-MISC | Miscellaneous Equipment | Switch |  |  | SW |  | Electrical Equipment
22737 | COL-PVM-SW-0001 | Switch, Main Power | COL-PVM | Valleymede Sewage Pumping Station | Switch |  |  | SW |  | Electrical Equipment
9088 | COL-RBC-SW-0001 | Switch, Main Power | COL-RBC | Cowan Shaft (WBT)-storm | Switch |  |  | SW |  | Electrical Equipment
28468 | COL-RBC-SW-0001 | Switch, Main Power | COL-RBC-MISC | Miscellaneous Equipment | Switch |  |  | SW |  | Electrical Equipment
28536 | COL-RBG-SW-0001 | Switch, Main Power | COL-RBG | Glendale Shaft (WBT)-storm | Switch |  |  | SW |  | Electrical Equipment
120361 | TAB-WA5-IR-RTE | WA5 IR route | TAB-ELS-ROUTES | Top-level hierarchy for generic entities that represent muliti-equipment inspection routes |  |  |  |  | route | Electrical Equipment
120362 | TAB-WA5-IR-RTE | WA5 IR route | TAB-WA5-ELS | WA5 Electric Equipments |  |  |  |  | route | Electrical Equipment
28537 | COL-RBG-SW-0001 | Switch, Main Power | COL-RBG-MISC | Miscellaneous Equipment | Switch |  |  | SW |  | Electrical Equipment
53523 | SWM-PDU-SW-0001 | Switch, Main Power | SWM-PDU-MISC | Miscellaneous Equipment | Switch |  |  | SW |  | Electrical Equipment
67701 | SWM-PDU-SW-0001 | Switch, Main Power | SWM-PDU | Dunker's Storm | Switch |  |  | SW |  | Electrical Equipment
7956 | COL-PSU-SW-0001 | Switch, Main Power Disconnect | COL-PSU | Sunnyside Pumping Station | Switch |  |  | SW |  | Electrical Equipment
21183 | COL-PSU-SW-0001 | Switch, Main Power Disconnect | COL-PSU-MISC | Miscellaneous Equipment | Switch |  |  | SW |  | Electrical Equipment
15925 | FCL-WWW-MSL-5501 | Switch, Motion, Low, CV-5510, RMF Centrifuge Building, Centrifuge Room | FCL-WWW-CV-5510 | Bottom Screw Conveyor, South, Centrifuge CF-5501 |  |  |  | MSL | http://www.toronto.ca/TWONTO#motion_sensor_element | Electrical Equipment
81001 | TAB-WA6-IR-RTE | WA6 IR route | TAB-ELS-ROUTES | Top-level hierarchy for generic entities that represent muliti-equipment inspection routes |  |  |  |  | route | Electrical Equipment
35300 | FCL-WWW-MSL-5601 | Switch, Motion, Low, CV-5601, RMF Centrifuge Building, Centrifuge Room | FCL-WWW-CF-5601 | Centrifuge Dewatering, East |  |  |  | MSL | http://www.toronto.ca/TWONTO#motion_sensor_element | Electrical Equipment
53578 | SWM-PET-SW-0004 | Switch, Phase Lights | SWM-PET | Eglinton - Bellamy Storm Pumping Station | Switch |  |  | SW |  | Electrical Equipment
67750 | SWM-PET-SW-0004 | Switch, Phase Lights | SWM-PET-MISC | Miscellaneous Equipment | Switch |  |  | SW |  | Electrical Equipment
68004 | SWM-PWD-SW-0005 | Switch, Phase Lights | SWM-PWD | Warden Storm | Switch |  |  | SW |  | Electrical Equipment
68005 | SWM-PWD-SW-0005 | Switch, Phase Lights | SWM-PWD-MISC | Miscellaneous Equipment | Switch |  |  | SW |  | Electrical Equipment
120479 | TAB-WA7-IR-RTE | WA7 IR route | TAB-ELS-ROUTES | Top-level hierarchy for generic entities that represent muliti-equipment inspection routes |  |  |  |  | route | Electrical Equipment
2974 | COL-PBF-SW-0001 | Switch, Power | COL-PBF | Bluffers Park Sewage Pumping Station | Switch |  |  | SW |  | Electrical Equipment
2975 | COL-PBF-SW-0001 | Switch, Power | COL-PBF-MISC | Miscellaneous Equipment | Switch |  |  | SW |  | Electrical Equipment
21188 | COL-PSU-TS-0001 | Switch, Power Auto Transfer | COL-PSU | Sunnyside Pumping Station | Switch |  |  | TS |  | Electrical Equipment
21189 | COL-PSU-TS-0001 | Switch, Power Auto Transfer | COL-PSU-MISC | Miscellaneous Equipment | Switch |  |  | TS |  | Electrical Equipment
81126 | TAB-WA8-IR-RTE | WA8 IR route | TAB-ELS-ROUTES | Top-level hierarchy for generic entities that represent muliti-equipment inspection routes |  |  |  |  | route | Electrical Equipment
7295 | COL-PSK-SW-0001 | Switch, Power Disconnect | COL-PSK | Skydome Sewage Pumping Station | Switch |  |  | SW |  | Electrical Equipment
20532 | COL-PSK-SW-0001 | Switch, Power Disconnect | COL-PSK-MISC | Miscellaneous Equipment | Switch |  |  | SW |  | Electrical Equipment
7727 | COL-PSP-SW-0001 | Switch, Power Supply | COL-PSP-MISC | Miscellaneous Equipment | Switch |  |  | SW |  | Electrical Equipment
20779 | COL-PSP-SW-0001 | Switch, Power Supply | COL-PSP | Southport Sewage Pumping Station | Switch |  |  | SW |  | Electrical Equipment
7728 | COL-PSP-SW-0002 | Switch, Power Supply | COL-PSP | Southport Sewage Pumping Station | Switch |  |  | SW |  | Electrical Equipment
81140 | TAB-WORK-AREA-1 | Work Area 1 | TAB | Ashbridges Bay Treatment Plant |  |  |  | AREA | http://www.toronto.ca/TWONTO#organization | Work Area
120496 | TAB-WORK-AREA-2 | Work Area 2 | TAB | Ashbridges Bay Treatment Plant |  |  |  | AREA | http://www.toronto.ca/TWONTO#organization | Work Area
120497 | TAB-WORK-AREA-3 | Work Area 3 | TAB | Ashbridges Bay Treatment Plant |  |  |  | AREA | http://www.toronto.ca/TWONTO#organization | Work Area
81141 | TAB-WORK-AREA-4 | Work Area 4 | TAB | Ashbridges Bay Treatment Plant |  |  |  | AREA | http://www.toronto.ca/TWONTO#organization | Work Area
81142 | TAB-WORK-AREA-5 | Work Area 5 | TAB | Ashbridges Bay Treatment Plant |  |  |  | AREA | http://www.toronto.ca/TWONTO#organization | Work Area
81143 | TAB-WORK-AREA-6 | Work Area 6 | TAB | Ashbridges Bay Treatment Plant |  |  |  | AREA | http://www.toronto.ca/TWONTO#organization | Work Area
120498 | TAB-WORK-AREA-7 | Work Area 7 | TAB | Ashbridges Bay Treatment Plant |  |  |  | AREA | http://www.toronto.ca/TWONTO#organization | Work Area
81144 | TAB-WORK-AREA-8 | Electrical Sub- Stations | TAB | Ashbridges Bay Treatment Plant |  |  |  | AREA | http://www.toronto.ca/TWONTO#organization | Work Area
20780 | COL-PSP-SW-0002 | Switch, Power Supply | COL-PSP-MISC | Miscellaneous Equipment | Switch |  |  | SW |  | Electrical Equipment
5775 | COL-PMT-TS-0001 | Switch, Power Transfer | COL-PMT | Military Trail Sewage Pumping Station | Switch |  |  | TS |  | Electrical Equipment
5776 | COL-PMT-TS-0001 | Switch, Power Transfer | COL-PMT-MISC | Miscellaneous Equipment | Switch |  |  | TS |  | Electrical Equipment
133215 | THR-DIG-PSH-0114 | Switch, Pressure, High, Loss Of Vaccum, Tank 0110, Lube Oil System, Gas Compressor Building | THR-DIG-T-0110 | Tank, New Oil, Lube Oil System, Gas Compressor Building | Vacuum |  |  | PSH | http://www.toronto.ca/TWONTO#pressure_switch | Instrumentation Equipment
133216 | THR-DIG-PSH-0124 | Switch, Pressure, High, Loss Of Vaccum, Tank 0120, Lube Oil System, Gas Compressor Building | THR-DIG-T-0120 | Tank, Waste Oil, Lube Oil System, Gas Compressor Building | Vacuum |  |  | PSH | http://www.toronto.ca/TWONTO#pressure_switch | Instrumentation Equipment
12781 | FCL-ELS-PSL-0300 | Switch, Pressure, Low,Vacuum,Oil Fuel Tank T-0100 Interstitial,Low Lift Bldg,Screen Room,Underground | FCL-ELS-T-0100 | Tank, Underground, Main Oil Fuel Tank, Low Lift Building, Screen Room |  |  |  | PSL | http://www.toronto.ca/TWONTO#pressure_switch | Electrical Equipment
12259 | FCL-DCL-PSH-0105 | Switch, Pressure-High, Evaporator 0101 Vent Line to Scrubber, Machine Room, Gaseous Chemical Bldg. | FCL-DCL-EV-0101 | Evaporator, SO2, Sulpher Dioxide System |  |  |  | PSH | http://www.toronto.ca/TWONTO#pressure_switch | Electrical Equipment
31916 | FCL-DCL-PSH-0205 | Switch, Pressure-High, Evaporator 0201 Vent Line to Scrubber, Machine Room, Gaseous Chemical Bldg. | FCL-DCL-EV-0201 | Evaporator, SO2, Sulpher Dioxide System |  |  |  | PSH | http://www.toronto.ca/TWONTO#pressure_switch | Electrical Equipment
68000 | SWM-PWD-SW-0002 | Switch, Pump Control Panel Doisconnect | SWM-PWD | Warden Storm | Switch |  |  | SW |  | Electrical Equipment
68001 | SWM-PWD-SW-0002 | Switch, Pump Control Panel Doisconnect | SWM-PWD-MISC | Miscellaneous Equipment | Switch |  |  | SW |  | Electrical Equipment
53577 | SWM-PET-SW-0002 | Switch, Pumps Power | SWM-PET | Eglinton - Bellamy Storm Pumping Station | Switch |  |  | SW |  | Electrical Equipment
67747 | SWM-PET-SW-0002 | Switch, Pumps Power | SWM-PET-MISC | Miscellaneous Equipment | Switch |  |  | SW |  | Electrical Equipment
35394 | FCL-WWW-XS-5501 | Switch, Rope, CV-5510 Emergency Stop, RMF Centrifuge Building, Centrifuge Room | FCL-WWW-CV-5510 | Bottom Screw Conveyor, South, Centrifuge CF-5501 |  |  |  | XS |  | Electrical Equipment
35395 | FCL-WWW-XS-5601 | Switch, Rope, CV-5601 Emergency Stop, RMF Centrifuge Building, Centrifuge Room | FCL-WWW-CF-5601 | Centrifuge Dewatering, East |  |  |  | XS |  | Electrical Equipment
82638 | THC-ACC-TSH-1080 | Switch, Temperature, High, Exhaust Fan Motor | THC-ACC-FN-1080 | Fan, Exhaust, PC10 HPU Building |  |  |  | TSH |  | Division
9213 | COL-MTI-TSH-2001 | Switch, Temperature, High, Oil, Hydraulic System, MTI Chamber CH-2000, Victoria St. | COL-MTI-CH-2000 | Chamber,Victoria St. Control Chamber No.20, MTI |  |  |  | TSH |  | Building Service
2976 | COL-PBF-TS-0001 | Switch, Transfer | COL-PBF-MISC | Miscellaneous Equipment | Switch |  |  | TS |  | Electrical Equipment
3260 | COL-PBR-TS-0001 | Switch, Transfer | COL-PBR | Berry Road Sewage Pumping Station | Switch |  |  | TS |  | Electrical Equipment
9575 | COL-PBR-TS-0001 | Switch, Transfer | COL-PBR-MISC | Miscellaneous Equipment | Switch |  |  | TS |  | Electrical Equipment
3284 | COL-PBY-TS-0001 | Switch, Transfer | COL-PBY-MISC | Miscellaneous Equipment | Switch |  |  | TS |  | Electrical Equipment
9722 | COL-PCF-TS-0001 | Switch, Transfer | COL-PCF-MISC | Miscellaneous Equipment | Switch |  |  | TS |  | Electrical Equipment
3407 | COL-PCP-TS-0001 | Switch, Transfer | COL-PCP-MISC | Miscellaneous Equipment | Switch |  |  | TS |  | Electrical Equipment
9806 | COL-PCP-TS-0001 | Switch, Transfer | COL-PCP | Copeland Pumping Station | Switch |  |  | TS |  | Electrical Equipment
13376 | COL-PEV-TS-0001 | Switch, Transfer | COL-PEV | Ellis Sewage Pumping Station | Switch |  |  | TS |  | Electrical Equipment
13377 | COL-PEV-TS-0001 | Switch, Transfer | COL-PEV-MISC | Miscellaneous Equipment | Switch |  |  | TS |  | Electrical Equipment
3948 | COL-PFB-TS-0001 | Switch, Transfer | COL-PFB | Fallingbrook Pumping Station | Switch |  |  | TS |  | Electrical Equipment
3949 | COL-PFB-TS-0001 | Switch, Transfer | COL-PFB-MISC | Miscellaneous Equipment | Switch |  |  | TS |  | Electrical Equipment
4204 | COL-PGB-TS-0001 | Switch, Transfer | COL-PGB | Governors Bridge Sewage Pumping Station | Switch |  |  | TS |  | Electrical Equipment
14100 | COL-PGB-TS-0001 | Switch, Transfer | COL-PGB-MISC | Miscellaneous Equipment | Switch |  |  | TS |  | Electrical Equipment
4233 | COL-PGR-TS-0001 | Switch, Transfer | COL-PGR | Grand River Sewage Pumping Station | Switch |  |  | TS |  | Electrical Equipment
14124 | COL-PGR-TS-0001 | Switch, Transfer | COL-PGR-MISC | Miscellaneous Equipment | Switch |  |  | TS |  | Electrical Equipment
4543 | COL-PIR-TS-0001 | Switch, Transfer | COL-PIR | Island Road Sewage Pumping Station | Switch |  |  | TS |  | Electrical Equipment
14833 | COL-PIR-TS-0001 | Switch, Transfer | COL-PIR-MISC | Miscellaneous Equipment | Switch |  |  | TS |  | Electrical Equipment
14931 | COL-PKG-TS-0001 | Switch, Transfer | COL-PKG-MISC | Miscellaneous Equipment | Switch |  |  | TS |  | Electrical Equipment
5007 | COL-PMD-TS-0001 | Switch, Transfer | COL-PMD | Midland Pumping Station | Switch |  |  | TS |  | Electrical Equipment
16102 | COL-PMD-TS-0001 | Switch, Transfer | COL-PMD-MISC | Miscellaneous Equipment | Switch |  |  | TS |  | Electrical Equipment
5886 | COL-PMY-TS-0001 | Switch, Transfer | COL-PMY | Maryport Sewage Pumping Station | Switch |  |  | TS |  | Electrical Equipment
83253 | THC-AER-BL-7100-I-IV | Blower, Aeration System | THC-AER-PHASE I-IV | AerationTreatment |  |  |  | BL | http://www.toronto.ca/TWONTO#collection_of_assets | Equipment Location
83254 | THC-AER-BL-7200-I-IV | Blower, Aeration System | THC-AER-PHASE I-IV | AerationTreatment |  |  |  | BL | http://www.toronto.ca/TWONTO#collection_of_assets | Equipment Location
83256 | THC-AER-BL-7300-I-IV | Blower, Aeration System | THC-AER-PHASE I-IV | AerationTreatment |  |  |  | BL | http://www.toronto.ca/TWONTO#collection_of_assets | Equipment Location
83257 | THC-AER-BL-7400-I-IV | Blower, Aeration System | THC-AER-PHASE I-IV | AerationTreatment |  |  |  | BL | http://www.toronto.ca/TWONTO#collection_of_assets | Equipment Location
121947 | THC-AER-DL-1201 | Data Logger | THC-AER | AerationTreatment Process |  | Control Loop |  | DL | http://www.toronto.ca/TWONTO#data_logger
121948 | THC-AER-DL-1301 | Data Logger | THC-AER | AerationTreatment Process |  | Control Loop |  | DL | http://www.toronto.ca/TWONTO#data_logger
121949 | THC-AER-DL-1302 | Data Logger | THC-AER | AerationTreatment Process |  | Control Loop |  | DL | http://www.toronto.ca/TWONTO#data_logger
5887 | COL-PMY-TS-0001 | Switch, Transfer | COL-PMY-MISC | Miscellaneous Equipment | Switch |  |  | TS |  | Electrical Equipment
5888 | COL-PMY-TS-0002 | Switch, Transfer | COL-PMY | Maryport Sewage Pumping Station | Switch |  |  | TS |  | Electrical Equipment
5889 | COL-PMY-TS-0002 | Switch, Transfer | COL-PMY-MISC | Miscellaneous Equipment | Switch |  |  | TS |  | Electrical Equipment
18135 | COL-PPU-TS-0001 | Switch, Transfer | COL-PPU-MISC | Miscellaneous Equipment | Switch |  |  | TS |  | Electrical Equipment
19115 | COL-PRR-TS-0001 | Switch, Transfer | COL-PRR | Riverside Sewage Pumping Station | Switch |  |  | TS |  | Electrical Equipment
19116 | COL-PRR-TS-0001 | Switch, Transfer | COL-PRR-MISC | Miscellaneous Equipment | Switch |  |  | TS |  | Electrical Equipment
6964 | COL-PRX-TS-0001 | Switch, Transfer | COL-PRX | Roxborough Sewage Pumping Station | Switch |  |  | TS |  | Electrical Equipment
19157 | COL-PRX-TS-0001 | Switch, Transfer | COL-PRX-MISC | Miscellaneous Equipment | Switch |  |  | TS |  | Electrical Equipment
7358 | COL-PSL-TS-0001 | Switch, Transfer | COL-PSL-MISC | Miscellaneous Equipment | Switch |  |  | TS |  | Electrical Equipment
20687 | COL-PSM-TS-0001 | Switch, Transfer | COL-PSM | Simcoe St Sewage Pumping Station | Switch |  |  | TS |  | Electrical Equipment
20688 | COL-PSM-TS-0001 | Switch, Transfer | COL-PSM-MISC | Miscellaneous Equipment | Switch |  |  | TS |  | Electrical Equipment
20893 | COL-PSS-TS-0001 | Switch, Transfer | COL-PSS | Scott Sewage Pumping Station | Switch |  |  | TS |  | Electrical Equipment
20894 | COL-PSS-TS-0001 | Switch, Transfer | COL-PSS-MISC | Miscellaneous Equipment | Switch |  |  | TS |  | Electrical Equipment
8195 | COL-PTD-TS-0001 | Switch, Transfer | COL-PTD | Todmorden Sewage Pumping Station | Switch |  |  | TS |  | Electrical Equipment
8196 | COL-PTD-TS-0001 | Switch, Transfer | COL-PTD-MISC | Miscellaneous Equipment | Switch |  |  | TS |  | Electrical Equipment
83817 | THC-CAP-16ECS-MI-01HC | THC Capital Works, Tunnel Concrete Repairs, Contract # 16ECS-MI-01HC | THC-CAP-WA2 | THC WA2 Capital Projects |  |  | 37921 | CAP | x | Sub-sub-process
83818 | THC-CAP-16ECS-MI-01HC | THC Capital Works, Tunnel Concrete Repairs, Contract # 16ECS-MI-01HC | THC-SUSPENDED | Suspended entity |  |  | 37921 | CAP | x | Sub-sub-process
83819 | THC-CAP-BTU-13FS-08WP | THC Capital Works, Biosolids Treatment Upgrade (Incinerator), Contract # 13FS-08WP | THC-CAP-WA1 | THC WA1 Capital Projects |  |  | 37922 | BTU | x | Sub-sub-process
83820 | THC-CAP-BTU-13FS-08WP | THC Capital Works, Biosolids Treatment Upgrade (Incinerator), Contract # 13FS-08WP | THC-SUSPENDED | Suspended entity |  |  | 37922 | BTU | x | Sub-sub-process
122646 | THC-CAPECAP06MCP1307 | THC Capital Works, Electrical Condition Assessment Project - 06 (ECAP-06) MCC Replacement, Contract # MCP-13-07 | THC-CAP-WA3 | THC WA3 Capital Projects |  |  | 37925 |  | x | Sub-sub-process
122647 | THC-CAPECAP06MCP1307 | THC Capital Works, Electrical Condition Assessment Project - 06 (ECAP-06) MCC Replacement, Contract # MCP-13-07 | THC-SUSPENDED | Suspended entity |  |  | 37925 |  | x | Sub-sub-process
83821 | THC-CAP-PLC-9117-14-7076 | THC Capital Works, PLC Platform Migration and Upgrades Project, RFP # 9117-14-7076 | THC-CAP-WA2 | THC WA2 Capital Projects |  |  | 37923 | PLC | x | Sub-sub-process
122641 | THC-CAP-PLC-9117-14-7076 | THC Capital Works, PLC Platform Migration and Upgrades Project, RFP # 9117-14-7076 | THC-SUSPENDED | Suspended entity |  |  | 37923 | PLC | x | Sub-sub-process
122642 | THC-CAP-RAP-9117-13-7066 | THC Capital Works, RAS Pumping, Aeration and Phosphorous Systems Upgrades (RAP), RFP # 9117-13-7066 | THC-CAP-WA2 | THC WA2 Capital Projects |  |  | 37924 | RAP | x | Sub-sub-process
122643 | THC-CAP-RAP-9117-13-7066 | THC Capital Works, RAS Pumping, Aeration and Phosphorous Systems Upgrades (RAP), RFP # 9117-13-7066 | THC-SUSPENDED | Suspended entity |  |  | 37924 | RAP | x | Sub-sub-process
8302 | COL-PVM-TS-0001 | Switch, Transfer | COL-PVM-MISC | Miscellaneous Equipment | Switch |  |  | TS |  | Electrical Equipment
22741 | COL-PVM-TS-0001 | Switch, Transfer | COL-PVM | Valleymede Sewage Pumping Station | Switch |  |  | TS |  | Electrical Equipment
23170 | COL-PWC-TS-0001 | Switch, Transfer | COL-PWC | Wirral Court Sewage Pumping Station | Switch |  |  | TS |  | Electrical Equipment
23171 | COL-PWC-TS-0001 | Switch, Transfer | COL-PWC-MISC | Miscellaneous Equipment | Switch |  |  | TS |  | Electrical Equipment
8465 | COL-PWP-TS-0001 | Switch, Transfer | COL-PWP | West Point Avenue Sewage Pumping Station | Switch |  |  | TS |  | Electrical Equipment
24513 | COL-PWP-TS-0001 | Switch, Transfer | COL-PWP-MISC | Miscellaneous Equipment | Switch |  |  | TS |  | Electrical Equipment
83825 | THC-CBM-0001 | THC-Condition Based Monitoring (virtual entity) used to repair entity links and activity lists | THC | Highland Creek Treatment Plant |  |  |  | CBM | activity | Instrumentation Equipment
83826 | THC-CBM-0001 | THC-Condition Based Monitoring (virtual entity) used to repair entity links and activity lists | THC-CBM | THC-Condition Based Monitoring |  |  |  | CBM | activity | Instrumentation Equipment
53527 | SWM-PDU-TS-0001 | Switch, Transfer | SWM-PDU | Dunker's Storm | Switch |  |  | TS |  | Electrical Equipment
53528 | SWM-PDU-TS-0001 | Switch, Transfer | SWM-PDU-MISC | Miscellaneous Equipment | Switch |  |  | TS |  | Electrical Equipment
53583 | SWM-PET-TS-0001 | Switch, Transfer | SWM-PET | Eglinton - Bellamy Storm Pumping Station | Switch |  |  | TS |  | Electrical Equipment
68010 | SWM-PWD-TS-0001 | Switch, Transfer | SWM-PWD | Warden Storm | Switch |  |  | TS |  | Electrical Equipment
3848 | COL-PEV-SW-0003 | Switch, Transformer | COL-PEV-MISC | Miscellaneous Equipment | Switch |  |  | SW |  | Electrical Equipment
13372 | COL-PEV-SW-0003 | Switch, Transformer | COL-PEV | Ellis Sewage Pumping Station | Switch |  |  | SW |  | Electrical Equipment
3947 | COL-PFB-SW-0002 | Switch, Transformer | COL-PFB-MISC | Miscellaneous Equipment | Switch |  |  | SW |  | Electrical Equipment
13847 | COL-PFB-SW-0002 | Switch, Transformer | COL-PFB | Fallingbrook Pumping Station | Switch |  |  | SW |  | Electrical Equipment
18691 | COL-PRR-SW-0002 | Switch, Transformer | COL-PRR | Riverside Sewage Pumping Station | Switch |  |  | SW |  | Electrical Equipment
19111 | COL-PRR-SW-0002 | Switch, Transformer | COL-PRR-MISC | Miscellaneous Equipment | Switch |  |  | SW |  | Electrical Equipment
19155 | COL-PRX-SW-0004 | Switch, Transformer | COL-PRX | Roxborough Sewage Pumping Station | Switch |  |  | SW |  | Electrical Equipment
19156 | COL-PRX-SW-0004 | Switch, Transformer | COL-PRX-MISC | Miscellaneous Equipment | Switch |  |  | SW |  | Electrical Equipment
8299 | COL-PVM-SW-0003 | Switch, Transformer | COL-PVM | Valleymede Sewage Pumping Station | Switch |  |  | SW |  | Electrical Equipment
8300 | COL-PVM-SW-0003 | Switch, Transformer | COL-PVM-MISC | Miscellaneous Equipment | Switch |  |  | SW |  | Electrical Equipment
53524 | SWM-PDU-SW-0002 | Switch, Transformer | SWM-PDU | Dunker's Storm | Switch |  |  | SW |  | Electrical Equipment
53525 | SWM-PDU-SW-0002 | Switch, Transformer | SWM-PDU-MISC | Miscellaneous Equipment | Switch |  |  | SW |  | Electrical Equipment
67748 | SWM-PET-SW-0003 | Switch, Transformer | SWM-PET | Eglinton - Bellamy Storm Pumping Station | Switch |  |  | SW |  | Electrical Equipment
67749 | SWM-PET-SW-0003 | Switch, Transformer | SWM-PET-MISC | Miscellaneous Equipment | Switch |  |  | SW |  | Electrical Equipment
3847 | COL-PEV-SW-0002 | Switch, Unit Heater | COL-PEV | Ellis Sewage Pumping Station | Switch |  |  | SW |  | Electrical Equipment
13371 | COL-PEV-SW-0002 | Switch, Unit Heater | COL-PEV-MISC | Miscellaneous Equipment | Switch |  |  | SW |  | Electrical Equipment
6960 | COL-PRX-SW-0003 | Switch, Unit Heater | COL-PRX | Roxborough Sewage Pumping Station | Switch |  |  | SW |  | Electrical Equipment
84466 | THC-DEW-CF-0312/0313 | Sludge Dewatering, Centrifuge CF-312/313 | THC-DEW-SOLIDS | Solids Treatment, System Dewatering |  |  | 35332 | CF | x | Sub-sub-process
84467 | THC-DEW-CF-0312/0313 | Sludge Dewatering, Centrifuge CF-312/313 | THC-SUSPENDED | Suspended entity |  |  | 35332 | CF | x | Sub-sub-process
123023 | THC-DEW-CF-1300/1400 | Sludge Dewatering, Centrifuge CF-1300/1400 | THC-DEW-SOLIDS | Solids Treatment, System Dewatering |  |  |  | CF | http://www.toronto.ca/TWONTO#centrifuge | Sub-sub-process
84472 | THC-DEW-CF-1500/1600 | Sludge Dewatering, Centrifuge CF-1500/1600 | THC-DEW-SOLIDS | Solids Treatment, System Dewatering |  |  |  | CF | http://www.toronto.ca/TWONTO#centrifuge | Sub-sub-process
6961 | COL-PRX-SW-0003 | Switch, Unit Heater | COL-PRX-MISC | Miscellaneous Equipment | Switch |  |  | SW |  | Electrical Equipment
4541 | COL-PIR-SW-0004 | Switch, Unit Heater 0001 | COL-PIR-MISC | Miscellaneous Equipment | Switch |  |  | SW |  | Electrical Equipment
14831 | COL-PIR-SW-0004 | Switch, Unit Heater 0001 | COL-PIR | Island Road Sewage Pumping Station | Switch |  |  | SW |  | Electrical Equipment
8981 | COL-RBB-SW-0005 | Switch, Valve House | COL-RBB | Western Beaches Tunnel (Battery Park)-Storm | Switch |  |  | SW |  | Electrical Equipment
8982 | COL-RBB-SW-0005 | Switch, Valve House | COL-RBB-MISC | Miscellaneous Equipment | Switch |  |  | SW |  | Electrical Equipment
95722 | THR-BG-VSH-0114 | Switch, Vibration, High, Motor 0101, Compressor 0101, Gas Compressor Bldg | THR-BG-C-0101 | Compressor, Centrifugal, Fuel Gas, Compressor Building, Gas Compressor (And Dryer) for COGEN |  |  |  | VSH |  | Instrumentation Equipment
11632 | FCL-ALM-LSH-0101 | Switch,Level Alum Storage Tank # 1 | FCL-ALM | Coagulation |  |  |  | LSH | http://www.toronto.ca/TWONTO#level_switch | Instrumentation Equipment
11633 | FCL-ALM-LSH-0201 | Switch,Level Alum Storage Tank # 2 | FCL-ALM | Coagulation |  |  |  | LSH | http://www.toronto.ca/TWONTO#level_switch | Instrumentation Equipment
34066 | FCL-RW-LSH-0701 | Switch,Level High, Offshore Zebra Mussel Sampling Line 1A Prime, Low Lift PS Basement | FCL-RW-SAMP | Raw Water Sampling | Switch,Level-High |  |  | LSH | http://www.toronto.ca/TWONTO#level_switch | Instrumentation Equipment
34067 | FCL-RW-LSH-0801 | Switch,Level High, Offshore Zebra Mussel Sampling Line 1B Prime, Low Lift PS Basement | FCL-RW-SAMP | Raw Water Sampling | Switch,Level-High |  |  | LSH | http://www.toronto.ca/TWONTO#level_switch | Instrumentation Equipment
14005 | FCL-RW-LSH-0003 | Switch,Level, High, Screenings Debris Trough | FCL-RW | Raw Water | Switch,Level-High |  |  | LSH | http://www.toronto.ca/TWONTO#level_switch | Instrumentation Equipment
54669 | FIS-ELS-LSH-0001 | Switch,Level-High,Plant Main Substation,East Manhole,Outdoor Substation Drain Pit Flood Alarm | FIS-GRND | Asset Group, Facility Ground | Switch,Level-High |  |  | LSH | http://www.toronto.ca/TWONTO#level_switch | Instrumentation Equipment
10972 | FCL-ACC-FN-408,9,10 | Switchgear Rm. Vent. Sys. (FN-0408,09,10) FN-51, HU-3A,B | FCL-ACC-P-HL | High Lift Pumping Station HVAC Equipment |  |  |  | FN | http://www.toronto.ca/TWONTO#blower_or_fan_with_drive | Equipment Location
85126 | THC-DIG-0400 | Eliminated Role: Digester 0400 | THC-DIG-DIGESTERS | Primary Anerobic Digesters 0400-0700 |  |  | 40439 | DIG | x | Equipment Location
123614 | THC-DIG-0400 | Eliminated Role: Digester 0400 | THC-SUS | THC records of assets and roles that are no longer in service or exists |  |  | 40439 | DIG | x | Equipment Location
123615 | THC-DIG-0500 | Eliminated Role: Digester 0500 | THC-DIG-DIGESTERS | Primary Anerobic Digesters 0400-0700 |  |  | 40440 | DIG | x | Equipment Location
123616 | THC-DIG-0500 | Eliminated Role: Digester 0500 | THC-SUS | THC records of assets and roles that are no longer in service or exists |  |  | 40440 | DIG | x | Equipment Location
85127 | THC-DIG-0600 | Eliminated Role: Digester 0600 | THC-DIG-DIGESTERS | Primary Anerobic Digesters 0400-0700 |  |  | 40441 | DIG | x | Equipment Location
123617 | THC-DIG-0600 | Eliminated Role: Digester 0600 | THC-SUS | THC records of assets and roles that are no longer in service or exists |  |  | 40441 | DIG | x | Equipment Location
85128 | THC-DIG-0700 | Eliminated Role: Digester 0700 | THC-SUS | THC records of assets and roles that are no longer in service or exists |  |  | 40442 | DIG | x | Equipment Location
123618 | THC-DIG-0700 | Eliminated Role: Digester 0700 | THC-DIG-DIGESTERS | Primary Anerobic Digesters 0400-0700 |  |  | 40442 | DIG | x | Equipment Location
30651 | FCL-ACC-FN-408,9,10 | Switchgear Rm. Vent. Sys. (FN-0408,09,10) FN-51, HU-3A,B | FCL-ACC | Climate Control (HVAC) |  |  |  | FN | http://www.toronto.ca/TWONTO#blower_or_fan_with_drive | Equipment Location
85162 | THC-DIG-C-BOOST-3100 | Eliminated Role: Compressors Unit, Gas Booster, Digester 0400-0700 | THC-DIG-DIGESTERS | Primary Anerobic Digesters 0400-0700 |  |  | 40432 | BOOST | x | Equipment Location
85163 | THC-DIG-C-BOOST-3100 | Eliminated Role: Compressors Unit, Gas Booster, Digester 0400-0700 | THC-SUS | THC records of assets and roles that are no longer in service or exists |  |  | 40432 | BOOST | x | Equipment Location
85164 | THC-DIG-C-BOOST-3200 | Eliminated Role: Compressors Unit, Gas Booster, Digester 0400-0700 | THC-DIG-DIGESTERS | Primary Anerobic Digesters 0400-0700 |  |  | 40431 | BOOST | x | Equipment Location
123655 | THC-DIG-C-BOOST-3200 | Eliminated Role: Compressors Unit, Gas Booster, Digester 0400-0700 | THC-GHOST | THC Records that were created by mistake |  |  | 40431 | BOOST | x | Equipment Location
85165 | THC-DIG-C-BOOST-3300 | Eliminated Role: Compressors Unit, Gas Booster, Digester 0400-0700 | THC-DIG-DIGESTERS | Primary Anerobic Digesters 0400-0700 |  |  | 40430 | BOOST | x | Equipment Location
123656 | THC-DIG-C-BOOST-3300 | Eliminated Role: Compressors Unit, Gas Booster, Digester 0400-0700 | THC-SUS | THC records of assets and roles that are no longer in service or exists |  |  | 40430 | BOOST | x | Equipment Location
28380 | COL-RBB-SWG-0001 | Switchgear, Indoor | COL-RBB | Western Beaches Tunnel (Battery Park)-Storm | Switchgear |  |  | SWG |  | Electrical Equipment
28381 | COL-RBB-SWG-0001 | Switchgear, Indoor | COL-RBB-MISC | Miscellaneous Equipment | Switchgear |  |  | SWG |  | Electrical Equipment
8983 | COL-RBB-SWG-0002 | Switchgear, Indoor | COL-RBB | Western Beaches Tunnel (Battery Park)-Storm | Switchgear |  |  | SWG |  | Electrical Equipment
8984 | COL-RBB-SWG-0002 | Switchgear, Indoor | COL-RBB-MISC | Miscellaneous Equipment | Switchgear |  |  | SWG |  | Electrical Equipment
8985 | COL-RBB-SWG-0003 | Switchgear, Indoor | COL-RBB | Western Beaches Tunnel (Battery Park)-Storm | Switchgear |  |  | SWG |  | Electrical Equipment
8986 | COL-RBB-SWG-0003 | Switchgear, Indoor | COL-RBB-MISC | Miscellaneous Equipment | Switchgear |  |  | SWG |  | Electrical Equipment
8987 | COL-RBB-SWG-0004 | Switchgear, Indoor | COL-RBB | Western Beaches Tunnel (Battery Park)-Storm | Switchgear |  |  | SWG |  | Electrical Equipment
8988 | COL-RBB-SWG-0004 | Switchgear, Indoor | COL-RBB-MISC | Miscellaneous Equipment | Switchgear |  |  | SWG |  | Electrical Equipment
8989 | COL-RBB-SWG-0005 | Switchgear, Indoor | COL-RBB | Western Beaches Tunnel (Battery Park)-Storm | Switchgear |  |  | SWG |  | Electrical Equipment
8990 | COL-RBB-SWG-0005 | Switchgear, Indoor | COL-RBB-MISC | Miscellaneous Equipment | Switchgear |  |  | SWG |  | Electrical Equipment
125425 | THC-ELS-PDP-0300A | Switchgear,Lower Plant 600V Feeder 1, Building A | THC-ELS-PS-0001-A | Primary Power Equipment, Building A | Control Panel,Electrical |  |  | PDP | http://www.toronto.ca/TWONTO#LV_electrical_panel | Electrical Equipment
125427 | THC-ELS-PDP-0400A | Switchgear,Lower Plant 600V Feeder 2, Building A | THC-ELS-PS-0001-A | Primary Power Equipment, Building A | Control Panel,Electrical |  |  | PDP | http://www.toronto.ca/TWONTO#LV_electrical_panel | Electrical Equipment
92210 | THC-SPC-WA1 | System Process Control | THCSLDMNT | THC Solids Maintenance | [5 empty] | Process
129189 | THC-SPC-WA2 | System Process Control | THCLIQMNT | THC Liquids Maintenance | [5 empty] | Process
54479 | FIS-ELS | System, Electrical Distribution System | FIS WORK AREA 2 | Services | [5 empty] | Process
117748 | TAB-RSP-T | T Building | TAB-RSP | Raw Sewage Pumping | [5 empty] | Sub-Process
117747 | TAB-RSP-STRC-T | T Building - Safety Equipment,Wall, Ceiling & Floor | TAB-RSP-T | T Building | [5 empty] | Mechanical Equipment
117689 | TAB-RSP-P-SUMP | T Building - Dewatering & Sump Sumps | TAB-RSP-T | T Building | [5 empty] | Mechanical Equipment
117547 | TAB-RSP-ELQ | T Building - Electrical Equipment | TAB-RSP-T | T Building | [5 empty] | Electrical Equipment
77950 | TAB-RSP-INQ | T Building - Instrumentation | TAB-RSP-T | T Building | [5 empty] | Instrumentation Equipment
117690 | TAB-RSP-P-T | T Building - Raw Sewage Pumping | TAB-RSP | Raw Sewage Pumping | [5 empty] | Sub-Process
77939 | TAB-RSP-G-T | T Building - Wet Wells, Sluice Gates & Actuators | TAB-RSP-T | T Building | [5 empty] | Mechanical Equipment
78023 | TAB-RSP-PIP-1000 | T Building , Raw Sewage Piping | TAB-RSP-T | T Building |  |  |  | PIP | http://www.toronto.ca/TWONTO#pipe_segment | Mechanical Equipment
73582 | TAB-ELS-T BLDG | T Building Indoor Substation | TAB-RSP-P-T | T Building - Raw Sewage Pumping | Transformer |  |  |  |  | Equipment Location
73583 | TAB-ELS-T BLDG | T Building Indoor Substation | TAB-RSP-T | T Building | Transformer |  |  |  |  | Equipment Location
105203 | TAB-ELS-T BLDG | T Building Indoor Substation | TAB-ELS-NORTH | North Substation | Transformer |  |  |  |  | Equipment Location
77860 | TAB-RSP-C | T Building, Compressed Air | TAB-RSP-T | T Building | [5 empty] | Mechanical Equipment
73468 | TAB-ELS-PRJ-0001 | TAB Standby Power Project | 52349 | TAB Power Distribution |  |  |  | PRJ | http://www.toronto.ca/TWONTO#project | Building Service
82888 | TAB-ADMIN | Tab Admin | TAB | Ashbridges Bay Treatment Plant | [5 empty] | Work Area
68260 | TAB COMMUNICATIONS | TAB Communications | TAB-SPC1 | Process Control Systems - Administrative | [5 empty] | Process
73877 | TAB-MCS-CRN | TAB Cranes and Lifting Devices | TAB-WORK-AREA-7 | Work Area 7 | [5 empty] | Process
105832 | TAB-MCS-CRN | TAB Cranes and Lifting Devices | TAB-WORK-AREA-WWPW | TAB Work Area WWPW | [5 empty] | Process
91733 | TAB-DIG-HEADER | TAB- Digester Gas Supply Line, Headers | TAB-AUX | Gas Services, Natural Gas, Digester Gas | [5 empty] | Sub-Process
105967 | TAB-NGS-BOILERS | TAB- Natural Gas Supply Line, Boiler Headers | TAB-NGS | TAB- Natural Gas Supply Line, Headers | [5 empty] | Sub-sub-process
73922 | TAB-NGS | TAB- Natural Gas Supply Line, Headers | TAB-AUX | Gas Services, Natural Gas, Digester Gas | [5 empty] | Sub-Process
74050 | TAB-NGS-WASTE | TAB- Natural Gas Supply Line,Incinerators,Pelletizers, Waste Burners | TAB-NGS | TAB- Natural Gas Supply Line, Headers | [5 empty] | Sub-sub-process
68262 | TAB OIT | TAB OIT | TAB-SPC1 | Process Control Systems - Administrative | [5 empty] | Process
68263 | TAB PLC | TAB PLC | TAB-SPC1 | Process Control Systems - Administrative | [5 empty] | Process
92 | 52349 | TAB Power Distribution | TAB POWER DISTRIB | TAB Power Distribution and Process Control | [5 empty] | Building Service
124 | 52349 | TAB Power Distribution | TAB-WORK-AREA-8 | Electrical Sub- Stations | [5 empty] | Building Service
68556 | TAB POWER DISTRIB | TAB Power Distribution and Process Control | TAB | Ashbridges Bay Treatment Plant | [5 empty] | Work Area
18 | 17800 | TAB Power Distribution Projects | 52349 | TAB Power Distribution | [5 empty] | Building Service
34 | 36233 | TAB Power Failure August 14, 2003 | 52349 | TAB Power Distribution | [5 empty] | Building Service
66 | 32752 | TAB Process Computers | 52349 | TAB Power Distribution | [5 empty] | Building Service
28 | 21381 | TAB Process Control Projects | 52349 | TAB Power Distribution | [5 empty] | Building Service
57599 | TAB SCADA CLIENTS | TAB SCADA Clients | TAB-SPC1 | Process Control Systems - Administrative | [5 empty] | Process
68557 | TAB SCADA SERVERS | TAB SCADA Servers | TAB-SPC1 | Process Control Systems - Administrative | [5 empty] | Process
57600 | TAB SCADA SUPPORT | TAB SCADA Support | TAB-SPC1 | Process Control Systems - Administrative | [5 empty] | Process
80639 | TAB-WA2-AR-0001 | TAB WA2 Alternate Rate | TAB-WA2-ADM-0001 | Admin. Work- Work Area 2 |  |  |  | AR | activity | Building Service
81145 | TAB-WORK-AREA-LIQ | TAB Work Area Liq | TAB | Ashbridges Bay Treatment Plant | [5 empty] | Work Area
120499 | TAB-WORK-AREA-SEO | TAB Work Area SEO | TAB | Ashbridges Bay Treatment Plant | [5 empty] | Work Area
120500 | TAB-WORK-AREA-SOL | TAB Work Area Sol | TAB | Ashbridges Bay Treatment Plant | [5 empty] | Work Area
120501 | TAB-WORK-AREA-WWPW | TAB Work Area WWPW | TAB | Ashbridges Bay Treatment Plant | [5 empty] | Work Area
78155 | TAB-RTE-ADMIN | TAB-Routine Admin | TAB-ADMIN | Tab Admin | [5 empty] | Work Area
117850 | TAB-RTE-PD | TAB-Routine Power Distribution Plant Wide | TAB POWER DISTRIB | TAB Power Distribution and Process Control | [5 empty] | Work Area
78156 | TAB-RTE-WA1 | TAB-Routine Work Area 1 | TAB-WORK-AREA-1 | Work Area 1 | [5 empty] | Work Area
117851 | TAB-RTE-WA1 | TAB-Routine Work Area 1 | TAB-WORK-AREA-LIQ | TAB Work Area Liq | [5 empty] | Work Area
78157 | TAB-RTE-WA2 | TAB-Routine Work Area 2 | TAB-WORK-AREA-LIQ | TAB Work Area Liq | [5 empty] | Work Area
117852 | TAB-RTE-WA2 | TAB-Routine Work Area 2 | TAB-WORK-AREA-2 | Work Area 2 | [5 empty] | Work Area
78158 | TAB-RTE-WA3 | TAB-Routine Work Area 3 | TAB-WORK-AREA-5 | Work Area 5 | [5 empty] | Work Area
117853 | TAB-RTE-WA3 | TAB-Routine Work Area 3 | TAB-WORK-AREA-3 | Work Area 3 | [5 empty] | Work Area
117854 | TAB-RTE-WA3 | TAB-Routine Work Area 3 | TAB-WORK-AREA-SOL | TAB Work Area Sol | [5 empty] | Work Area
78159 | TAB-RTE-WA4 | TAB-Routine Work Area 4 | TAB-WORK-AREA-4 | Work Area 4 | [5 empty] | Work Area
78160 | TAB-RTE-WA5 | TAB-Routine Work Area 5 | TAB-WORK-AREA-5 | Work Area 5 | [5 empty] | Work Area
78161 | TAB-RTE-WA6 | TAB-Routine Work Area 6 | TAB-WORK-AREA-6 | Work Area 6 | [5 empty] | Work Area
78162 | TAB-RTE-WA6 | TAB-Routine Work Area 6 | TAB-WORK-AREA-SEO | TAB Work Area SEO | [5 empty] | Work Area
78163 | TAB-RTE-WA7 | TAB-Routine Work Area 7 | TAB-WORK-AREA-7 | Work Area 7 | [5 empty] | Work Area
78164 | TAB-RTE-WA8 | TAB-Routine Work Area 8 | TAB-WORK-AREA-8 | Electrical Sub- Stations | [5 empty] | Work Area
79149 | TAB-STR | TAB-STR | TAB-WORK-AREA-2 | Work Area 2 | [5 empty] | Process
118787 | TAB-STR | TAB-STR | TAB-WORK-AREA-LIQ | TAB Work Area Liq | [5 empty] | Process
78981 | TAB-SLO-SES | TABWA4 Health and Safety Equipment | TAB-WORK-AREA-4 | Work Area 4 | [5 empty] | Equipment Location
118623 | TAB-SLO-SES | TABWA4 Health and Safety Equipment | TAB-WORK-AREA-SOL | TAB Work Area Sol | [5 empty] | Equipment Location
3731 | COL-PDG-T-0100 | Tank | COL-PDG | Douglas Drive Syphon | Tank |  |  | T |  | Mechanical Equipment
3732 | COL-PDG-T-0100 | Tank | COL-PDG-MISC | Miscellaneous Equipment | Tank |  |  | T |  | Mechanical Equipment
6641 | COL-PRD-T-0002 | Tank, Heat Water Tank | COL-PRD-MISC | Miscellaneous Equipment | Tank |  |  | T |  | Mechanical Equipment
18632 | COL-PRD-T-0002 | Tank, Heat Water Tank | COL-PRD | Redland Pumping Station | Tank |  |  | T |  | Mechanical Equipment
29892 | CU2002 | Tank, Air, Air Padding System for Chlorine Tank Cars | TAB-DIS-ALP-0100 | Air Padding System for Chlorine Tank Cars | Tank,Reservoir |  |  |  |  | Mechanical Equipment
57839 | THC-INC-DL-2101 | Data Logger | THC-INC | Incineration Process |  | Control Loop |  | DL | http://www.toronto.ca/TWONTO#data_logger
9254 | COL-SMC-T-0200 | Tank, CSO | COL-SMC-MISC | Miscellaneous Equipment | Tank |  |  | T |  | Mechanical Equipment
28794 | COL-SMC-T-0200 | Tank, CSO | COL-SMC | Maclean Detention Tank-storm | Tank |  |  | T |  | Mechanical Equipment
4599 | COL-PKG-T-0002 | Tank, Diesel Fuel | COL-PKG-MISC | Miscellaneous Equipment | Tank |  |  | T |  | Mechanical Equipment
14928 | COL-PKG-T-0002 | Tank, Diesel Fuel | COL-PKG | Kingston Rd Pumping Station | Tank |  |  | T |  | Mechanical Equipment
4932 | COL-PLV-T-0001 | Tank, Diesel Fuel | COL-PLV-MISC | Miscellaneous Equipment | Tank |  |  | T |  | Mechanical Equipment
15745 | COL-PLV-T-0001 | Tank, Diesel Fuel | COL-PLV | Livingston Road Pumping Station | Tank |  |  | T |  | Mechanical Equipment
5001 | COL-PMD-T-0001 | Tank, Diesel Fuel | COL-PMD | Midland Pumping Station | Tank |  |  | T |  | Mechanical Equipment
5002 | COL-PMD-T-0001 | Tank, Diesel Fuel | COL-PMD-MISC | Miscellaneous Equipment | Tank |  |  | T |  | Mechanical Equipment
6335 | COL-PPU-T-0001 | Tank, Diesel Fuel | COL-PPU-MISC | Miscellaneous Equipment | Tank |  |  | T |  | Mechanical Equipment
18134 | COL-PPU-T-0001 | Tank, Diesel Fuel | COL-PPU | Port Union Road Sewage Pumping Station | Tank |  |  | T |  | Mechanical Equipment
6639 | COL-PRD-T-0001 | Tank, Diesel Fuel | COL-PRD | Redland Pumping Station | Tank |  |  | T |  | Mechanical Equipment
6640 | COL-PRD-T-0001 | Tank, Diesel Fuel | COL-PRD-MISC | Miscellaneous Equipment | Tank |  |  | T |  | Mechanical Equipment
7353 | COL-PSL-T-0001 | Tank, Diesel Fuel | COL-PSL | Sewells Road Sewage Pumping Station | Tank |  |  | T |  | Mechanical Equipment
7354 | COL-PSL-T-0001 | Tank, Diesel Fuel | COL-PSL-MISC | Miscellaneous Equipment | Tank |  |  | T |  | Mechanical Equipment
53579 | SWM-PET-T-0001 | Tank, Diesel Fuel | SWM-PET | Eglinton - Bellamy Storm Pumping Station | Tank |  |  | T |  | Mechanical Equipment
53580 | SWM-PET-T-0001 | Tank, Diesel Fuel | SWM-PET-MISC | Miscellaneous Equipment | Tank |  |  | T |  | Mechanical Equipment
68006 | SWM-PWD-T-0001 | Tank, Diesel Fuel | SWM-PWD | Warden Storm | Tank |  |  | T |  | Mechanical Equipment
68007 | SWM-PWD-T-0001 | Tank, Diesel Fuel | SWM-PWD-MISC | Miscellaneous Equipment | Tank |  |  | T |  | Mechanical Equipment
4598 | COL-PKG-T-0001 | Tank, Domestic Hot Water | COL-PKG-MISC | Miscellaneous Equipment | Tank |  |  | T |  | Mechanical Equipment
14927 | COL-PKG-T-0001 | Tank, Domestic Hot Water | COL-PKG | Kingston Rd Pumping Station | Tank |  |  | T |  | Mechanical Equipment
5003 | COL-PMD-T-0002 | Tank, Domestic Hot Water | COL-PMD-MISC | Miscellaneous Equipment | Tank |  |  | T |  | Mechanical Equipment
16098 | COL-PMD-T-0002 | Tank, Domestic Hot Water | COL-PMD | Midland Pumping Station | Tank |  |  | T |  | Mechanical Equipment
17397 | COL-PMY-T-0001 | Tank, Domestic Hot Water | COL-PMY | Maryport Sewage Pumping Station | Tank |  |  | T |  | Mechanical Equipment
17398 | COL-PMY-T-0001 | Tank, Domestic Hot Water | COL-PMY-MISC | Miscellaneous Equipment | Tank |  |  | T |  | Mechanical Equipment
6336 | COL-PPU-T-0002 | Tank, Domestic Hot Water | COL-PPU | Port Union Road Sewage Pumping Station | Tank |  |  | T |  | Mechanical Equipment
6337 | COL-PPU-T-0002 | Tank, Domestic Hot Water | COL-PPU-MISC | Miscellaneous Equipment | Tank |  |  | T |  | Mechanical Equipment
7355 | COL-PSL-T-0002 | Tank, Domestic Hot Water | COL-PSL | Sewells Road Sewage Pumping Station | Tank |  |  | T |  | Mechanical Equipment
7356 | COL-PSL-T-0002 | Tank, Domestic Hot Water | COL-PSL-MISC | Miscellaneous Equipment | Tank |  |  | T |  | Mechanical Equipment
8991 | COL-RBB-T-0001 | Tank, Domestic Hot Water | COL-RBB-MISC | Miscellaneous Equipment | Tank |  |  | T |  | Mechanical Equipment
28382 | COL-RBB-T-0001 | Tank, Domestic Hot Water | COL-RBB | Western Beaches Tunnel (Battery Park)-Storm | Tank |  |  | T |  | Mechanical Equipment
33325 | FCL-FL-T-0001 | Tank, Hot Water, Gaseous Chemical Building, Caustic Soda Storage Room | FCL-FL | Fluoridation |  |  |  | T |  | Mechanical Equipment
13797 | FCL-POL-T-4101 | Tank, Polymer Storage Tote No.1, RMF Centrifuge Building, Polymer Totes Area | FCL-WWW-POL | Polymer |  |  |  | T |  | Mechanical Equipment
13798 | FCL-POL-T-4102 | Tank, Polymer Storage Tote No.2, RMF Centrifuge Building, Polymer Totes Area | FCL-WWW-POL | Polymer |  |  |  | T |  | Mechanical Equipment
13799 | FCL-POL-T-4201 | Tank, Polymer Storage Tote No.3, RMF Centrifuge Building, Polymer Totes Area | FCL-WWW-POL | Polymer |  |  |  | T |  | Mechanical Equipment
13800 | FCL-POL-T-4202 | Tank, Polymer Storage Tote No.4, RMF Centrifuge Building, Polymer Totes Area | FCL-WWW-POL | Polymer |  |  |  | T |  | Mechanical Equipment
9253 | COL-SMC-T-0100 | Tank, Stormwater | COL-SMC-MISC | Miscellaneous Equipment | Tank |  |  | T |  | Mechanical Equipment
28793 | COL-SMC-T-0100 | Tank, Stormwater | COL-SMC | Maclean Detention Tank-storm | Tank |  |  | T |  | Mechanical Equipment
32110 | FCL-DEW-T-0401 | Tank, Sump Well, Low Lift PS Area Dewatering Pit | FCL-DEW | Dewatering |  |  |  | T |  | Mechanical Equipment
52618 | FHO-WWW-T-0101-KQ | Tank, Waste Water Holding Tank 1 | FHO-WWW | Residue Management / Waste Water System | Tank,Non-Pressurized |  |  | T |  | Equipment Location
52622 | FHO-WWW-T-0201-KQ | Tank, Waste Water Holding Tank 2 | FHO-WWW | Residue Management / Waste Water System |  |  |  | T |  | Equipment Location
32111 | FCL-DEW-T-0501 | Tank, Wet Well, Sedimentation Tank Dewatering Pit | FCL-DEW-SED | Sedimentation Area Dewatering |  |  |  | T |  | Electrical Equipment
137883 | THR-PLT-T-HH | Tanks, Grit Vortex Prime, Headhouse | THR-PLT-HH | Preliminary Treatment, Head House | [5 empty] | Equipment Location
13674 | FCL-PAC | Taste and Odour Control (PAC) | FCL-PLT | Preliminary Treatment | [5 empty] | Sub-Process
73597 | TAB-ENG-TES-0001 | Technical Support, Engineering,Engineering Services Manager | TAB-ADMIN | Tab Admin |  |  |  | TES |  | Process
31445 | FCL-BW-TIT-0201 | Temperature Transmitter, Blower 2 Discharge | FCL-BW-BL-0200 | Blower, Multi-stage Centrifugal, Filter Backwash Air Scour,Filter Building ,South End. |  |  |  | TIT |  | Instrumentation Equipment
128077 | THC-PRM-TC-1007 | Temperature, Control, Oil Tank 1010 | THC-PRM-T-1010 | Tank, Hydraulic Power System for Sludge Bottom Scraper Mechanism, Tank 1000, Primary Clarifier |  |  |  | TC |  | Division
89613 | THC-OCS-BLDG-0001 | Headhouse Odour Control System | THC-PLT-BLDG-0001 | New Head House, preliminary process |  |  |  | BLDG | http://www.toronto.ca/TWONTO#collection_of_assets | Sub-sub-process
90888 | THC-PRM-TC-1017 | Temperature, Control, Oil Tank 1070 | THC-PRM-T-1070 | Oil Tank, Hydraulic Power System for Scum Skimmer System, Primary Clarifier 1000 |  |  |  | TC |  | Division
90898 | THC-PRM-TIC-1018 | Temperature, Indicate Control, Heat Trace | THC-PRM-BLDG-HPU0010 | HPU Building 10 |  |  |  | TIC |  | Division
128078 | THC-PRM-TI-1004 | Temperature, Indicate, Oil Tank 1010 | THC-PRM-T-1010 | Tank, Hydraulic Power System for Sludge Bottom Scraper Mechanism, Tank 1000, Primary Clarifier |  |  |  | TI |  | Division
89780 | THC-OCS-LQ | Odour Control System, THC Liquid | THCSLDMNT | THC Solids Maintenance |  |  | 47500 |  | x | Process
127144 | THC-OCS-LQ | Odour Control System, THC Liquid | THCLIQMNT | THC Liquids Maintenance |  |  | 47500 |  | x | Process
90895 | THC-PRM-TI-1014 | Temperature, Indicate, Oil Tank 1070 | THC-PRM-T-1070 | Oil Tank, Hydraulic Power System for Scum Skimmer System, Primary Clarifier 1000 |  |  |  | TI |  | Division
64888 | TAB-CAP-PRJ-0020 | Temporary Disinfection Project | TAB-DIS | Disinfection |  |  |  | PRJ | http://www.toronto.ca/TWONTO#project | Mechanical Equipment
73466 | TAB-ELS-NOPARENT | Temporary Parent for Entities to be Assigned a Parent | TAB-ELS-ROUTES | Top-level hierarchy for generic entities that represent muliti-equipment inspection routes | [5 empty] | Electrical Equipment
104632 | TAB-ELS-NOPARENT | Temporary Parent for Entities to be Assigned a Parent | TAB-ELS-NON-PHYC | Top-level hierarchy for generic entities that represent muliti-equipment inspection routes and shutdowns | [5 empty] | Electrical Equipment
34788 | FCL-SPC-COM-2101 | Termination Panel, | FCL-SPC | Process Control Systems - Services Area |  |  |  | COM | termination_panel | Electrical Equipment
15153 | FCL-SPC-COM-1802 | Termination Panel, Dry Chemical Building MCC Room | FCL-SPC | Process Control Systems - Services Area |  |  |  | COM | termination_panel | Electrical Equipment
15098 | FCL-SPC-COM-1502 | Termination Panel, Filter Building, Pipe Gallery, North, Ceiling | FCL-SPC | Process Control Systems - Services Area |  |  |  | COM | termination_panel | Electrical Equipment
34773 | FCL-SPC-COM-1503 | Termination Panel, Filter Building, Pipe Gallery, North, Ceiling | FCL-SPC | Process Control Systems - Services Area |  |  |  | COM | termination_panel | Electrical Equipment
15099 | FCL-SPC-COM-1504 | Termination Panel, Filter Building, Pipe Gallery, North, Ceiling | FCL-SPC | Process Control Systems - Services Area |  |  |  | COM | termination_panel | Electrical Equipment
34775 | FCL-SPC-COM-1601 | Termination Panel, Filter Building, Pipe Gallery, North, Ceiling | FCL-SPC | Process Control Systems - Services Area |  |  |  | COM | termination_panel | Electrical Equipment
15147 | FCL-SPC-COM-1602 | Termination Panel, Filter Building, Pipe Gallery, South, Ceiling | FCL-SPC | Process Control Systems - Services Area |  |  |  | COM | termination_panel | Electrical Equipment
15148 | FCL-SPC-COM-1603 | Termination Panel, Filter Building, Pipe Gallery, South, Ceiling | FCL-SPC | Process Control Systems - Services Area |  |  |  | COM | termination_panel | Electrical Equipment
15149 | FCL-SPC-COM-1604 | Termination Panel, Filter Building, Pipe Gallery, South, Ceiling | FCL-SPC | Process Control Systems - Services Area |  |  |  | COM | termination_panel | Electrical Equipment
15150 | FCL-SPC-COM-1605 | Termination Panel, Filter Building, Pipe Gallery, South, Ceiling | FCL-SPC | Process Control Systems - Services Area |  |  |  | COM | termination_panel | Electrical Equipment
34776 | FCL-SPC-COM-1606 | Termination Panel, Filter Building, Pipe Gallery, South, Ceiling | FCL-SPC | Process Control Systems - Services Area |  |  |  | COM | termination_panel | Electrical Equipment
15097 | FCL-SPC-COM-1501 | Termination Panel, Filter Building, Rotunda | FCL-SPC | Process Control Systems - Services Area |  |  |  | COM | termination_panel | Electrical Equipment
34766 | FCL-SPC-COM-1102 | Termination Panel, Gaseous Chemical Building, Aqua Ammonia Machine Room | FCL-CHEM BLDG | Building Location |  |  |  | COM | termination_panel | Electrical Equipment
59576 | THC-PLT-PSL-6351 | Switch, Pressure, Degritting Air | THC-PLT-AIR | Degritting Air | Pressure Sensor | Control Loop |  | PSL | http://www.toronto.ca/TWONTO#pressure_switch
34765 | FCL-SPC-COM-1101 | Termination Panel, Gaseous Chemical Building, Control Room | FCL-CHEM BLDG | Building Location |  |  |  | COM | termination_panel | Electrical Equipment
15089 | FCL-SPC-COM-1103 | Termination Panel, Gaseous Chemical Building, Electrical Equipment Room | FCL-CHEM BLDG | Building Location |  |  |  | COM | termination_panel | Electrical Equipment
15094 | FCL-SPC-COM-1204 | Termination Panel, High Lift Basement B1, Security and Communications Room | FCL-SPC | Process Control Systems - Services Area |  |  |  | COM | termination_panel | Electrical Equipment
34785 | FCL-SPC-COM-2001 | Termination Panel, High Lift Building, Corridor outside Electrical Shop | FCL-SPC | Process Control Systems - Services Area |  |  |  | COM | termination_panel | Electrical Equipment
34786 | FCL-SPC-COM-2002 | Termination Panel, High Lift Building, Corridor outside Electrical Shop | FCL-SPC | Process Control Systems - Services Area |  |  |  | COM | termination_panel | Electrical Equipment
15160 | FCL-SPC-COM-2003 | Termination Panel, High Lift Building, Electrical Shop | FCL-SPC | Process Control Systems - Services Area |  |  |  | COM | termination_panel | Electrical Equipment
15092 | FCL-SPC-COM-1202 | Termination Panel, High Lift Pumping Station, Basement | FCL-SPC | Process Control Systems - Services Area |  |  |  | COM | termination_panel | Electrical Equipment
15091 | FCL-SPC-COM-1201 | Termination Panel, High Lift Switchgear Room | FCL-SPC | Process Control Systems - Services Area |  |  |  | COM | termination_panel | Electrical Equipment
15093 | FCL-SPC-COM-1203 | Termination Panel, High Lift Switchgear Room | FCL-SPC | Process Control Systems - Services Area |  |  |  | COM | termination_panel | Electrical Equipment
15155 | FCL-SPC-COM-1806 | Termination Panel, Low Lift Building, Electrical Service Room | FCL-RAW WATER BLDG | Building Location |  |  |  | COM | termination_panel | Electrical Equipment
34779 | FCL-SPC-COM-1703 | Termination Panel, Low Lift Building, PAC Pump Area, North West | FCL-RAW WATER BLDG | Building Location |  |  |  | COM | termination_panel | Electrical Equipment
15151 | FCL-SPC-COM-1702 | Termination Panel, Low Lift Building, PAC Pump Area, South West | FCL-RAW WATER BLDG | Building Location |  |  |  | COM | termination_panel | Electrical Equipment
34781 | FCL-SPC-COM-1801 | Termination Panel, Low Lift PS Building, Switchgear Room | FCL-RAW WATER BLDG | Building Location |  |  |  | COM | termination_panel | Electrical Equipment
15154 | FCL-SPC-COM-1805 | Termination Panel, Low Lift PS Building, Switchgear Room | FCL-RAW WATER BLDG | Building Location |  |  |  | COM | termination_panel | Electrical Equipment
34778 | FCL-SPC-COM-1701 | Termination Panel, PAC Pump Area | FCL-SPC | Process Control Systems - Services Area |  |  |  | COM | termination_panel | Electrical Equipment
34782 | FCL-SPC-COM-1803 | Termination Panel, Raw Water Pumping | FCL-SPC | Process Control Systems - Services Area |  |  |  | COM | termination_panel | Electrical Equipment
15158 | FCL-SPC-COM-1901 | Termination Panel, RMF Centrifuge Building | FCL-CENTRIFUGE BLDG | Building Location |  |  |  | COM | termination_panel | Electrical Equipment
34771 | FCL-SPC-COM-1405 | Termination Panel, Surge Building, South/East Stairs | FCL-SPC | Process Control Systems - Services Area |  |  |  | COM | termination_panel | Electrical Equipment
34770 | FCL-SPC-COM-1401 | Termination Panel, Surge Chamber | FCL-SPC | Process Control Systems - Services Area |  |  |  | COM | termination_panel | Electrical Equipment
84106 | THC-CWP-DEU-0001 | THC Capital Works Project Disinfection and Electrical Upgrades 21ECS-MI-01HC | THC-CAP-WA2 | THC WA2 Capital Projects |  |  |  | DEU | project | Sub-sub-process
122814 | THC-CWP-DIGESTERS&WGB | THC Capital Works, Digester Cleaning and Rehabilitation and Waste Gas Burner Upgrades Project, Contract # MCP-13-04 | THC-CAP-WA1 | THC WA1 Capital Projects | [5 empty] | Sub-sub-process
84107 | THC-CWP-FBI | THC Capital Works, Fluidizide Bed Incineration, Contract # 20ECS-MI-03HC/9117-20-7137;9117-18-7202;21ECS-MI-05HC | THC-CAP-WA1 | THC WA1 Capital Projects | [5 empty] | Sub-sub-process
84108 | THC-CWP-HEADWKS&OCS | THC Capital Works, Headworks and Odour Control Upgrades, Contract # 13FS-16WP | THC-CAP-WA2 | THC WA2 Capital Projects | [5 empty] | Sub-sub-process
84109 | THC-CWP-LTU CONTRACT1 | THC Capital Works, Liquid Train Upgrades - Contract 1, Contract # 18ECS-MI-01HC | THC-CAP-WA2 | THC WA2 Capital Projects | [5 empty] | Sub-sub-process
122815 | THC-CWP-LTU CONTRACT1 | THC Capital Works, Liquid Train Upgrades - Contract 1, Contract # 18ECS-MI-01HC | THC-PRM | Primary Treatment | [5 empty] | Sub-sub-process
122816 | THC-CWP-PCB-ADMBLD | THC Capital Works, Process Control Building (Administration Building), Contract # MCP-13-19WP | THC-CAP-WA2 | THC WA2 Capital Projects | [5 empty] | Sub-sub-process
81328 | THC COMMUNICATIONS | THC Communications | THC-SPC1 | Process Control Systems - Administrative | [5 empty] | Process
129922 | THCLIQMNT | THC Liquids Maintenance | THC | Highland Creek Treatment Plant | [5 empty] | Work Area
89214 | THC-LQMT-SPARES | THC Liquids Maintenance Area- Spare Rebuilt Equipment | THC | Highland Creek Treatment Plant | [5 empty] | Sub-Process
89215 | THC-LQMT-SPARES | THC Liquids Maintenance Area- Spare Rebuilt Equipment | THCLIQMNT | THC Liquids Maintenance | [5 empty] | Sub-Process
126684 | THC-LQMT-SPARE | THC Liquids Maintenance Spare parts/materials | THC-LQMT-SPARES | THC Liquids Maintenance Area- Spare Rebuilt Equipment | [5 empty] | Process
92992 | THCLIQOPS | THC Liquids Operations | THC | Highland Creek Treatment Plant | [5 empty] | Work Area
120628 | THC OIT | THC OIT | THC-SPC1 | Process Control Systems - Administrative | [5 empty] | Process
120629 | THC PLC | THC PLC | THC-SPC1 | Process Control Systems - Administrative | [5 empty] | Process
60205 | THC-PRM-PSH-6915 | Switch, Pressure, Pump, Tank 0100 & 0200, Primary Scum Distribution | THC-PRM-P-6910 | Pump, Scum Transfer, Rotary Lobe, Primary Tank 0100 & 0200, Primary Scum Distribution | Pressure Sensor | Control Loop |  | PSH | http://www.toronto.ca/TWONTO#pressure_switch
60206 | THC-PRM-PSH-6935 | Switch, Pressure, Pump, Tank 0300 & 0400, Primary Scum Distribution | THC-PRM-P-6930 | Pump, Scum Transfer, Rotary Lobe, Primary, Tank 0300 & 0400, Primary Scum Distribution | Pressure Sensor | Control Loop |  | PSH | http://www.toronto.ca/TWONTO#pressure_switch
127704 | THC-PRM-PSH-6955 | Switch, Pressure, Pump, Tank 0500 & 0600, Primary Scum Distribution | THC-PRM-P-6950 | Pump, Scum Transfer, Rotary Lobe, Primary, Tank 0500 & 0600, Primary Scum Distribution | Pressure Sensor | Control Loop |  | PSH | http://www.toronto.ca/TWONTO#pressure_switch
127705 | THC-PRM-PSH-6975 | Switch, Pressure, Pump, Tank 0700 & 0800, Primary Scum Distribution | THC-PRM-P-6970 | Pump, Scum Transfer, Rotary Lobe, Primary, Tank 0700 & 0800, Primary Scum Distribution | Pressure Sensor | Control Loop |  | PSH | http://www.toronto.ca/TWONTO#pressure_switch
120630 | THC SCADA CLIENTS | THC SCADA Clients | THC-SPC1 | Process Control Systems - Administrative | [5 empty] | Process
120631 | THC SCADA SERVERS | THC SCADA Servers | THC-SPC1 | Process Control Systems - Administrative | [5 empty] | Process
81329 | THC SCADA SUPPORT | THC SCADA Support | THC-SPC1 | Process Control Systems - Administrative | [5 empty] | Process
129939 | THCSLDMNT | THC Solids Maintenance | THC | Highland Creek Treatment Plant | [5 empty] | Work Area
92165 | THC-SLMT-SPARE | THC Solids Maintenance - Spare equipment | THC-LQMT-SPARES | THC Liquids Maintenance Area- Spare Rebuilt Equipment | [5 empty] | Process
92166 | THC-SLMT-SPARE | THC Solids Maintenance - Spare equipment | THCSLDMNT | THC Solids Maintenance | [5 empty] | Process
129940 | THCSLDOPS | THC Solids Operations | THC | Highland Creek Treatment Plant | [5 empty] | Work Area
83822 | THC-CAP-WA1 | THC WA1 Capital Projects | THCSLDMNT | THC Solids Maintenance | [5 empty] | Sub Area
122644 | THC-CAP-WA2 | THC WA2 Capital Projects | THCLIQMNT | THC Liquids Maintenance | [5 empty] | Sub Area
83823 | THC-CAP-WA3 | THC WA3 Capital Projects | THCLIQOPS | THC Liquids Operations | [5 empty] | Sub Area
122645 | THC-CAP-WA4 | THC WA4 Capital Projects | THCSLDOPS | THC Solids Operations | [5 empty] | Sub Area
83824 | THC-CBM | THC-Condition Based Monitoring | THC-GRK-MCS | Mechanical Services | [5 empty] | Sub-Process
122648 | THC-CBM | THC-Condition Based Monitoring | THC | Highland Creek Treatment Plant | [5 empty] | Sub-Process
126681 | THC-LIFTING | THC-LIFTING Equipments | THC | Highland Creek Treatment Plant | Lifting Device |  |  |  |  | Mechanical Equipment
126682 | THC-LIFTING | THC-LIFTING Equipments | THC-GRK-MCS | Mechanical Services | Lifting Device |  |  |  |  | Mechanical Equipment
126683 | THC-LIFTING | THC-LIFTING Equipments | THC-MCS-LD | Mechanical Services, Lifting Device | Lifting Device |  |  |  |  | Mechanical Equipment
90579 | THC-PM-WA1 | THC-PM Work Area 1 | THC | Highland Creek Treatment Plant | [5 empty] | Process
127771 | THC-PM-WA1 | THC-PM Work Area 1 | THCSLDMNT | THC Solids Maintenance | [5 empty] | Process
90580 | THC-PM-WA2 | THC-PM Work Area 2 | THC | Highland Creek Treatment Plant | [5 empty] | Process
90581 | THC-PM-WA2 | THC-PM Work Area 2 | THCLIQMNT | THC Liquids Maintenance | [5 empty] | Process
127772 | THC-PM-WA4 | THC-PM Work Area 4 | THCSLDOPS | THC Solids Operations | [5 empty] | Process
91508 | THC-ROUTINE SLMT--SPARE | THC-Routine Inspection Solids Maintenance -SPARE ENTITY NUMBER | THCSLDMNT | THC Solids Maintenance | [5 empty] | Process
91509 | THC-ROUTINE WA1 | THC-Routine Inspection Work Area 1 | THC | Highland Creek Treatment Plant | [5 empty] | Process
91510 | THC-ROUTINE WA1 | THC-Routine Inspection Work Area 1 | THCSLDMNT | THC Solids Maintenance | [5 empty] | Process
128628 | THC-ROUTINE WA3 | THC-Routine Inspection Work Area 3 | THCLIQOPS | THC Liquids Operations | [5 empty] | Process
128629 | THC-ROUTINE WA4 | THC-Routine Inspection Work Area 4 | THCSLDOPS | THC Solids Operations | [5 empty] | Process
91511 | THC-ROUTINE WA2 | THC-Routine OIC Inspection Work Area 2 | THC | Highland Creek Treatment Plant | [5 empty] | Process
91512 | THC-ROUTINE WA2 | THC-Routine OIC Inspection Work Area 2 | THCLIQMNT | THC Liquids Maintenance | [5 empty] | Process
92655 | THC-THK-POL | Thickening Polymer System | THC-THK-TWAS | Waste Activated Sludge Thickening | [5 empty] | Sub-Process
105082 | THR-THK-GRK1 | Thickening, Ground & Structural | THR-THK | Sludge Thickening | [5 empty] | Equipment Location
139389 | THR-THK-GRK1 | Thickening, Ground & Structural | THR-PRM | Primary Treatment | [5 empty] | Equipment Location
92544 | THC-THK-BIOFILTER | THK Biofilter System | THC-THK-ELS | TWAS Elecftrical equipment Sludge Thickening | [5 empty] | Sub-Process
92545 | THC-THK-BIOFILTER | THK Biofilter System | THC-THK-TWAS | Waste Activated Sludge Thickening | [5 empty] | Sub-Process
129544 | THC-THK-BIOFILTER | THK Biofilter System | THC-DEW | Dewatering Process | [5 empty] | Sub-Process
119739 | TAB-THK-STRC | THK-STRC | TAB-THK | Floatation | [5 empty] | Equipment Location
93009 | THR COMMUNICATIONS | THR Communications | THR-SPC1 | Process Control Systems - Administrative | [5 empty] | Process
93011 | THR OIT | THR OIT | THR-SPC1 | Process Control Systems - Administrative | [5 empty] | Process
91169 | THC-PRM-ZSH-1011 | Switch, Position High, Mech Collect, Valve 1011 | THC-PRM-V-1011 | Valve, Hydraulic Cylinder, Bottom Scraper, Primary Clarifier 1000, SW Plant |  |  |  | ZSH | http://www.toronto.ca/TWONTO#position_switch | Division
91170 | THC-PRM-ZSH-1012 | Switch, Position High, Mech Collect, Valve 1012 | THC-PRM-V-1012 | Valve, Hydraulic Cylinder, Bottom Scraper, Primary Clarifier 1000, SW Plant |  |  |  | ZSH | http://www.toronto.ca/TWONTO#position_switch | Division
91171 | THC-PRM-ZSH-1013 | Switch, Position High, Mech Collect, Valve 1013 | THC-PRM-V-1013 | Valve, Hydraulic Cylinder, Bottom Scraper, Primary Clarifier 1000, SW Plant |  |  |  | ZSH | http://www.toronto.ca/TWONTO#position_switch | Division
128333 | THC-PRM-ZSH-1014 | Switch, Position High, Mech Collect, Valve 1014 | THC-PRM-V-1014 | Valve, Hydraulic Cylinder, Bottom Scraper, Primary Clarifier 1000, SW Plant |  |  |  | ZSH | http://www.toronto.ca/TWONTO#position_switch | Division
91172 | THC-PRM-ZSH-1051 | Switch, Position High, Supply Damper, Damper 1051 | THC-PRM-DM-1051 | Damper/Louver, Damper 1051 |  |  |  | ZSH | http://www.toronto.ca/TWONTO#position_switch | Division
91173 | THC-PRM-ZSH-1052 | Switch, Position High, Exhaust Damper, Damper 1052 | THC-PRM-DM-1052 | Damper/Louver, Damper 1052 |  |  |  | ZSH | http://www.toronto.ca/TWONTO#position_switch | Division
91196 | THC-PRM-ZSL-1011 | Switch, Position Low, Mech Return, Valve 1011 | THC-PRM-V-1011 | Valve, Hydraulic Cylinder, Bottom Scraper, Primary Clarifier 1000, SW Plant |  |  |  | ZSL | http://www.toronto.ca/TWONTO#position_switch | Division
128366 | THC-PRM-ZSL-1012 | Switch, Position Low, Mech Return, Valve 1012 | THC-PRM-V-1012 | Valve, Hydraulic Cylinder, Bottom Scraper, Primary Clarifier 1000, SW Plant |  |  |  | ZSL | http://www.toronto.ca/TWONTO#position_switch | Division
128367 | THC-PRM-ZSL-1013 | Switch, Position Low, Mech Return, Valve 1013 | THC-PRM-V-1013 | Valve, Hydraulic Cylinder, Bottom Scraper, Primary Clarifier 1000, SW Plant |  |  |  | ZSL | http://www.toronto.ca/TWONTO#position_switch | Division
91197 | THC-PRM-ZSL-1014 | Switch, Position Low, Mech Return, Valve 1014 | THC-PRM-V-1014 | Valve, Hydraulic Cylinder, Bottom Scraper, Primary Clarifier 1000, SW Plant |  |  |  | ZSL | http://www.toronto.ca/TWONTO#position_switch | Division
129943 | THR PLC | THR PLC | THR-SPC1 | Process Control Systems - Administrative | [5 empty] | Process
61090 | THC-PRS-CP-0101 | Ferrous Chloride Unloading Control Panel | THC-PRS-T-0100 | Tank, FRP, Ferrous Chloride, Storage, Storage Tank Area | Control Panel,Instrumentation | Storage |  | CP | http://www.toronto.ca/TWONTO#process_control_panel
128486 | THC-PS-BLDG-0001 | Headhouse Plant Services System | THC-PLT-BLDG-0001 | New Head House, preliminary process |  |  |  | BLDG | http://www.toronto.ca/TWONTO#collection_of_assets | Sub-sub-process
93013 | THR SCADA CLIENTS | THR SCADA Clients | THR-SPC1 | Process Control Systems - Administrative | [5 empty] | Process
93014 | THR SCADA SERVERS | THR SCADA Servers | THR-SPC1 | Process Control Systems - Administrative | [5 empty] | Process
91357 | THC-PWA-BLD-0001 | Headhouse Plant Water System | THC-PLT-BLDG-0001 | New Head House, preliminary process |  |  |  | BLD | http://www.toronto.ca/TWONTO#collection_of_assets | Sub-sub-process
129944 | THR SCADA SUPPORT | THR SCADA Support | THR-SPC1 | Process Control Systems - Administrative | [5 empty] | Process
95727 | THR-CAP-DIG2&3-21TW-CTS-1 | THR Selective Repairs of Digesters#2 &3 Project, 21TW-CTS-16CWD | THR-DIG | Digester |  |  |  | CTS | project | Sub-sub-process
116238 | YTF | Tiffield Data Center | BUS | Business Unit Support | [5 empty] | Facility
116239 | YTF | Tiffield Data Center | WWT | Wastewater Treatment | [5 empty] | Facility
107594 | TNT-WA9-TRG-0001 | TNT WA9 Staff Training | TNT-GRK-PRTY-1000 | Building Services |  |  |  | TRG |  | Building Service
141103 | TNT-RTE-WA9 | TNT-Routine Work Area 9 | TNT WORK AREA 9 | North Toronto Treatment Plant | [5 empty] | Work Area
104641 | TAB-ELS-ROUTES | Top-level hierarchy for generic entities that represent muliti-equipment inspection routes | TAB-ELS-NON-PHYC | Top-level hierarchy for generic entities that represent muliti-equipment inspection routes and shutdowns | [5 empty] | Equipment Location
73465 | TAB-ELS-NON-PHYC | Top-level hierarchy for generic entities that represent muliti-equipment inspection routes and shutdowns | TAB-WORK-AREA-8 | Electrical Sub- Stations | [5 empty] | Equipment Location
104630 | TAB-ELS-NON-PHYC | Top-level hierarchy for generic entities that represent muliti-equipment inspection routes and shutdowns | TAB POWER DISTRIB | TAB Power Distribution and Process Control | [5 empty] | Equipment Location
104631 | TAB-ELS-NON-PHYC | Top-level hierarchy for generic entities that represent muliti-equipment inspection routes and shutdowns | TAB-RTE-PD | TAB-Routine Power Distribution Plant Wide | [5 empty] | Equipment Location
104642 | TAB-ELS-SHTD-GRPS | Top-level hierarchy for generic entities that represent muliti-equipment shutdown work order entities | TAB-ELS-NON-PHYC | Top-level hierarchy for generic entities that represent muliti-equipment inspection routes and shutdowns | [5 empty] | Equipment Location
107618 | TW | Toronto Water | B | Cluster B | [5 empty] | Division
30334 | ENT UPDATE CALENDAR | Toronto Water - ENTITY UPDATE CALENDAR | B | Cluster B | [5 empty] | Division
10489 | DP PUMP | Toronto Water - Pump DP | [7 empty] | City
30181 | DP-TW HIERARCHY | Toronto Water - Standard | [7 empty] | Division
53449 | STRC-16135 | Tower | CH 031 07 | Chamber | [5 empty] | Mechanical Equipment
67615 | STRC-16136 | Tower | CH 031 05A | Chamber | [5 empty] | Mechanical Equipment
20784 | COL-PSP-TS-0001 | Transfer Switch, Auto | COL-PSP | Southport Sewage Pumping Station | Switch |  |  | TS |  | Electrical Equipment
20785 | COL-PSP-TS-0001 | Transfer Switch, Auto | COL-PSP-MISC | Miscellaneous Equipment | Switch |  |  | TS |  | Electrical Equipment
7731 | COL-PSP-TS-0002 | Transfer Switch, Auto | COL-PSP-MISC | Miscellaneous Equipment | Switch |  |  | TS |  | Electrical Equipment
20786 | COL-PSP-TS-0002 | Transfer Switch, Auto | COL-PSP | Southport Sewage Pumping Station | Switch |  |  | TS |  | Electrical Equipment
80401 | TAB-THK-V-TRANSF | Transfer Valves to Digester | TAB-THK | Floatation | [5 empty] | Equipment Location
4933 | COL-PLV-TR-0001 | Transformer | COL-PLV | Livingston Road Pumping Station | Transformer |  |  | TR |  | Electrical Equipment
4934 | COL-PLV-TR-0001 | Transformer | COL-PLV-MISC | Miscellaneous Equipment | Transformer |  |  | TR |  | Electrical Equipment
107660 | UE2610 | Transformer | TAB-ELS-TR | Transformers near Plant Water Tower | [5 empty] | Equipment Location
107661 | UF2001 | Transformer | TAB-ELS-TR | Transformers near Plant Water Tower | [5 empty] | Equipment Location
107662 | UF2002 | Transformer | TAB-ELS-TR | Transformers near Plant Water Tower | [5 empty] | Equipment Location
141314 | UF2003 | Transformer | TAB-ELS-TR | Transformers near Plant Water Tower | [5 empty] | Equipment Location
12862 | FCL-ELS-TR-001DA | Transformer, 1200A, Lighting, LP-001DA Feed, Dry Chemical Building Outside PAC Room West Entrance | FCL-ELS-6 | Interior Lighting |  |  |  | TR |  | Electrical Equipment
12900 | FCL-ELS-TR-0200O | Transformer, 600/120/208V, 75 kVA, 3PH, Lighting Panels LP-0200O&0200A, High Lift Switchgear Room | FCL-ELS-6 | Interior Lighting |  |  |  | TR |  | Electrical Equipment
12901 | FCL-ELS-TR-0200P | Transformer, 600/120/208V,112.5kW, Lighting Panels LP-0200P &0200B, High Lift Switchgear Floor East | FCL-ELS-6 | Interior Lighting |  |  |  | TR |  | Electrical Equipment
17400 | COL-PMY-TR-0002 | Transformer, Lighting | COL-PMY | Maryport Sewage Pumping Station | Transformer |  |  | TR |  | Electrical Equipment
61900 | THC-SM-STRC-0001 | Waste Oil Management Place, Building A | THC-SUSPENDED | Suspended entity |  | Storage | 35268 | STRC | x
128845 | THC-SM-STRC-0001 | Waste Oil Management Place, Building A | THC-MCS-MEQ | Machine Shop and Equipment |  | Storage | 35268 | STRC | x
61901 | THC-SM-STRC-0002 | Waste Oil Management Place, East side | THC-MCS-MEQ | Machine Shop and Equipment |  | Storage |  | STRC | http://www.toronto.ca/TWONTO#building
17401 | COL-PMY-TR-0002 | Transformer, Lighting | COL-PMY-MISC | Miscellaneous Equipment | Transformer |  |  | TR |  | Electrical Equipment
17402 | COL-PMY-TR-0003 | Transformer, Lighting | COL-PMY | Maryport Sewage Pumping Station | Transformer |  |  | TR |  | Electrical Equipment
17403 | COL-PMY-TR-0003 | Transformer, Lighting | COL-PMY-MISC | Miscellaneous Equipment | Transformer |  |  | TR |  | Electrical Equipment
6915 | COL-PRR-TR-0001 | Transformer, Lighting | COL-PRR-MISC | Miscellaneous Equipment | Transformer |  |  | TR |  | Electrical Equipment
128866 | THC-SPC-CPU-1901 | SCADA Workstation,Boiler Building | THC-ACC-BLDG E | Boiler House, HVAC |  | Office Equipment |  | CPU | http://www.toronto.ca/TWONTO#operator_interface_terminal
61922 | THC-SPC-CPU-2401 | SCADA Workstation,South Effluent Pump Station,Sampling Room,Ground Floor | THC-ITS-COM-2402 | Telecommunication Enclosure,South Effluent Pump Station,Sampling Room,Ground Floor |  | Office Equipment |  | CPU | http://www.toronto.ca/TWONTO#operator_interface_terminal
61924 | THC-SPC-CPU-2801 | SCADA Workstation,Disinfection Bldg | THC-DIS | Disinfection (Chlorination) Process |  | Office Equipment |  | CPU | http://www.toronto.ca/TWONTO#operator_interface_terminal
19114 | COL-PRR-TR-0001 | Transformer, Lighting | COL-PRR | Riverside Sewage Pumping Station | Transformer |  |  | TR |  | Electrical Equipment
6962 | COL-PRX-TR-0001 | Transformer, Lighting | COL-PRX | Roxborough Sewage Pumping Station | Transformer |  |  | TR |  | Electrical Equipment
6963 | COL-PRX-TR-0001 | Transformer, Lighting | COL-PRX-MISC | Miscellaneous Equipment | Transformer |  |  | TR |  | Electrical Equipment
28385 | COL-RBB-TR-0002 | Transformer, Lighting | COL-RBB | Western Beaches Tunnel (Battery Park)-Storm | Transformer |  |  | TR |  | Electrical Equipment
28386 | COL-RBB-TR-0002 | Transformer, Lighting | COL-RBB-MISC | Miscellaneous Equipment | Transformer |  |  | TR |  | Electrical Equipment
9150 | COL-SKW-TR-0001 | Transformer, Lighting | COL-SKW | Kew Beach Detention Tank (Kenilworth)-storm | Transformer |  |  | TR |  | Electrical Equipment
9151 | COL-SKW-TR-0001 | Transformer, Lighting | COL-SKW-MISC | Miscellaneous Equipment | Transformer |  |  | TR |  | Electrical Equipment
9255 | COL-SMC-TR-0001 | Transformer, Lighting | COL-SMC | Maclean Detention Tank-storm | Transformer |  |  | TR |  | Electrical Equipment
9256 | COL-SMC-TR-0001 | Transformer, Lighting | COL-SMC-MISC | Miscellaneous Equipment | Transformer |  |  | TR |  | Electrical Equipment
8992 | COL-RBB-TR-0003 | Transformer, Lighting Panel 0001 | COL-RBB-MISC | Miscellaneous Equipment | Transformer |  |  | TR |  | Electrical Equipment
28387 | COL-RBB-TR-0003 | Transformer, Lighting Panel 0001 | COL-RBB | Western Beaches Tunnel (Battery Park)-Storm | Transformer |  |  | TR |  | Electrical Equipment
33123 | FCL-ELS-TR-002FD | Transformer, Lighting, (LT8F) 600/120/208V, 45kVA, 3PH,Heating Panel DP-002FD, Filter Gallery Central | FCL-ELS-6 | Interior Lighting |  |  |  | TR |  | Electrical Equipment
12890 | FCL-ELS-TR-004GF | Transformer, Lighting, 600/120/208V, 15kVA, 3PH, LP-004GF, Gaseous Chemical Building | FCL-ELS-6 | Interior Lighting |  |  |  | TR |  | Electrical Equipment
12875 | FCL-ELS-TR-002GA | Transformer, Lighting, 600/120/208V, 30kVA, 3PH, LP-002GA, Gaseous Building, 3rd Floor, NH3 Maintenance | FCL-ELS-6 | Interior Lighting |  |  |  | TR |  | Electrical Equipment
12886 | FCL-ELS-TR-004FH | Transformer, Lighting, 600/120/208V, 30kVA, 3PH, Power Distribution DP-004FH MCC Room, MCC-004F | FCL-ELS-6 | Interior Lighting |  |  |  | TR |  | Electrical Equipment
33133 | FCL-ELS-TR-004GA | Transformer, Lighting, 600/120/208V, 3PH, Surge Building | FCL-ELS-6 | Interior Lighting |  |  |  | TR |  | Electrical Equipment
33117 | FCL-ELS-TR-001GA | Transformer, Lighting, 600/120/208V, 45kVA, 3PH, LP-001GA,Gaseous Chemical MCC Room N/W | FCL-ELS-6 | Interior Lighting |  |  |  | TR |  | Electrical Equipment
12889 | FCL-ELS-TR-004GE | Transformer, Lighting, 600/120/208V, 45kVA, 3PH, LP-004GE, Gaseous Chemical Building MCC Room N/W | FCL-ELS-6 | Interior Lighting |  |  |  | TR |  | Electrical Equipment
33114 | FCL-ELS-TR-001DC | Transformer, Lighting, Construction Trailer LP, | FCL-ELS-6 | Interior Lighting |  |  |  | TR |  | Electrical Equipment
12863 | FCL-ELS-TR-001DB | Transformer, Lighting, LP-001DB Feed, Dry Chemical Building Outside PAC Room West Entrance | FCL-ELS-6 | Interior Lighting |  |  |  | TR |  | Electrical Equipment
9334 | COL-PBF-TR-0001 | Transformer, Power | COL-PBF | Bluffers Park Sewage Pumping Station | Transformer |  |  | TR |  | Electrical Equipment
9335 | COL-PBF-TR-0001 | Transformer, Power | COL-PBF-MISC | Miscellaneous Equipment | Transformer |  |  | TR |  | Electrical Equipment
129911 | THC-WA3-SPARE | Spare equipment for WA3 | THC-LQMT-SPARES | THC Liquids Maintenance Area- Spare Rebuilt Equipment |  |  | 47534 |  | x | Process
13848 | COL-PFB-TR-0001 | Transformer, Power | COL-PFB | Fallingbrook Pumping Station | Transformer |  |  | TR |  | Electrical Equipment
13849 | COL-PFB-TR-0001 | Transformer, Power | COL-PFB-MISC | Miscellaneous Equipment | Transformer |  |  | TR |  | Electrical Equipment
4542 | COL-PIR-TR-0001 | Transformer, Power | COL-PIR | Island Road Sewage Pumping Station | Transformer |  |  | TR |  | Electrical Equipment
14832 | COL-PIR-TR-0001 | Transformer, Power | COL-PIR-MISC | Miscellaneous Equipment | Transformer |  |  | TR |  | Electrical Equipment
14929 | COL-PKG-TR-0001 | Transformer, Power | COL-PKG | Kingston Rd Pumping Station | Transformer |  |  | TR |  | Electrical Equipment
14930 | COL-PKG-TR-0001 | Transformer, Power | COL-PKG-MISC | Miscellaneous Equipment | Transformer |  |  | TR |  | Electrical Equipment
5006 | COL-PMD-TR-0001 | Transformer, Power | COL-PMD-MISC | Miscellaneous Equipment | Transformer |  |  | TR |  | Electrical Equipment
16101 | COL-PMD-TR-0001 | Transformer, Power | COL-PMD | Midland Pumping Station | Transformer |  |  | TR |  | Electrical Equipment
6338 | COL-PPU-TR-0001 | Transformer, Power | COL-PPU | Port Union Road Sewage Pumping Station | Transformer |  |  | TR |  | Electrical Equipment
6339 | COL-PPU-TR-0001 | Transformer, Power | COL-PPU-MISC | Miscellaneous Equipment | Transformer |  |  | TR |  | Electrical Equipment
18633 | COL-PRD-TR-0001 | Transformer, Power | COL-PRD | Redland Pumping Station | Transformer |  |  | TR |  | Electrical Equipment
18634 | COL-PRD-TR-0001 | Transformer, Power | COL-PRD-MISC | Miscellaneous Equipment | Transformer |  |  | TR |  | Electrical Equipment
7357 | COL-PSL-TR-0001 | Transformer, Power | COL-PSL-MISC | Miscellaneous Equipment | Transformer |  |  | TR |  | Electrical Equipment
20685 | COL-PSM-TR-0001 | Transformer, Power | COL-PSM | Simcoe St Sewage Pumping Station | Transformer |  |  | TR |  | Electrical Equipment
20686 | COL-PSM-TR-0001 | Transformer, Power | COL-PSM-MISC | Miscellaneous Equipment | Transformer |  |  | TR |  | Electrical Equipment
28383 | COL-RBB-TR-0001 | Transformer, Power | COL-RBB | Western Beaches Tunnel (Battery Park)-Storm | Transformer |  |  | TR |  | Electrical Equipment
28384 | COL-RBB-TR-0001 | Transformer, Power | COL-RBB-MISC | Miscellaneous Equipment | Transformer |  |  | TR |  | Electrical Equipment
8993 | COL-RBB-TR-0004 | Transformer, Power | COL-RBB | Western Beaches Tunnel (Battery Park)-Storm | Transformer |  |  | TR |  | Electrical Equipment
28388 | COL-RBB-TR-0004 | Transformer, Power | COL-RBB-MISC | Miscellaneous Equipment | Transformer |  |  | TR |  | Electrical Equipment
8994 | COL-RBB-TR-0005 | Transformer, Power | COL-RBB | Western Beaches Tunnel (Battery Park)-Storm | Transformer |  |  | TR |  | Electrical Equipment
8995 | COL-RBB-TR-0005 | Transformer, Power | COL-RBB-MISC | Miscellaneous Equipment | Transformer |  |  | TR |  | Electrical Equipment
53526 | SWM-PDU-TR-0001 | Transformer, Power | SWM-PDU | Dunker's Storm | Transformer |  |  | TR |  | Electrical Equipment
67702 | SWM-PDU-TR-0001 | Transformer, Power | SWM-PDU-MISC | Miscellaneous Equipment | Transformer |  |  | TR |  | Electrical Equipment
53581 | SWM-PET-TR-0001 | Transformer, Power | SWM-PET | Eglinton - Bellamy Storm Pumping Station | Transformer |  |  | TR |  | Electrical Equipment
53582 | SWM-PET-TR-0001 | Transformer, Power | SWM-PET-MISC | Miscellaneous Equipment | Transformer |  |  | TR |  | Electrical Equipment
68008 | SWM-PWD-TR-0001 | Transformer, Power | SWM-PWD | Warden Storm | Transformer |  |  | TR |  | Electrical Equipment
68009 | SWM-PWD-TR-0001 | Transformer, Power | SWM-PWD-MISC | Miscellaneous Equipment | Transformer |  |  | TR |  | Electrical Equipment
5885 | COL-PMY-TR-0001 | Transformer, Power Metering | COL-PMY-MISC | Miscellaneous Equipment | Transformer |  |  | TR |  | Electrical Equipment
17399 | COL-PMY-TR-0001 | Transformer, Power Metering | COL-PMY | Maryport Sewage Pumping Station | Transformer |  |  | TR |  | Electrical Equipment
105205 | TAB-ELS-TR-PT-SWS | Transformer, Primary 13000/600V, SWS | TAB-ELS-SEAWALL | Seawall Substation | [5 empty] | Equipment Location
73586 | TAB-ELS-TR-PT-SS | Transformer, Primary 13000/6140V, SS | TAB-ELS-SOUTH | South Substation | [5 empty] | Equipment Location
105207 | TAB-ELS-TR-ST-SS | Transformer, Secondary 4160/600V, SS | TAB-ELS-SOUTH | South Substation | [5 empty] | Equipment Location
73587 | TAB-ELS-TR-ST-SWS | Transformer, Secondary 4160/600V, SWS | TAB-ELS-SEAWALL | Seawall Substation | [5 empty] | Equipment Location
3259 | COL-PBR-TR-0001 | Transformer, TR1 | COL-PBR | Berry Road Sewage Pumping Station | Transformer |  |  | TR |  | Electrical Equipment
9574 | COL-PBR-TR-0001 | Transformer, TR1 | COL-PBR-MISC | Miscellaneous Equipment | Transformer |  |  | TR |  | Electrical Equipment
33140 | FCL-ELS-TR-0100J | Transformer,(LT10H),Lighting Panel LP-0100J, 600/120/208V,30 kVA, High Lift Heating&Ventilation Room | FCL-ELS-6 | Interior Lighting |  |  |  | TR |  | Electrical Equipment
33139 | FCL-ELS-TR-0100I | Transformer,(LT9H),Lighting Panel LP-0100I, 600/120/208V,45 kVA, High Lift Switchgear Room | FCL-ELS-6 | Interior Lighting |  |  |  | TR |  | Electrical Equipment
33128 | FCL-ELS-TR-003FA | Transformer,Lighting,(LT1F),Heating Panel LP-003FA, 600/120/208V,45kVA,Filter Bldg. Transformer Room | FCL-ELS-6 | Interior Lighting |  |  |  | TR |  | Electrical Equipment
33129 | FCL-ELS-TR-003FB | Transformer,Lighting,(LT2F),600/120/208V, 45kVA,Heating Panel LP-003FB,Filter Bldg. Transformer Room | FCL-ELS-6 | Interior Lighting |  |  |  | TR |  | Electrical Equipment
33130 | FCL-ELS-TR-003FF | Transformer,Lighting,(LT3F),600/120/208V, 30kVA, Panels LP-003FF&003FG,Filter Bldg. Transformer Room | FCL-ELS-6 | Interior Lighting |  |  |  | TR |  | Electrical Equipment
12885 | FCL-ELS-TR-004FE | Transformer,Lighting,(LT4F),Lighting Panel LP-003FA,600/120/208V,30kVA,Filter Bldg. Transformer Room | FCL-ELS-6 | Interior Lighting |  |  |  | TR |  | Electrical Equipment
105204 | TAB-ELS-TR | Transformers near Plant Water Tower | TAB-ELS-SUB | Electrical Substations | [5 empty] | Sub-Process
2957 | COL-PBF-FIT-0001 | Transmitter, Flow | COL-PBF-MISC | Miscellaneous Equipment | Transmitter |  |  | FIT | http://www.toronto.ca/TWONTO#flow_transmitter | Instrumentation Equipment
17055 | COL-PMY-FIT-0101 | Transmitter, Flow | COL-PMY | Maryport Sewage Pumping Station | Transmitter |  |  | FIT | http://www.toronto.ca/TWONTO#flow_transmitter | Instrumentation Equipment
17056 | COL-PMY-FIT-0101 | Transmitter, Flow | COL-PMY-MISC | Miscellaneous Equipment | Transmitter |  |  | FIT | http://www.toronto.ca/TWONTO#flow_transmitter | Instrumentation Equipment
17057 | COL-PMY-FIT-0201 | Transmitter, Flow | COL-PMY | Maryport Sewage Pumping Station | Transmitter |  |  | FIT | http://www.toronto.ca/TWONTO#flow_transmitter | Instrumentation Equipment
131999 | THR-CAP-12FS-07WP | Humber Treatment Plant, Capital Project, COGEN-12FS-07WP | THR-PIP-WA1 | Process Piping System, Work Area 1 |  |  |  | CAP | project | Sub-sub-process
95726 | THR-CAP-13FS-37WP | Humber Treatment Plant, Capital Project, Odour Control. 13FS-37WP | THR-PIP-WA1 | Process Piping System, Work Area 1 |  |  |  | CAP | project | Sub-sub-process
17058 | COL-PMY-FIT-0201 | Transmitter, Flow | COL-PMY-MISC | Miscellaneous Equipment | Transmitter |  |  | FIT | http://www.toronto.ca/TWONTO#flow_transmitter | Instrumentation Equipment
7476 | COL-PSM-FIT-0001 | Transmitter, Flow | COL-PSM-MISC | Miscellaneous Equipment | Transmitter |  |  | FIT | http://www.toronto.ca/TWONTO#flow_transmitter | Instrumentation Equipment
20603 | COL-PSM-FIT-0001 | Transmitter, Flow | COL-PSM | Simcoe St Sewage Pumping Station | Transmitter |  |  | FIT | http://www.toronto.ca/TWONTO#flow_transmitter | Instrumentation Equipment
20858 | COL-PSS-FIT-0101 | Transmitter, Flow | COL-PSS | Scott Sewage Pumping Station | Transmitter |  |  | FIT | http://www.toronto.ca/TWONTO#flow_transmitter | Instrumentation Equipment
20859 | COL-PSS-FIT-0101 | Transmitter, Flow | COL-PSS-MISC | Miscellaneous Equipment | Transmitter |  |  | FIT | http://www.toronto.ca/TWONTO#flow_transmitter | Instrumentation Equipment
20860 | COL-PSS-FIT-0201 | Transmitter, Flow | COL-PSS | Scott Sewage Pumping Station | Transmitter |  |  | FIT | http://www.toronto.ca/TWONTO#flow_transmitter | Instrumentation Equipment
20861 | COL-PSS-FIT-0201 | Transmitter, Flow | COL-PSS-MISC | Miscellaneous Equipment | Transmitter |  |  | FIT | http://www.toronto.ca/TWONTO#flow_transmitter | Instrumentation Equipment
7759 | COL-PSS-FIT-0301 | Transmitter, Flow | COL-PSS | Scott Sewage Pumping Station | Transmitter |  |  | FIT | http://www.toronto.ca/TWONTO#flow_transmitter | Instrumentation Equipment
20862 | COL-PSS-FIT-0301 | Transmitter, Flow | COL-PSS-MISC | Miscellaneous Equipment | Transmitter |  |  | FIT | http://www.toronto.ca/TWONTO#flow_transmitter | Instrumentation Equipment
21100 | COL-PSU-FIT-0001 | Transmitter, Flow | COL-PSU | Sunnyside Pumping Station | Transmitter |  |  | FIT | http://www.toronto.ca/TWONTO#flow_transmitter | Instrumentation Equipment
21101 | COL-PSU-FIT-0001 | Transmitter, Flow | COL-PSU-MISC | Miscellaneous Equipment | Transmitter |  |  | FIT | http://www.toronto.ca/TWONTO#flow_transmitter | Instrumentation Equipment
28291 | COL-RBB-FIT-0001 | Transmitter, Flow | COL-RBB | Western Beaches Tunnel (Battery Park)-Storm | Transmitter |  |  | FIT | http://www.toronto.ca/TWONTO#flow_transmitter | Instrumentation Equipment
28292 | COL-RBB-FIT-0001 | Transmitter, Flow | COL-RBB-MISC | Miscellaneous Equipment | Transmitter |  |  | FIT | http://www.toronto.ca/TWONTO#flow_transmitter | Instrumentation Equipment
8921 | COL-RBB-FIT-0002 | Transmitter, Flow | COL-RBB-MISC | Miscellaneous Equipment | Transmitter |  |  | FIT | http://www.toronto.ca/TWONTO#flow_transmitter | Instrumentation Equipment
28293 | COL-RBB-FIT-0002 | Transmitter, Flow | COL-RBB | Western Beaches Tunnel (Battery Park)-Storm | Transmitter |  |  | FIT | http://www.toronto.ca/TWONTO#flow_transmitter | Instrumentation Equipment
8925 | COL-RBB-FIT-0221 | Transmitter, Flow | COL-RBB | Western Beaches Tunnel (Battery Park)-Storm | Transmitter |  |  | FIT | http://www.toronto.ca/TWONTO#flow_transmitter | Instrumentation Equipment
28297 | COL-RBB-FIT-0221 | Transmitter, Flow | COL-RBB-MISC | Miscellaneous Equipment | Transmitter |  |  | FIT | http://www.toronto.ca/TWONTO#flow_transmitter | Instrumentation Equipment
9097 | COL-RBG-FIT-0412 | Transmitter, Flow | COL-RBG-MISC | Miscellaneous Equipment | Transmitter |  |  | FIT | http://www.toronto.ca/TWONTO#flow_transmitter | Instrumentation Equipment
28480 | COL-RBG-FIT-0412 | Transmitter, Flow | COL-RBG | Glendale Shaft (WBT)-storm | Transmitter |  |  | FIT | http://www.toronto.ca/TWONTO#flow_transmitter | Instrumentation Equipment
143268 | WTR-365-FIT-0601 | Transmitter, Flow Indicating, Revenue, Forward Flow, Magmeter | WTR-365-CH-0006 | Chamber,Revenue Meter,Dufferin-Steeles (Magmeter) | Transmitter,Flow |  |  | FIT | http://www.toronto.ca/TWONTO#flow_transmitter | Instrumentation Equipment
110222 | WTR-365-FIT-0006A | Transmitter, Flow Indicating, Revenue, Forward Flow, Venturi | WTR-365-CH-0006 | Chamber,Revenue Meter,Dufferin-Steeles (Magmeter) | Transmitter,Flow |  |  | FIT | http://www.toronto.ca/TWONTO#flow_transmitter | Instrumentation Equipment
11833 | FCL-BW-FIT-0001 | Transmitter, Flow, Discharge Header Thermal Mass, Blowers | FCL-AIR-SCOUR | Backwash System |  |  |  | FIT | http://www.toronto.ca/TWONTO#flow_transmitter | Electrical Equipment
35262 | FCL-WWW-FIT-5501 | Transmitter, Flow, Magnetic,Service Water to Centrifuge 5501 | FCL-WWW-CF-5501 | Centrifuge Dewatering, West |  |  |  | FIT | http://www.toronto.ca/TWONTO#flow_transmitter | Electrical Equipment
15884 | FCL-WWW-FIT-5601 | Transmitter, Flow, Magnetic,Service Water to Centrifuge 5601 | FCL-WWW-CF-5601 | Centrifuge Dewatering, East |  |  |  | FIT | http://www.toronto.ca/TWONTO#flow_transmitter | Electrical Equipment
33933 | FCL-POL-FIT-4110 | Transmitter, Flow, Turbine,Service Water to Electric Mixer MX-4110,Polymer Skid No.1,Centrifuge Bldg | FCL-POL-MX-4110 | Mixer, Electric, Thickening Polymer Skid No.1, RMF Centrifuge Building, Polymer Room |  |  |  | FIT | http://www.toronto.ca/TWONTO#flow_transmitter | Electrical Equipment
33935 | FCL-POL-FIT-4120 | Transmitter, Flow, Turbine,Service Water to Electric Mixer MX-4120,Polymer Skid No.2,Centrifuge Bldg | FCL-POL-MX-4120 | Mixer, Electric, Thickening Polymer Skid No.2, RMF Centrifuge Building, Polymer Room |  |  |  | FIT | http://www.toronto.ca/TWONTO#flow_transmitter | Electrical Equipment
33936 | FCL-POL-FIT-4130 | Transmitter, Flow, Turbine,Service Water to Electric Mixer MX-4130,Polymer Skid No.3,Centrifuge Bldg | FCL-POL-MX-4130 | Mixer, Electric, Thickening Polymer Skid No.3, RMF Centrifuge Building, Polymer Room |  |  |  | FIT | http://www.toronto.ca/TWONTO#flow_transmitter | Electrical Equipment
96267 | THR-CW-CH-0001 | City Water & Fire Water Chambers, Meter Chamber #1 | THR-CW-CH | City Water & Fire Water Chambers |  |  |  | CH | http://www.toronto.ca/TWONTO#equipment_or_access_chamber | Equipment Location
132299 | THR-CW-CH-0001 | City Water & Fire Water Chambers, Meter Chamber #1 | THR-CW | City Water |  |  |  | CH | http://www.toronto.ca/TWONTO#equipment_or_access_chamber | Equipment Location
96268 | THR-CW-CH-0002 | City Water & Fire Water Chambers, Chamber #2 | THR-CW-CH | City Water & Fire Water Chambers |  |  |  | CH | http://www.toronto.ca/TWONTO#equipment_or_access_chamber | Equipment Location
132300 | THR-CW-CH-0003 | City Water & Fire Water Chambers, Chamber #3 | THR-CW-CH | City Water & Fire Water Chambers |  |  |  | CH | http://www.toronto.ca/TWONTO#equipment_or_access_chamber | Equipment Location
96269 | THR-CW-CH-0004 | City Water & Fire Water Chambers, Chamber #4 | THR-CW | City Water |  |  |  | CH | http://www.toronto.ca/TWONTO#equipment_or_access_chamber | Equipment Location
96270 | THR-CW-CH-0004 | City Water & Fire Water Chambers, Chamber #4 | THR-CW-CH | City Water & Fire Water Chambers |  |  |  | CH | http://www.toronto.ca/TWONTO#equipment_or_access_chamber | Equipment Location
96271 | THR-CW-CH-0005 | City Water & Fire Water Chambers, Meter Chamber #5 | THR-CW-CH | City Water & Fire Water Chambers |  |  |  | CH | http://www.toronto.ca/TWONTO#equipment_or_access_chamber | Equipment Location
132301 | THR-CW-CH-0006 | City Water & Fire Water Chambers, Chamber #6 | THR-CW-CH | City Water & Fire Water Chambers |  |  |  | CH | http://www.toronto.ca/TWONTO#equipment_or_access_chamber | Equipment Location
96272 | THR-CW-CH-0007 | City Water & Fire Water Chambers, Chamber #7 | THR-CW-CH | City Water & Fire Water Chambers |  |  |  | CH | http://www.toronto.ca/TWONTO#equipment_or_access_chamber | Equipment Location
13773 | FCL-POL-FIT-4210 | Transmitter, Flow, Turbine,Service Water to Electric Mixer MX-4210,Polymer Skid No.4,Centrifuge Bldg | FCL-POL-MX-4210 | Mixer, Electric, Thickening Polymer Skid No.4, RMF Centrifuge Building, Polymer Room |  |  |  | FIT | http://www.toronto.ca/TWONTO#flow_transmitter | Electrical Equipment
33941 | FCL-POL-FIT-4220 | Transmitter, Flow, Turbine,Service Water to Electric Mixer MX-4220,Polymer Skid No.5,Centrifuge Bldg | FCL-POL-MX-4220 | Mixer, Electric, Thickening Polymer Skid No.5, RMF Centrifuge Building, Polymer Room |  |  |  | FIT | http://www.toronto.ca/TWONTO#flow_transmitter | Electrical Equipment
13774 | FCL-POL-FIT-4230 | Transmitter, Flow, Turbine,Service Water to Electric Mixer MX-4230,Polymer Skid No.6,Centrifuge Bldg | FCL-POL-MX-4230 | Mixer, Electric, Thickening Polymer Skid No.6, RMF Centrifuge Building, Polymer Room |  |  |  | FIT | http://www.toronto.ca/TWONTO#flow_transmitter | Electrical Equipment
33934 | FCL-POL-FIT-4111 | Transmitter, Flow, Turbine,Service Water to Static Mixer MX-4111,Polymer Skid No.1,Centrifuge Bldg | FCL-POL-MX-4111 | Mixer, Static, Thickening Polymer Skid No.1, RMF Centrifuge Building, Polymer Room |  |  |  | FIT | http://www.toronto.ca/TWONTO#flow_transmitter | Electrical Equipment
13772 | FCL-POL-FIT-4121 | Transmitter, Flow, Turbine,Service Water to Static Mixer MX-4121,Polymer Skid No.2,Centrifuge Bldg | FCL-POL-MX-4121 | Mixer, Static, Thickening Polymer Skid No.2, RMF Centrifuge Building, Polymer Room |  |  |  | FIT | http://www.toronto.ca/TWONTO#flow_transmitter | Electrical Equipment
33937 | FCL-POL-FIT-4131 | Transmitter, Flow, Turbine,Service Water to Static Mixer MX-4131,Polymer Skid No.3,Centrifuge Bldg | FCL-POL-MX-4131 | Mixer, Static, Thickening Polymer Skid No.3, RMF Centrifuge Building, Polymer Room |  |  |  | FIT | http://www.toronto.ca/TWONTO#flow_transmitter | Electrical Equipment
33939 | FCL-POL-FIT-4211 | Transmitter, Flow, Turbine,Service Water to Static Mixer MX-4211,Polymer Skid No.4,Centrifuge Bldg | FCL-POL-MX-4211 | Mixer, Static, Thickening Polymer Skid No.4, RMF Centrifuge Building, Polymer Room |  |  |  | FIT | http://www.toronto.ca/TWONTO#flow_transmitter | Electrical Equipment
33942 | FCL-POL-FIT-4221 | Transmitter, Flow, Turbine,Service Water to Static Mixer MX-4221,Polymer Skid No.5,Centrifuge Bldg | FCL-POL-MX-4221 | Mixer, Static, Thickening Polymer Skid No.5, RMF Centrifuge Building, Polymer Room |  |  |  | FIT | http://www.toronto.ca/TWONTO#flow_transmitter | Electrical Equipment
33943 | FCL-POL-FIT-4231 | Transmitter, Flow, Turbine,Service Water to Static Mixer MX-4231,Polymer Skid No.6,Centrifuge Bldg | FCL-POL-MX-4231 | Mixer, Static, Thickening Polymer Skid No.6, RMF Centrifuge Building, Polymer Room |  |  |  | FIT | http://www.toronto.ca/TWONTO#flow_transmitter | Electrical Equipment
13116 | FCL-FLO-FIT-0201A | Transmitter, Flow, Ultrasonic Transient Time, Clamp-on, Pre-treatment Module 2 Inlet | FCL-FLO-T-0201 | Tank, Flocculation |  |  |  | FIT | http://www.toronto.ca/TWONTO#flow_transmitter | Electrical Equipment
34962 | FCL-TRW-FIT-0001A | Transmitter, Flow, Ultrasonic Transient Time, High Lift PS District 1 Venturi Room | FCL-TRW-P-0100 | Pump, Treated Water |  |  |  | FIT | http://www.toronto.ca/TWONTO#flow_transmitter | Electrical Equipment
15490 | FCL-TRW-FIT-0003A | Transmitter, Flow, Ultrasonic, Transient Time, Total TW, District 2E Header, Pumps 0600/0800/1000 | FCL-TRW-P-0600 | Pump, Treated Water |  |  |  | FIT | http://www.toronto.ca/TWONTO#flow_transmitter | Electrical Equipment
14280 | COL-PHB-AIT-0001 | Transmitter, Gas | COL-PHB-MISC | Miscellaneous Equipment | Transmitter |  |  | AIT | http://www.toronto.ca/TWONTO#fixed_gas_detector | Instrumentation Equipment
14281 | COL-PHB-AIT-0002 | Transmitter, Gas | COL-PHB-MISC | Miscellaneous Equipment | Transmitter |  |  | AIT | http://www.toronto.ca/TWONTO#fixed_gas_detector | Instrumentation Equipment
14945 | COL-PKP-AIT-0001 | Transmitter, Gas | COL-PKP-MISC | Miscellaneous Equipment | Transmitter |  |  | AIT | http://www.toronto.ca/TWONTO#fixed_gas_detector | Instrumentation Equipment
4626 | COL-PKP-AIT-0002 | Transmitter, Gas | COL-PKP-MISC | Miscellaneous Equipment | Transmitter |  |  | AIT | http://www.toronto.ca/TWONTO#fixed_gas_detector | Instrumentation Equipment
4627 | COL-PKP-AIT-0003 | Transmitter, Gas | COL-PKP-MISC | Miscellaneous Equipment | Transmitter |  |  | AIT | http://www.toronto.ca/TWONTO#fixed_gas_detector | Instrumentation Equipment
18659 | COL-PRR-AIT-0001 | Transmitter, Gas | COL-PRR-MISC | Miscellaneous Equipment | Transmitter |  |  | AIT | http://www.toronto.ca/TWONTO#fixed_gas_detector | Instrumentation Equipment
7742 | COL-PSS-AIT-0001 | Transmitter, Gas | COL-PSS-MISC | Miscellaneous Equipment | Transmitter |  |  | AIT | http://www.toronto.ca/TWONTO#fixed_gas_detector | Instrumentation Equipment
20803 | COL-PSS-AIT-0001 | Transmitter, Gas | COL-PSS | Scott Sewage Pumping Station | Transmitter |  |  | AIT | http://www.toronto.ca/TWONTO#fixed_gas_detector | Instrumentation Equipment
132733 | THR-DIG-AIT | Transmitter, Gas Analyzer, Digester | THR-DIG | Digester | [5 empty] | Equipment Location
132734 | THR-DIG-AIT | Transmitter, Gas Analyzer, Digester | THR-DIG-T | Digester, Tanks | [5 empty] | Equipment Location
2962 | COL-PBF-LIT-0100 | Transmitter, Level | COL-PBF-MISC | Miscellaneous Equipment | Transmitter,Level |  |  | LIT | http://www.toronto.ca/TWONTO#level_transmitter | Instrumentation Equipment
3240 | COL-PBR-LIT-0100 | Transmitter, Level | COL-PBR-MISC | Miscellaneous Equipment | Transmitter,Level |  |  | LIT | http://www.toronto.ca/TWONTO#level_transmitter | Instrumentation Equipment
3241 | COL-PBR-LIT-0101 | Transmitter, Level | COL-PBR-MISC | Miscellaneous Equipment | Transmitter,Level |  |  | LIT | http://www.toronto.ca/TWONTO#level_transmitter | Instrumentation Equipment
9555 | COL-PBR-LIT-0101 | Transmitter, Level | COL-PBR | Berry Road Sewage Pumping Station | Transmitter,Level |  |  | LIT | http://www.toronto.ca/TWONTO#level_transmitter | Instrumentation Equipment
9795 | COL-PCP-LIT-0100 | Transmitter, Level | COL-PCP-MISC | Miscellaneous Equipment | Transmitter,Level |  |  | LIT | http://www.toronto.ca/TWONTO#level_transmitter | Instrumentation Equipment
3387 | COL-PCP-LIT-0101 | Transmitter, Level | COL-PCP | Copeland Pumping Station | Transmitter,Level |  |  | LIT | http://www.toronto.ca/TWONTO#level_transmitter | Instrumentation Equipment
9796 | COL-PCP-LIT-0101 | Transmitter, Level | COL-PCP-MISC | Miscellaneous Equipment | Transmitter,Level |  |  | LIT | http://www.toronto.ca/TWONTO#level_transmitter | Instrumentation Equipment
3729 | COL-PDG-LIT-0101 | Transmitter, Level | COL-PDG | Douglas Drive Syphon | Transmitter,Level |  |  | LIT | http://www.toronto.ca/TWONTO#level_transmitter | Instrumentation Equipment
11220 | COL-PDG-LIT-0101 | Transmitter, Level | COL-PDG-MISC | Miscellaneous Equipment | Transmitter,Level |  |  | LIT | http://www.toronto.ca/TWONTO#level_transmitter | Instrumentation Equipment
3826 | COL-PEV-LIT-0100 | Transmitter, Level | COL-PEV-MISC | Miscellaneous Equipment | Transmitter,Level |  |  | LIT | http://www.toronto.ca/TWONTO#level_transmitter | Instrumentation Equipment
3827 | COL-PEV-LIT-0101 | Transmitter, Level | COL-PEV | Ellis Sewage Pumping Station | Transmitter,Level |  |  | LIT | http://www.toronto.ca/TWONTO#level_transmitter | Instrumentation Equipment
11251 | COL-PEV-LIT-0101 | Transmitter, Level | COL-PEV-MISC | Miscellaneous Equipment | Transmitter,Level |  |  | LIT | http://www.toronto.ca/TWONTO#level_transmitter | Instrumentation Equipment
3939 | COL-PFB-LIT-0101 | Transmitter, Level | COL-PFB | Fallingbrook Pumping Station | Transmitter,Level |  |  | LIT | http://www.toronto.ca/TWONTO#level_transmitter | Instrumentation Equipment
13399 | COL-PFB-LIT-0101 | Transmitter, Level | COL-PFB-MISC | Miscellaneous Equipment | Transmitter,Level |  |  | LIT | http://www.toronto.ca/TWONTO#level_transmitter | Instrumentation Equipment
4165 | COL-PGA-LIT-0101 | Transmitter, Level | COL-PGA-MISC | Miscellaneous Equipment | Transmitter,Level |  |  | LIT | http://www.toronto.ca/TWONTO#level_transmitter | Instrumentation Equipment
13946 | COL-PGA-LIT-0101 | Transmitter, Level | COL-PGA | Greyabbey Sewage Pumping Station | Transmitter,Level |  |  | LIT | http://www.toronto.ca/TWONTO#level_transmitter | Instrumentation Equipment
4193 | COL-PGB-LIT-0100 | Transmitter, Level | COL-PGB-MISC | Miscellaneous Equipment | Transmitter,Level |  |  | LIT | http://www.toronto.ca/TWONTO#level_transmitter | Instrumentation Equipment
98485 | THR-DIS-CHL | Disinfection, Chlorination System | THR-DIS | Disinfection |  |  | 34704 |  | x | Equipment Location
98486 | THR-DIS-CHL | Disinfection, Chlorination System | THR-DIS-EV | Disinfection, Chlorine Evaporator |  |  | 34704 |  | x | Equipment Location
134235 | THR-DIS-CHL | Disinfection, Chlorination System | THR-S-E | SUSPENDED ENTITY |  |  | 34704 |  | x | Equipment Location
4194 | COL-PGB-LIT-0101 | Transmitter, Level | COL-PGB | Governors Bridge Sewage Pumping Station | Transmitter,Level |  |  | LIT | http://www.toronto.ca/TWONTO#level_transmitter | Instrumentation Equipment
98524 | THR-DIS-CW-S | Disinfection, City Water, BFP | THR-S-E | SUSPENDED ENTITY |  |  | 34862 |  | x | Equipment Location
134282 | THR-DIS-CW-S | Disinfection, City Water, BFP | THR-DIS | Disinfection |  |  | 34862 |  | x | Equipment Location
134294 | THR-DIS-EV | Disinfection, Chlorine Evaporator | THR-DIS | Disinfection |  |  | 34557 |  | x | Equipment Location
134295 | THR-DIS-EV | Disinfection, Chlorine Evaporator | THR-S-E | SUSPENDED ENTITY |  |  | 34557 |  | x | Equipment Location
4195 | COL-PGB-LIT-0101 | Transmitter, Level | COL-PGB-MISC | Miscellaneous Equipment | Transmitter,Level |  |  | LIT | http://www.toronto.ca/TWONTO#level_transmitter | Instrumentation Equipment
98562 | THR-DIS-FPWS | Disinfection, Plant Water | THR-S-E | SUSPENDED ENTITY |  |  | 34861 |  | x | Equipment Location
134312 | THR-DIS-FPWS | Disinfection, Plant Water | THR-DIS | Disinfection |  |  | 34861 |  | x | Equipment Location
4486 | COL-PHP-LIT-0100 | Transmitter, Level | COL-PHP-MISC | Miscellaneous Equipment | Transmitter,Level |  |  | LIT | http://www.toronto.ca/TWONTO#level_transmitter | Instrumentation Equipment
4487 | COL-PHP-LIT-0201 | Transmitter, Level | COL-PHP-MISC | Miscellaneous Equipment | Transmitter,Level |  |  | LIT | http://www.toronto.ca/TWONTO#level_transmitter | Instrumentation Equipment
14363 | COL-PHP-LIT-0201 | Transmitter, Level | COL-PHP | High Park Sewage Pumping Station | Transmitter,Level |  |  | LIT | http://www.toronto.ca/TWONTO#level_transmitter | Instrumentation Equipment
4525 | COL-PIR-LIT-0100 | Transmitter, Level | COL-PIR | Island Road Sewage Pumping Station | Transmitter,Level |  |  | LIT | http://www.toronto.ca/TWONTO#level_transmitter | Instrumentation Equipment
98616 | THR-DIS-P-S | Disinfection, Pumps, Sump & Chlorine Solution | THR-S-E | SUSPENDED ENTITY |  |  | 34863 |  | x | Equipment Location
134359 | THR-DIS-P-S | Disinfection, Pumps, Sump & Chlorine Solution | THR-DIS | Disinfection |  |  | 34863 |  | x | Equipment Location
14563 | COL-PIR-LIT-0100 | Transmitter, Level | COL-PIR-MISC | Miscellaneous Equipment | Transmitter,Level |  |  | LIT | http://www.toronto.ca/TWONTO#level_transmitter | Instrumentation Equipment
4578 | COL-PKG-LIT-0100 | Transmitter, Level | COL-PKG-MISC | Miscellaneous Equipment | Transmitter,Level |  |  | LIT | http://www.toronto.ca/TWONTO#level_transmitter | Instrumentation Equipment
14868 | COL-PKG-LIT-0200 | Transmitter, Level | COL-PKG-MISC | Miscellaneous Equipment | Transmitter,Level |  |  | LIT | http://www.toronto.ca/TWONTO#level_transmitter | Instrumentation Equipment
134362 | THR-DIS-P-SUS | Disinfection, Pumps, Sump & Chlorine Solution | THR-S-E | SUSPENDED ENTITY |  |  |  |  | x | Equipment Location
4579 | COL-PKG-LIT-0300 | Transmitter, Level | COL-PKG-MISC | Miscellaneous Equipment | Transmitter,Level |  |  | LIT | http://www.toronto.ca/TWONTO#level_transmitter | Instrumentation Equipment
134403 | THR-DIS-SB | Scrubbers, Caustic Soda Recirculation Pumps | THR-S-E | SUSPENDED ENTITY |  |  |  |  | x | Equipment Location
4913 | COL-PLV-LIT-0101 | Transmitter, Level | COL-PLV | Livingston Road Pumping Station | Transmitter,Level |  |  | LIT | http://www.toronto.ca/TWONTO#level_transmitter | Instrumentation Equipment
15692 | COL-PLV-LIT-0101 | Transmitter, Level | COL-PLV-MISC | Miscellaneous Equipment | Transmitter,Level |  |  | LIT | http://www.toronto.ca/TWONTO#level_transmitter | Instrumentation Equipment
4914 | COL-PLV-LIT-0201 | Transmitter, Level | COL-PLV-MISC | Miscellaneous Equipment | Transmitter,Level |  |  | LIT | http://www.toronto.ca/TWONTO#level_transmitter | Instrumentation Equipment
15693 | COL-PLV-LIT-0201 | Transmitter, Level | COL-PLV | Livingston Road Pumping Station | Transmitter,Level |  |  | LIT | http://www.toronto.ca/TWONTO#level_transmitter | Instrumentation Equipment
4977 | COL-PMD-LIT-0101 | Transmitter, Level | COL-PMD | Midland Pumping Station | Transmitter,Level |  |  | LIT | http://www.toronto.ca/TWONTO#level_transmitter | Instrumentation Equipment
15786 | COL-PMD-LIT-0101 | Transmitter, Level | COL-PMD-MISC | Miscellaneous Equipment | Transmitter,Level |  |  | LIT | http://www.toronto.ca/TWONTO#level_transmitter | Instrumentation Equipment
4978 | COL-PMD-LIT-0201 | Transmitter, Level | COL-PMD | Midland Pumping Station | Transmitter,Level |  |  | LIT | http://www.toronto.ca/TWONTO#level_transmitter | Instrumentation Equipment
15787 | COL-PMD-LIT-0201 | Transmitter, Level | COL-PMD-MISC | Miscellaneous Equipment | Transmitter,Level |  |  | LIT | http://www.toronto.ca/TWONTO#level_transmitter | Instrumentation Equipment
5863 | COL-PMY-LIT-0101 | Transmitter, Level | COL-PMY | Maryport Sewage Pumping Station | Transmitter,Level |  |  | LIT | http://www.toronto.ca/TWONTO#level_transmitter | Instrumentation Equipment
5864 | COL-PMY-LIT-0101 | Transmitter, Level | COL-PMY-MISC | Miscellaneous Equipment | Transmitter,Level |  |  | LIT | http://www.toronto.ca/TWONTO#level_transmitter | Instrumentation Equipment
18088 | COL-PPU-LIT-0001 | Transmitter, Level | COL-PPU | Port Union Road Sewage Pumping Station | Transmitter,Level |  |  | LIT | http://www.toronto.ca/TWONTO#level_transmitter | Instrumentation Equipment
18089 | COL-PPU-LIT-0001 | Transmitter, Level | COL-PPU-MISC | Miscellaneous Equipment | Transmitter,Level |  |  | LIT | http://www.toronto.ca/TWONTO#level_transmitter | Instrumentation Equipment
18090 | COL-PPU-LIT-0100 | Transmitter, Level | COL-PPU-MISC | Miscellaneous Equipment | Transmitter,Level |  |  | LIT | http://www.toronto.ca/TWONTO#level_transmitter | Instrumentation Equipment
18610 | COL-PRD-LIT-0101 | Transmitter, Level | COL-PRD | Redland Pumping Station | Transmitter,Level |  |  | LIT | http://www.toronto.ca/TWONTO#level_transmitter | Instrumentation Equipment
18611 | COL-PRD-LIT-0101 | Transmitter, Level | COL-PRD-MISC | Miscellaneous Equipment | Transmitter,Level |  |  | LIT | http://www.toronto.ca/TWONTO#level_transmitter | Instrumentation Equipment
6980 | COL-PSB-LIT-0100 | Transmitter, Level | COL-PSB-MISC | Miscellaneous Equipment | Transmitter,Level |  |  | LIT | http://www.toronto.ca/TWONTO#level_transmitter | Instrumentation Equipment
6981 | COL-PSB-LIT-0101 | Transmitter, Level | COL-PSB | Silverbirch Sewage Pumping Station | Transmitter,Level |  |  | LIT | http://www.toronto.ca/TWONTO#level_transmitter | Instrumentation Equipment
19591 | COL-PSB-LIT-0101 | Transmitter, Level | COL-PSB-MISC | Miscellaneous Equipment | Transmitter,Level |  |  | LIT | http://www.toronto.ca/TWONTO#level_transmitter | Instrumentation Equipment
7271 | COL-PSK-LIT-0100 | Transmitter, Level | COL-PSK-MISC | Miscellaneous Equipment | Transmitter,Level |  |  | LIT | http://www.toronto.ca/TWONTO#level_transmitter | Instrumentation Equipment
7272 | COL-PSK-LIT-0101 | Transmitter, Level | COL-PSK | Skydome Sewage Pumping Station | Transmitter,Level |  |  | LIT | http://www.toronto.ca/TWONTO#level_transmitter | Instrumentation Equipment
7273 | COL-PSK-LIT-0101 | Transmitter, Level | COL-PSK-MISC | Miscellaneous Equipment | Transmitter,Level |  |  | LIT | http://www.toronto.ca/TWONTO#level_transmitter | Instrumentation Equipment
7337 | COL-PSL-LIT-0100 | Transmitter, Level | COL-PSL | Sewells Road Sewage Pumping Station | Transmitter,Level |  |  | LIT | http://www.toronto.ca/TWONTO#level_transmitter | Instrumentation Equipment
7338 | COL-PSL-LIT-0100 | Transmitter, Level | COL-PSL-MISC | Miscellaneous Equipment | Transmitter,Level |  |  | LIT | http://www.toronto.ca/TWONTO#level_transmitter | Instrumentation Equipment
20562 | COL-PSL-LIT-0200 | Transmitter, Level | COL-PSL | Sewells Road Sewage Pumping Station | Transmitter,Level |  |  | LIT | http://www.toronto.ca/TWONTO#level_transmitter | Instrumentation Equipment
20563 | COL-PSL-LIT-0200 | Transmitter, Level | COL-PSL-MISC | Miscellaneous Equipment | Transmitter,Level |  |  | LIT | http://www.toronto.ca/TWONTO#level_transmitter | Instrumentation Equipment
7548 | COL-PSM-LIT-0101 | Transmitter, Level | COL-PSM | Simcoe St Sewage Pumping Station | Transmitter,Level |  |  | LIT | http://www.toronto.ca/TWONTO#level_transmitter | Instrumentation Equipment
20620 | COL-PSM-LIT-0101 | Transmitter, Level | COL-PSM-MISC | Miscellaneous Equipment | Transmitter,Level |  |  | LIT | http://www.toronto.ca/TWONTO#level_transmitter | Instrumentation Equipment
7707 | COL-PSP-LIT-0100 | Transmitter, Level | COL-PSP-MISC | Miscellaneous Equipment | Transmitter,Level |  |  | LIT | http://www.toronto.ca/TWONTO#level_transmitter | Instrumentation Equipment
7708 | COL-PSP-LIT-0101 | Transmitter, Level | COL-PSP-MISC | Miscellaneous Equipment | Transmitter,Level |  |  | LIT | http://www.toronto.ca/TWONTO#level_transmitter | Instrumentation Equipment
20757 | COL-PSP-LIT-0101 | Transmitter, Level | COL-PSP | Southport Sewage Pumping Station | Transmitter,Level |  |  | LIT | http://www.toronto.ca/TWONTO#level_transmitter | Instrumentation Equipment
20870 | COL-PSS-LIT-0100 | Transmitter, Level | COL-PSS-MISC | Miscellaneous Equipment | Transmitter,Level |  |  | LIT | http://www.toronto.ca/TWONTO#level_transmitter | Instrumentation Equipment
20871 | COL-PSS-LIT-0101 | Transmitter, Level | COL-PSS | Scott Sewage Pumping Station | Transmitter,Level |  |  | LIT | http://www.toronto.ca/TWONTO#level_transmitter | Instrumentation Equipment
20872 | COL-PSS-LIT-0101 | Transmitter, Level | COL-PSS-MISC | Miscellaneous Equipment | Transmitter,Level |  |  | LIT | http://www.toronto.ca/TWONTO#level_transmitter | Instrumentation Equipment
21153 | COL-PSU-LIT-0101 | Transmitter, Level | COL-PSU | Sunnyside Pumping Station | Transmitter,Level |  |  | LIT | http://www.toronto.ca/TWONTO#level_transmitter | Instrumentation Equipment
21154 | COL-PSU-LIT-0101 | Transmitter, Level | COL-PSU-MISC | Miscellaneous Equipment | Transmitter,Level |  |  | LIT | http://www.toronto.ca/TWONTO#level_transmitter | Instrumentation Equipment
8182 | COL-PTD-LIT-0100 | Transmitter, Level | COL-PTD-MISC | Miscellaneous Equipment | Transmitter,Level |  |  | LIT | http://www.toronto.ca/TWONTO#level_transmitter | Instrumentation Equipment
8183 | COL-PTD-LIT-0101 | Transmitter, Level | COL-PTD | Todmorden Sewage Pumping Station | Transmitter,Level |  |  | LIT | http://www.toronto.ca/TWONTO#level_transmitter | Instrumentation Equipment
8184 | COL-PTD-LIT-0101 | Transmitter, Level | COL-PTD-MISC | Miscellaneous Equipment | Transmitter,Level |  |  | LIT | http://www.toronto.ca/TWONTO#level_transmitter | Instrumentation Equipment
8278 | COL-PVM-LIT-0100 | Transmitter, Level | COL-PVM-MISC | Miscellaneous Equipment | Transmitter,Level |  |  | LIT | http://www.toronto.ca/TWONTO#level_transmitter | Instrumentation Equipment
8279 | COL-PVM-LIT-0101 | Transmitter, Level | COL-PVM-MISC | Miscellaneous Equipment | Transmitter,Level |  |  | LIT | http://www.toronto.ca/TWONTO#level_transmitter | Instrumentation Equipment
22688 | COL-PVM-LIT-0101 | Transmitter, Level | COL-PVM | Valleymede Sewage Pumping Station | Transmitter,Level |  |  | LIT | http://www.toronto.ca/TWONTO#level_transmitter | Instrumentation Equipment
8332 | COL-PWC-LIT-0101 | Transmitter, Level | COL-PWC | Wirral Court Sewage Pumping Station | Transmitter,Level |  |  | LIT | http://www.toronto.ca/TWONTO#level_transmitter | Instrumentation Equipment
22775 | COL-PWC-LIT-0101 | Transmitter, Level | COL-PWC-MISC | Miscellaneous Equipment | Transmitter,Level |  |  | LIT | http://www.toronto.ca/TWONTO#level_transmitter | Instrumentation Equipment
8940 | COL-RBB-LIT-0202 | Transmitter, Level | COL-RBB | Western Beaches Tunnel (Battery Park)-Storm | Transmitter,Level |  |  | LIT | http://www.toronto.ca/TWONTO#level_transmitter | Instrumentation Equipment
8941 | COL-RBB-LIT-0202 | Transmitter, Level | COL-RBB-MISC | Miscellaneous Equipment | Transmitter,Level |  |  | LIT | http://www.toronto.ca/TWONTO#level_transmitter | Instrumentation Equipment
28314 | COL-RBB-LIT-0202A | Transmitter, Level | COL-RBB | Western Beaches Tunnel (Battery Park)-Storm | Transmitter,Level |  |  | LIT | http://www.toronto.ca/TWONTO#level_transmitter | Instrumentation Equipment
68123 | THR-ELS-LP-0202 | Lighting Panel, 600 V. New Maint Bldg (120/208 V (LP-C1) | THR-RSPS-CR | New Returns Control Room | Control Panel,Electrical | Control Loop |  | LP | http://www.toronto.ca/TWONTO#LV_electrical_panel
134868 | THR-ELS-LP-0203 | Lighting Panel, 600 V. RSPS Control Room Bldg. | THR-RSPS-CR | New Returns Control Room | Control Panel,Electrical | Control Loop |  | LP | http://www.toronto.ca/TWONTO#LV_electrical_panel
68133 | THR-ELS-LP-3801 | Lighting Panel, Raw Plant Water Pumping Station, Electrical Room | THR-ELS-FPW | Electrical System, Filtered Plant Water Building | Control Panel,Electrical | Control Loop |  | LP | http://www.toronto.ca/TWONTO#LV_electrical_panel
28350 | COL-RBB-LIT-0202A | Transmitter, Level | COL-RBB-MISC | Miscellaneous Equipment | Transmitter,Level |  |  | LIT | http://www.toronto.ca/TWONTO#level_transmitter | Instrumentation Equipment
8942 | COL-RBB-LIT-0202B | Transmitter, Level | COL-RBB | Western Beaches Tunnel (Battery Park)-Storm | Transmitter,Level |  |  | LIT | http://www.toronto.ca/TWONTO#level_transmitter | Instrumentation Equipment
8943 | COL-RBB-LIT-0202B | Transmitter, Level | COL-RBB-MISC | Miscellaneous Equipment | Transmitter,Level |  |  | LIT | http://www.toronto.ca/TWONTO#level_transmitter | Instrumentation Equipment
8944 | COL-RBB-LIT-0229 | Transmitter, Level | COL-RBB | Western Beaches Tunnel (Battery Park)-Storm | Transmitter,Level |  |  | LIT | http://www.toronto.ca/TWONTO#level_transmitter | Instrumentation Equipment
8945 | COL-RBB-LIT-0229 | Transmitter, Level | COL-RBB-MISC | Miscellaneous Equipment | Transmitter,Level |  |  | LIT | http://www.toronto.ca/TWONTO#level_transmitter | Instrumentation Equipment
8946 | COL-RBB-LIT-0230A | Transmitter, Level | COL-RBB-MISC | Miscellaneous Equipment | Transmitter,Level |  |  | LIT | http://www.toronto.ca/TWONTO#level_transmitter | Instrumentation Equipment
28351 | COL-RBB-LIT-0230A | Transmitter, Level | COL-RBB | Western Beaches Tunnel (Battery Park)-Storm | Transmitter,Level |  |  | LIT | http://www.toronto.ca/TWONTO#level_transmitter | Instrumentation Equipment
8947 | COL-RBB-LIT-0230B | Transmitter, Level | COL-RBB-MISC | Miscellaneous Equipment | Transmitter,Level |  |  | LIT | http://www.toronto.ca/TWONTO#level_transmitter | Instrumentation Equipment
28352 | COL-RBB-LIT-0230B | Transmitter, Level | COL-RBB | Western Beaches Tunnel (Battery Park)-Storm | Transmitter,Level |  |  | LIT | http://www.toronto.ca/TWONTO#level_transmitter | Instrumentation Equipment
28527 | COL-RBG-LIT-0401 | Transmitter, Level | COL-RBG | Glendale Shaft (WBT)-storm | Transmitter,Level |  |  | LIT | http://www.toronto.ca/TWONTO#level_transmitter | Instrumentation Equipment
28528 | COL-RBG-LIT-0401 | Transmitter, Level | COL-RBG-MISC | Miscellaneous Equipment | Transmitter,Level |  |  | LIT | http://www.toronto.ca/TWONTO#level_transmitter | Instrumentation Equipment
9198 | COL-SMC-LIT-0001 | Transmitter, Level | COL-SMC-MISC | Miscellaneous Equipment | Transmitter,Level |  |  | LIT | http://www.toronto.ca/TWONTO#level_transmitter | Instrumentation Equipment
28777 | COL-SMC-LIT-0001 | Transmitter, Level | COL-SMC | Maclean Detention Tank-storm | Transmitter,Level |  |  | LIT | http://www.toronto.ca/TWONTO#level_transmitter | Instrumentation Equipment
53519 | SWM-PDU-LIT-0001 | Transmitter, Level | SWM-PDU | Dunker's Storm | Transmitter,Level |  |  | LIT | http://www.toronto.ca/TWONTO#level_transmitter | Instrumentation Equipment
53520 | SWM-PDU-LIT-0001 | Transmitter, Level | SWM-PDU-MISC | Miscellaneous Equipment | Transmitter,Level |  |  | LIT | http://www.toronto.ca/TWONTO#level_transmitter | Instrumentation Equipment
53559 | SWM-PET-LIT-0101 | Transmitter, Level | SWM-PET-MISC | Miscellaneous Equipment | Transmitter,Level |  |  | LIT | http://www.toronto.ca/TWONTO#level_transmitter | Instrumentation Equipment
67732 | SWM-PET-LIT-0101 | Transmitter, Level | SWM-PET | Eglinton - Bellamy Storm Pumping Station | Transmitter,Level |  |  | LIT | http://www.toronto.ca/TWONTO#level_transmitter | Instrumentation Equipment
14003 | FCL-RW-LIT-0002A | Transmitter, Level, Backup, Raw Water Suction Well, Raw Water Pumping Station | FCL-MCS-CRN | Cranes |  |  |  | LIT | http://www.toronto.ca/TWONTO#level_transmitter | Electrical Equipment
35284 | FCL-WWW-LIT-5530 | Transmitter, Level, Centrifuge-Process Drain Sump, Centrifuge Building | FCL-WWW-P-5531 | Pump Submersible Centrifuge Process Drain |  |  |  | LIT | http://www.toronto.ca/TWONTO#level_transmitter | Electrical Equipment
90703 | THC-PRM-LIT-1002 | Transmitter, Level, Tank Level Indicator, Oil Tank 1010 | THC-PRM-T-1010 | Tank, Hydraulic Power System for Sludge Bottom Scraper Mechanism, Tank 1000, Primary Clarifier |  |  |  | LIT | http://www.toronto.ca/TWONTO#level_transmitter | Division
127893 | THC-PRM-LIT-1012 | Transmitter, Level, Tank Level Indicator, Oil Tank 1070 | THC-PRM-T-1070 | Oil Tank, Hydraulic Power System for Scum Skimmer System, Primary Clarifier 1000 |  |  |  | LIT | http://www.toronto.ca/TWONTO#level_transmitter | Division
5877 | COL-PMY-PIT-0001 | Transmitter, Pressure | COL-PMY-MISC | Miscellaneous Equipment | Transmitter |  |  | PIT | http://www.toronto.ca/TWONTO#pressure_transmitter | Instrumentation Equipment
17389 | COL-PMY-PIT-0001 | Transmitter, Pressure | COL-PMY | Maryport Sewage Pumping Station | Transmitter |  |  | PIT | http://www.toronto.ca/TWONTO#pressure_transmitter | Instrumentation Equipment
5878 | COL-PMY-PIT-0002 | Transmitter, Pressure | COL-PMY-MISC | Miscellaneous Equipment | Transmitter |  |  | PIT | http://www.toronto.ca/TWONTO#pressure_transmitter | Instrumentation Equipment
17390 | COL-PMY-PIT-0002 | Transmitter, Pressure | COL-PMY | Maryport Sewage Pumping Station | Transmitter |  |  | PIT | http://www.toronto.ca/TWONTO#pressure_transmitter | Instrumentation Equipment
8967 | COL-RBB-PIT-0001 | Transmitter, Pressure | COL-RBB | Western Beaches Tunnel (Battery Park)-Storm | Transmitter |  |  | PIT | http://www.toronto.ca/TWONTO#pressure_transmitter | Instrumentation Equipment
8968 | COL-RBB-PIT-0001 | Transmitter, Pressure | COL-RBB-MISC | Miscellaneous Equipment | Transmitter |  |  | PIT | http://www.toronto.ca/TWONTO#pressure_transmitter | Instrumentation Equipment
31432 | FCL-BW-PDIT-0001 | Transmitter, Pressure Differential, Intake Filter Air Scour Blowers Header | FCL-BW-F-0001 | Air Filter, Blower Common Inlet |  |  |  | PDIT | http://www.toronto.ca/TWONTO#pressure_transmitter | Electrical Equipment
128007 | THC-PRM-PT-1011A | Transmitter, Pressure, Collect Line, Valve 1011 | THC-PRM-V-1011 | Valve, Hydraulic Cylinder, Bottom Scraper, Primary Clarifier 1000, SW Plant |  |  |  | PT | http://www.toronto.ca/TWONTO#pressure_transmitter | Division
128008 | THC-PRM-PT-1012A | Transmitter, Pressure, Collect Line, Valve 1012 | THC-PRM-V-1012 | Valve, Hydraulic Cylinder, Bottom Scraper, Primary Clarifier 1000, SW Plant |  |  |  | PT | http://www.toronto.ca/TWONTO#pressure_transmitter | Division
90814 | THC-PRM-PT-1013A | Transmitter, Pressure, Collect Line, Valve 1013 | THC-PRM-V-1013 | Valve, Hydraulic Cylinder, Bottom Scraper, Primary Clarifier 1000, SW Plant |  |  |  | PT | http://www.toronto.ca/TWONTO#pressure_transmitter | Division
90815 | THC-PRM-PT-1014A | Transmitter, Pressure, Collect Line, Valve 1014 | THC-PRM-V-1014 | Valve, Hydraulic Cylinder, Bottom Scraper, Primary Clarifier 1000, SW Plant |  |  |  | PT | http://www.toronto.ca/TWONTO#pressure_transmitter | Division
31036 | FCL-ACC-PDIT-0301 | Transmitter, Pressure, Differential, AHU-0303 Inlet, Filter F-0301, Admin Building | FCL-ACC-AHU-0303 | Air Handling Unit, Roof Top, Admin Building Top of N/E Stairwell |  |  |  | PDIT | http://www.toronto.ca/TWONTO#pressure_transmitter | Electrical Equipment
11442 | FCL-ACC-PDIT-0302 | Transmitter, Pressure, Differential, AHU-0303 Outlet, Filter F-0302, Admin Building | FCL-ACC-AHU-0303 | Air Handling Unit, Roof Top, Admin Building Top of N/E Stairwell |  |  |  | PDIT | http://www.toronto.ca/TWONTO#pressure_transmitter | Electrical Equipment
128010 | THC-PRM-PT-1022 | Transmitter, Pressure, Pump Pressure, Oil Tank 1010 | THC-PRM-P-1020 | Pump, Vane, Oil Tank 1010 |  |  |  | PT | http://www.toronto.ca/TWONTO#pressure_transmitter | Division
90817 | THC-PRM-PT-1032 | Transmitter, Pressure, Pump Pressure, Oil Tank 1010 | THC-PRM-P-1030 | Pump, Vane, Oil Tank 1010 |  |  |  | PT | http://www.toronto.ca/TWONTO#pressure_transmitter | Division
90818 | THC-PRM-PT-1082 | Transmitter, Pressure, Pump Pressure, Oil Tank 1070 | THC-PRM-P-1080 | Pump, Centrifugal, Oil Tank 1070 |  |  |  | PT | http://www.toronto.ca/TWONTO#pressure_transmitter | Division
90819 | THC-PRM-PT-1092 | Transmitter, Pressure, Pump Pressure, Oil Tank 1070 | THC-PRM-P-1090 | Pump, Centrifugal, Oil Tank 1070 |  |  |  | PT | http://www.toronto.ca/TWONTO#pressure_transmitter | Division
90812 | THC-PRM-PT-1011B | Transmitter, Pressure, Return Line, Valve 1011 | THC-PRM-V-1011 | Valve, Hydraulic Cylinder, Bottom Scraper, Primary Clarifier 1000, SW Plant |  |  |  | PT | http://www.toronto.ca/TWONTO#pressure_transmitter | Division
90813 | THC-PRM-PT-1012B | Transmitter, Pressure, Return Line, Valve 1012 | THC-PRM-V-1012 | Valve, Hydraulic Cylinder, Bottom Scraper, Primary Clarifier 1000, SW Plant |  |  |  | PT | http://www.toronto.ca/TWONTO#pressure_transmitter | Division
128009 | THC-PRM-PT-1013B | Transmitter, Pressure, Return Line, Valve 1013 | THC-PRM-V-1013 | Valve, Hydraulic Cylinder, Bottom Scraper, Primary Clarifier 1000, SW Plant |  |  |  | PT | http://www.toronto.ca/TWONTO#pressure_transmitter | Division
90816 | THC-PRM-PT-1014B | Transmitter, Pressure, Return Line, Valve 1014 | THC-PRM-V-1014 | Valve, Hydraulic Cylinder, Bottom Scraper, Primary Clarifier 1000, SW Plant |  |  |  | PT | http://www.toronto.ca/TWONTO#pressure_transmitter | Division
34241 | FCL-SA-PIT-0101 | Transmitter, Pressure, Service Air to Low Lift, High Lift Building, Loading Area ,50-SA Line | FCL-SA-T-0001 | Vessel, Pressure, Service Air, Sanitary Sewage System Monitoring |  |  |  | PIT | http://www.toronto.ca/TWONTO#pressure_transmitter | Electrical Equipment
38521 | FHA-WWW-AIT-3012 | Transmitter, Sludge Density Thickener T-3011, Centrifuge Feed Room, North Wall | [5 empty] | AIT | density_transmitter | Division
20095 | FHA-WWW-AIT-3022 | Transmitter, Sludge Density Thickener T-3021, Sludge Transfer Pump Room, S/E Wall | [5 empty] | AIT | density_transmitter | Division
38526 | FHA-WWW-AIT-3032 | Transmitter, Sludge Density Thickener T-3031, Sludge Transfer Pump Room, S/E Wall | [5 empty] | AIT | density_transmitter | Division
20103 | FHA-WWW-AIT-3042 | Transmitter, Sludge Density Thickener T-3041, Sludge Transfer Pump Room, S/E Wall | [5 empty] | AIT | density_transmitter | Division
11500 | FCL-ACC-TT-0320 | Transmitter, Temperature, Admin Building, First Floor, Breakout Room 102 | FCL-ACC-ADMIN | Administration Building HVAC Equipment |  |  |  | TT |  | Electrical Equipment
11501 | FCL-ACC-TT-0321 | Transmitter, Temperature, Admin Building, First Floor, Corridor 103 | FCL-ACC-ADMIN | Administration Building HVAC Equipment |  |  |  | TT |  | Electrical Equipment
31086 | FCL-ACC-TT-0316 | Transmitter, Temperature, Admin Building, First Floor, Library Room 118 | FCL-ACC-ADMIN | Administration Building HVAC Equipment |  |  |  | TT |  | Electrical Equipment
11503 | FCL-ACC-TT-0324 | Transmitter, Temperature, Admin Building, First Floor, Lunch Room 113 | FCL-ACC-ADMIN | Administration Building HVAC Equipment |  |  |  | TT |  | Electrical Equipment
11499 | FCL-ACC-TT-0319 | Transmitter, Temperature, Admin Building, First Floor, Meeting Room 104 | FCL-ACC-ADMIN | Administration Building HVAC Equipment |  |  |  | TT |  | Electrical Equipment
11504 | FCL-ACC-TT-0326 | Transmitter, Temperature, Admin Building, First Floor, Men's Change Room 121 | FCL-ACC-ADMIN | Administration Building HVAC Equipment |  |  |  | TT |  | Electrical Equipment
11497 | FCL-ACC-TT-0317 | Transmitter, Temperature, Admin Building, First Floor, PCS Lab Room 119 | FCL-ACC-ADMIN | Administration Building HVAC Equipment |  |  |  | TT |  | Electrical Equipment
31087 | FCL-ACC-TT-0322 | Transmitter, Temperature, Admin Building, First Floor, Servers Room 106 | FCL-ACC-ADMIN | Administration Building HVAC Equipment |  |  |  | TT |  | Electrical Equipment
11502 | FCL-ACC-TT-0323 | Transmitter, Temperature, Admin Building, First Floor, Storage Room 108 | FCL-ACC-ADMIN | Administration Building HVAC Equipment |  |  |  | TT |  | Electrical Equipment
31088 | FCL-ACC-TT-0325 | Transmitter, Temperature, Admin Building, First Floor, Training Room 105 | FCL-ACC-ADMIN | Administration Building HVAC Equipment |  |  |  | TT |  | Electrical Equipment
11498 | FCL-ACC-TT-0318 | Transmitter, Temperature, Admin Building, First Floor, Vestibule 100 | FCL-ACC-ADMIN | Administration Building HVAC Equipment |  |  |  | TT |  | Electrical Equipment
31089 | FCL-ACC-TT-0328 | Transmitter, Temperature, Admin Building, First Floor, Vestibule 130 | FCL-ACC-ADMIN | Administration Building HVAC Equipment |  |  |  | TT |  | Electrical Equipment
11505 | FCL-ACC-TT-0327 | Transmitter, Temperature, Admin Building, First Floor, Women's Change Room 124 | FCL-ACC-ADMIN | Administration Building HVAC Equipment |  |  |  | TT |  | Electrical Equipment
11506 | FCL-ACC-TT-0331 | Transmitter, Temperature, Admin Building, Second Floor, Board Room 202 | FCL-ACC-ADMIN | Administration Building HVAC Equipment |  |  |  | TT |  | Electrical Equipment
70255 | THR-OCS-OZ-3956S | Ozone Generator, Odour Control System | THR-OCS-OZ | Odour Control System, Ozonator | Generator,Ozone | Office Equipment | 39022 | OZ | x
31080 | FCL-ACC-TT-0305 | Transmitter, Temperature, Admin Building, Second Floor, Corridor 217, East | FCL-ACC-ADMIN | Administration Building HVAC Equipment |  |  |  | TT |  | Electrical Equipment
11491 | FCL-ACC-TT-0304 | Transmitter, Temperature, Admin Building, Second Floor, Corridor 217, West | FCL-ACC-ADMIN | Administration Building HVAC Equipment |  |  |  | TT |  | Electrical Equipment
31084 | FCL-ACC-TT-0312 | Transmitter, Temperature, Admin Building, Second Floor, Kitchen 213 | FCL-ACC-ADMIN | Administration Building HVAC Equipment |  |  |  | TT |  | Electrical Equipment
31085 | FCL-ACC-TT-0315 | Transmitter, Temperature, Admin Building, Second Floor, Library/Storage Room 206 | FCL-ACC-ADMIN | Administration Building HVAC Equipment |  |  |  | TT |  | Electrical Equipment
31083 | FCL-ACC-TT-0310 | Transmitter, Temperature, Admin Building, Second Floor, Men's Washroom 211 | FCL-ACC-ADMIN | Administration Building HVAC Equipment |  |  |  | TT |  | Electrical Equipment
31090 | FCL-ACC-TT-0333 | Transmitter, Temperature, Admin Building, Second Floor, Office Room 200 | FCL-ACC-ADMIN | Administration Building HVAC Equipment |  |  |  | TT |  | Electrical Equipment
11507 | FCL-ACC-TT-0332 | Transmitter, Temperature, Admin Building, Second Floor, Office Room 201 | FCL-ACC-ADMIN | Administration Building HVAC Equipment |  |  |  | TT |  | Electrical Equipment
31081 | FCL-ACC-TT-0307 | Transmitter, Temperature, Admin Building, Second Floor, Office Room 203 | FCL-ACC-ADMIN | Administration Building HVAC Equipment |  |  |  | TT |  | Electrical Equipment
31082 | FCL-ACC-TT-0308 | Transmitter, Temperature, Admin Building, Second Floor, Office Room 204 | FCL-ACC-ADMIN | Administration Building HVAC Equipment |  |  |  | TT |  | Electrical Equipment
11493 | FCL-ACC-TT-0309 | Transmitter, Temperature, Admin Building, Second Floor, Office Room 205 | FCL-ACC-ADMIN | Administration Building HVAC Equipment |  |  |  | TT |  | Electrical Equipment
11496 | FCL-ACC-TT-0314 | Transmitter, Temperature, Admin Building, Second Floor, Office Room 208 | FCL-ACC-ADMIN | Administration Building HVAC Equipment |  |  |  | TT |  | Electrical Equipment
11495 | FCL-ACC-TT-0313 | Transmitter, Temperature, Admin Building, Second Floor, Office Room 209 | FCL-ACC-ADMIN | Administration Building HVAC Equipment |  |  |  | TT |  | Electrical Equipment
11492 | FCL-ACC-TT-0306 | Transmitter, Temperature, Admin Building, Second Floor, Photo Copier Room 216 | FCL-ACC-ADMIN | Administration Building HVAC Equipment |  |  |  | TT |  | Electrical Equipment
11494 | FCL-ACC-TT-0311 | Transmitter, Temperature, Admin Building, Second Floor, Women's Washroom 212 | FCL-ACC-ADMIN | Administration Building HVAC Equipment |  |  |  | TT |  | Electrical Equipment
11489 | FCL-ACC-TT-0301 | Transmitter, Temperature, AHU-0303 Inlet, Admin Building | FCL-ACC-AHU-0303 | Air Handling Unit, Roof Top, Admin Building Top of N/E Stairwell |  |  |  | TT |  | Electrical Equipment
31079 | FCL-ACC-TT-0303 | Transmitter, Temperature, AHU-0303 Outlet, Admin Building | FCL-ACC-AHU-0303 | Air Handling Unit, Roof Top, Admin Building Top of N/E Stairwell |  |  |  | TT |  | Electrical Equipment
11490 | FCL-ACC-TT-0302 | Transmitter, Temperature, AHU-0303, Admin Building | FCL-ACC-AHU-0303 | Air Handling Unit, Roof Top, Admin Building Top of N/E Stairwell |  |  |  | TT |  | Electrical Equipment
11485 | FCL-ACC-TT-0227 | Transmitter, Temperature, Dry Chemical Building Basement E, PAC Storage Tanks | FCL-ACC-P-LL | Low Lift Pumping Station HVAC Equipment |  |  |  | TT |  | Electrical Equipment
31113 | FCL-ACC-TT-0701 | Transmitter, Temperature, Gaseous Chemical Building Lunch Room | FCL-ACC-CL | Gaseous Chemical Building HVAC Equipment |  |  |  | TT |  | Electrical Equipment
31104 | FCL-ACC-TT-0420 | Transmitter, Temperature, HU-0401 Air Intake, High Lift Heating & Ventilation Room | FCL-ACC-AHU-0401 | Air Handling Unit, High Lift PS Control Room,Electrical Shop,Basement Office Air Supply,Control Room |  |  |  | TT |  | Electrical Equipment
11482 | FCL-ACC-TT-0220 | Transmitter, Temperature, Low Lift Pumping Station, Low Lift Pump Room E | FCL-ACC-P-LL | Low Lift Pumping Station HVAC Equipment |  |  |  | TT |  | Electrical Equipment
128089 | THC-PRM-TT-1003 | Transmitter, Temperature, Oil Tank 1010 | THC-PRM-T-1010 | Tank, Hydraulic Power System for Sludge Bottom Scraper Mechanism, Tank 1000, Primary Clarifier |  |  |  | TT |  | Division
90905 | THC-PRM-TT-1013 | Transmitter, Temperature, Oil Tank 1070 | THC-PRM-T-1070 | Oil Tank, Hydraulic Power System for Scum Skimmer System, Primary Clarifier 1000 |  |  |  | TT |  | Division
31102 | FCL-ACC-TT-0418 | Transmitter, Temperature, Outdoor, High Lift PS West | FCL-ACC-P-HL | High Lift Pumping Station HVAC Equipment |  |  |  | TT |  | Electrical Equipment
31099 | FCL-ACC-TT-0414 | Transmitter, Temperature, Outdoor, High Lift Switchgear Room Ventilation, Electrical Switchyard | FCL-ACC-P-HL | High Lift Pumping Station HVAC Equipment |  |  |  | TT |  | Electrical Equipment
31056 | FCL-ACC-TIT-0902 | Transmitter, Temperature, RMF Centrifuge Building, Ground Floor, Polymer Room | FCL-ACC-RMF | Residue Management HVAC Equipment |  |  |  | TIT |  | Electrical Equipment
11461 | FCL-ACC-TIT-0903 | Transmitter, Temperature, RMF Centrifuge Building, Ground Floor, Polymer Totes Area | FCL-ACC-RMF | Residue Management HVAC Equipment |  |  |  | TIT |  | Electrical Equipment
102649 | THR-PLT-BL-GRIT | Preliminary Treatment, Grit Bldg. Blowers | THR-S-E | SUSPENDED ENTITY |  |  |  |  | x | Equipment Location
102650 | THR-PLT-BL-VX(SUSP) | Preliminary Treatment, Head House Vortex Blowers | THR-PLT-HH | Preliminary Treatment, Head House |  |  | 36046 |  | x | Equipment Location
11460 | FCL-ACC-TIT-0901 | Transmitter, Temperature, RMF Centrifuge Building, Second Floor, Centrifuge Room | FCL-ACC-RMF | Residue Management HVAC Equipment |  |  |  | TIT |  | Electrical Equipment
31061 | FCL-ACC-TIT-0908 | Transmitter, Temperature, RMF Clarification Facility, Electrical Room | FCL-ACC-RMF | Residue Management HVAC Equipment |  |  |  | TIT |  | Electrical Equipment
31060 | FCL-ACC-TIT-0907 | Transmitter, Temperature, RMF Clarification Facility, Exit Corridor Central | FCL-ACC-RMF | Residue Management HVAC Equipment |  |  |  | TIT |  | Electrical Equipment
31058 | FCL-ACC-TIT-0905 | Transmitter, Temperature, RMF Clarification Facility, Operating Floor Exit Corridor North | FCL-ACC-RMF | Residue Management HVAC Equipment |  |  |  | TIT |  | Electrical Equipment
31057 | FCL-ACC-TIT-0904 | Transmitter, Temperature, RMF Clarification Facility, Stairs 2 | FCL-ACC-RMF | Residue Management HVAC Equipment |  |  |  | TIT |  | Electrical Equipment
137738 | THR-PLT-GRITS | Gate,Sluice,Preliminary Treatment, Grit Building | THR-PLT | Preliminary Treatment |  |  | 39917 |  | x | Equipment Location
31059 | FCL-ACC-TIT-0906 | Transmitter, Temperature, RMF Clarification Facility, Thickeners Hallway | FCL-ACC-RMF | Residue Management HVAC Equipment |  |  |  | TIT |  | Electrical Equipment
11520 | FCL-ACC-TT-0421 | Transmitter, Temperature, Supply Air to Back of Control Room, High Lift Heating and Ventilation | FCL-ACC-AHU-0401 | Air Handling Unit, High Lift PS Control Room,Electrical Shop,Basement Office Air Supply,Control Room |  |  |  | TT |  | Electrical Equipment
31078 | FCL-ACC-TT-0231 | Transmitter, Temperature,D-0202, Flocculation/Sedimentation Dehumidification System | FCL-ACC-P-LL | Low Lift Pumping Station HVAC Equipment |  |  |  | TT |  | Electrical Equipment
143267 | WTR-365-FIT-0006B | Transmitter,Flow Indicating,Revenue, Reverse Flow, Venturi | WTR-365-CH-0006 | Chamber,Revenue Meter,Dufferin-Steeles (Magmeter) | Transmitter,Flow |  |  | FIT | http://www.toronto.ca/TWONTO#flow_transmitter | Instrumentation Equipment
110225 | WTR-365-PIT-0001 | Transmitter,Pressure Indicating | WTR-365-CH-0006 | Chamber,Revenue Meter,Dufferin-Steeles (Magmeter) | Transmitter,Pressure |  |  | PIT | http://www.toronto.ca/TWONTO#pressure_transmitter | Instrumentation Equipment
110226 | WTR-365-PIT-0601 | Transmitter,Pressure Indicating | WTR-365-CH-0006 | Chamber,Revenue Meter,Dufferin-Steeles (Magmeter) | Transmitter,Pressure |  |  | PIT | http://www.toronto.ca/TWONTO#pressure_transmitter | Instrumentation Equipment
8938 | COL-RBB-JRT-0001 | Transmittter, Power Recording | COL-RBB-MISC | Miscellaneous Equipment | Meter |  |  | JRT | http://www.toronto.ca/TWONTO#electrical_usage_meter | Instrumentation Equipment
28312 | COL-RBB-JRT-0001 | Transmittter, Power Recording | COL-RBB | Western Beaches Tunnel (Battery Park)-Storm | Meter |  |  | JRT | http://www.toronto.ca/TWONTO#electrical_usage_meter | Instrumentation Equipment
67277 | OTH-TRS | TRANSPORTATION SERVICES | OTH | DOS - OTHERS | [5 empty] | Process
19925 | FHA-TRW-SAMP | Treated Sampling | FHA-SAMP | Sampling Systems | [5 empty] | Sub-Process
15421 | FCL-TRW | Treated Water | FCL WORK AREA 1 | Process | [5 empty] | Process
110470 | WTR-PAH-TRW | Treated Water (Transmission) | WTR-PAH | Armour Heights Pumping Station | [5 empty] | Process
110497 | WTR-PBV-TRW | Treated Water (Transmission) | WTR-PBV | Bayview Pumping Station | [5 empty] | Process
110545 | WTR-PDS-TRW | Treated Water (Transmission) | WTR-PDSS | Dorset Pumping station (Chamber Replaced with Pod) | [5 empty] | Process
143560 | WTR-PDS-TRW | Treated Water (Transmission) | WTR-PDS | Dorset Pumping Station | [5 empty] | Process
110735 | WTR-PEG-TRW | Treated Water (Transmission) | WTR-PEG | Eglinton Pumping Station | [5 empty] | Process
111212 | WTR-PEL-TRW | Treated Water (Transmission) | WTR-PEL | Ellesmere Pumping Station | [5 empty] | Process
144600 | WTR-PHL-TRW | Treated Water (Transmission) | WTR-PHL | High Level Pumping Station | [5 empty] | Process
144724 | WTR-PJO-TRW | Treated Water (Transmission) | WTR-PJO | Wm. H. Johnston Pumping Station | [5 empty] | Process
145015 | WTR-PJS-TRW | Treated Water (Transmission) | WTR-PJS | John Street Pumping Station | [5 empty] | Process
112714 | WTR-PKL-TRW | Treated Water (Transmission) | WTR-PKL | Keele Pumping Station | [5 empty] | Process
145334 | WTR-PKN-TRW | Treated Water (Transmission) | WTR-PKN | Kennedy Pumping Station | [5 empty] | Process
145491 | WTR-PLW-TRW | Treated Water (Transmission) | WTR-PLW | Lawrence Pumping Station | [5 empty] | Process
113726 | WTR-PMI-TRW | Treated Water (Transmission) | WTR-PMI | Milliken Pumping Station | [5 empty] | Process
146049 | WTR-PPD-TRW | Treated Water (Transmission) | WTR-PPD | Parkdale Pumping Station | [5 empty] | Process
114207 | WTR-PRH-TRW | Treated Water (Transmission) | WTR-PRH | Rosehill Pumping Station | [5 empty] | Process
146359 | WTR-PRV-TRW | Treated Water (Transmission) | WTR-PRV | Richview Pumping Station | [5 empty] | Process
114554 | WTR-PSA-TRW | Treated Water (Transmission) | WTR-PSA | St. Albans Pumping Station | [5 empty] | Process
146685 | WTR-PSC-TRW | Treated Water (Transmission) | WTR-PSC | Scarborough Pumping Station | [5 empty] | Process
114891 | WTR-PTH-TRW | Treated Water (Transmission) | WTR-PTH | Thornhill Pumping Station | [5 empty] | Process
115010 | WTR-PWT-TRW | Treated Water (Transmission) | WTR-PWT | West Toronto Pumping Station | [5 empty] | Process
146973 | WTR-RBV-TRW | Treated Water (Transmission) | WTR-RBV | Bayview Reservoir | [5 empty] | Process
147072 | WTR-RDF-TRW | Treated Water (Transmission) | WTR-RDF | Dufferin Reservoir | [5 empty] | Process
115276 | WTR-REG-TRW | Treated Water (Transmission) | WTR-REG | Eglinton Reservoir | [5 empty] | Process
115295 | WTR-REL-TRW | Treated Water (Transmission) | WTR-REL | Ellesmere Reservoir | [5 empty] | Process
147196 | WTR-RKL-TRW | Treated Water (Transmission) | WTR-RKL | Keele Reservoir | [5 empty] | Process
147243 | WTR-RLL-TRW | Treated Water (Transmission) | WTR-RLL | Leslie Tank | [5 empty] | Process
147275 | WTR-RLW-TRW | Treated Water (Transmission) | WTR-RLW | Lawrence Reservoir | [5 empty] | Process
147289 | WTR-RMA-TRW | Treated Water (Transmission) | WTR-RMA | Markham Reservoir | [5 empty] | Process
115498 | WTR-RMI-TRW | Treated Water (Transmission) | WTR-RMI | Milliken Reservoir | [5 empty] | Process
115565 | WTR-RMT-TRW | Treated Water (Transmission) | WTR-RMT | Milliken Tank | [5 empty] | Process
147442 | WTR-RRG-TRW | Treated Water (Transmission) | WTR-RRG | Rouge Tank | [5 empty] | Process
147502 | WTR-RRH-TRW | Treated Water (Transmission) | WTR-RRH | Rosehill Reservoir | [5 empty] | Process
147612 | WTR-RRV-TRW | Treated Water (Transmission) | WTR-RRV | Richview Reservoir | [5 empty] | Process
147658 | WTR-RST-TRW | Treated Water (Transmission) | WTR-RST | St.Clair Reservoir | [5 empty] | Process
147685 | WTR-RWA-TRW | Treated Water (Transmission) | WTR-RWA | Warden Tank | [5 empty] | Process
115965 | WTR-RWL-TRW | Treated Water (Transmission) | WTR-RWL | Whitlam Tank | [5 empty] | Process
19866 | FHA-TRW-CLEARWELL | Treated Water Clearwell | FHA-TRW | Treated Water System | [5 empty] | Sub-Process
15424 | FCL-TRW-3 | Treated Water Discharge Headers | FCL-TRW | Treated Water |  |  |  | TRW |  | Sub-Process
39012 | FHO TRW OUTPUT | Treated Water Output Sampling | FHO-SAMP | Sampling Systems | [5 empty] | Sub-Process
27336 | FHO-TRW-P-0101A-KQ | Treated Water Output Sampling | FHO TRW OUTPUT | Treated Water Output Sampling |  |  |  | P | x | Equipment Location
27338 | FHO-TRW-P-0101B-KQ | Treated Water Output Sampling | FHO TRW OUTPUT | Treated Water Output Sampling |  |  |  | P | x | Equipment Location
56322 | FIS-TRW OUTPUT | Treated Water Output Sampling | FIS-SAMP | Sampling Systems | [5 empty] | Sub-Process
41645 | FIS-TRW | Treated Water Production | FIS WORK AREA 1 | Process | [5 empty] | Process
15423 | FCL-TRW-2 | Treated Water Pumping | FCL-TRW | Treated Water |  |  |  | TRW |  | Sub-Process
19931 | FHA-TRW-TWP | Treated Water Pumping | FHA-TRW | Treated Water System | [5 empty] | Sub-Process
39013 | FHO TRW PUMPING | Treated Water Pumping | FHO-TRW | Treated Water System | [5 empty] | Sub-Process
56389 | FIS-TRW-PUMPING | Treated Water Pumping | FIS-TRW | Treated Water Production | [5 empty] | Sub-Process
15567 | FCL-TRW-SAMP | Treated Water Sampling | FCL-SAMP | Sampling Systems | [5 empty] | Sub-Process
15 | 16847 | Treated Water Suction Channel | FIS-TRW | Treated Water Production | [5 empty] | Sub-Process
104979 | THR-SUSPENDED ENTITY | Suspended Entities | THR-S-E | SUSPENDED ENTITY |  |  | 42879 |  | x | Work Area
139288 | THR-SUSPENDED ENTITY | Suspended Entities | THR | Humber Treatment Plant |  |  | 42879 |  | x | Work Area
38253 | FHA-TRW | Treated Water System | FHA WORK AREA 1 | Process | [5 empty] | Process
27212 | FHO-TRW | Treated Water System | FHO WORK AREA 1 | Process | [5 empty] | Process
40382 | FHO-CLC | Trim Chlorination System | FHO-DIS | Disinfection | [5 empty] | Sub-Process
29115 | FIS-CLC | Trim Chlorination System | FIS-DIS | Disinfection | [5 empty] | Sub-Process
141256 | TRK-AGL | TRK (ALTERNATE GL) | DOS-AGL | DOS ALTERNATE GL | [5 empty] | Work Area
141260 | TRK-DIS | TRK Disinfection | TRK | DOS - TRUNK SEWER SYSTEM | [5 empty] | Process
118642 | TAB-SLO-STRC-TLF | Truck Loading Facility - Drains, Electrical Service(110/220V), Lighting, Plumbing | TAB-SLO-STRC | Sludge Loading & Odour Control - Facilities | [5 empty] | Equipment Location
27352 | FHO-TRW-P-1000-KQ | TRW Pump Unit 10 | FHO TRW PUMPING | Treated Water Pumping |  |  |  | P | x | Equipment Location
52251 | FHO-TRW-P-1100-KQ | TRW Pump Unit 11 | FHO TRW PUMPING | Treated Water Pumping |  |  |  | P | x | Equipment Location
27355 | FHO-TRW-P-1200-KQ | TRW Pump Unit 12 | FHO TRW PUMPING | Treated Water Pumping |  |  |  | P | x | Equipment Location
52238 | FHO-TRW-P-0300-KQ | TRW Pump Unit 3 | FHO TRW PUMPING | Treated Water Pumping |  |  |  | P | x | Equipment Location
52256 | FHO-TRW-P-3000-KQ | TRW Pump Unit 30 | FHO TRW PUMPING | Treated Water Pumping |  |  |  | P | x | Equipment Location
52241 | FHO-TRW-P-0400-KQ | TRW Pump Unit 4 | FHO TRW PUMPING | Treated Water Pumping |  |  |  | P | x | Equipment Location
52243 | FHO-TRW-P-0500-KQ | TRW Pump Unit 5 | FHO TRW PUMPING | Treated Water Pumping |  |  |  | P | x | Equipment Location
52248 | FHO-TRW-P-0800-KQ | TRW Pump Unit 8 | FHO TRW PUMPING | Treated Water Pumping |  |  |  | P | x | Equipment Location
139934 | THR-WAS-P-SUSP | Final Tank, Waste Activated Sludge Pumping-South | THR-FT-WAS-P | Final Tank, Waste Activated Sludge Pumping |  |  | 38651 |  | x | Equipment Location
27350 | FHO-TRW-P-0900-KQ | TRW Pump Unit 9 | FHO TRW PUMPING | Treated Water Pumping |  |  |  | P | x | Equipment Location
10975 | FCL-ACC-FN-TUN | Tunnel Dehumidification Tunnel Recir. Sys. | FCL-ACC | Climate Control (HVAC) | [5 empty] | Equipment Location
92576 | THC-THK-ELS | TWAS Elecftrical equipment Sludge Thickening | THC-THK-TWAS | Waste Activated Sludge Thickening | [5 empty] | Sub-Process
129566 | THC-THK-ELS | TWAS Elecftrical equipment Sludge Thickening | THCLIQMNT | THC Liquids Maintenance | [5 empty] | Sub-Process
139474 | THR-THK-P-TWAS | TWAS Transfer Pumps & Holding Tanks | THR-THK | Sludge Thickening | [5 empty] | Equipment Location
13602 | FCL-GRK-4 | Underground Chambers | FCL-GRK | Buildings and Grounds |  |  |  | GRK | http://www.toronto.ca/TWONTO#defined_collection_of_assets | Sub-Process
44285 | FHO-ELS-UPS-0001-KQ | Uninterruptible Power Supply Location | FHO-ELS-PS-0003 | Emergency Power, Diesel & UPS | Uninterruptible Power Supply |  |  | UPS |  | Equipment Location
141247 | TNT-WA9-UNION | Union Business, WA9, TNT | TNT-GRK-PRTY-1000 | Building Services | [5 empty] | Building Service
73757 | TAB-HTR-UV | Unit Heaters | TAB-ACC-HTR | Heaters- Convection, | [5 empty] | Equipment Location
58921 | TAB-ACC-HTR-SEAWALL | Unit Heaters ( New Project Sea Wall Sub-station) | TAB-ACC-HTR | Heaters- Convection, | [5 empty] | Equipment Location
72918 | TAB-ACC-HTR-AER | Unit Heaters- Aeration Gallery | TAB-ACC-HTR | Heaters- Convection, | [5 empty] | Equipment Location
58909 | TAB-ACC-HTR-AUX | Unit Heaters- Aux. Bldg | TAB-ACC-HTR | Heaters- Convection, | [5 empty] | Equipment Location
58910 | TAB-ACC-HTR-BL | Unit Heaters- Blower Bldg | TAB-ACC-HTR | Heaters- Convection, | [5 empty] | Equipment Location
58911 | TAB-ACC-HTR-CHL | Unit Heaters- Chlorination Bldg | TAB-ACC-HTR | Heaters- Convection, | [5 empty] | Equipment Location
58912 | TAB-ACC-HTR-DBLDG | Unit Heaters- D Bldg | TAB-ACC-HTR | Heaters- Convection, | [5 empty] | Equipment Location
58913 | TAB-ACC-HTR-DEW | Unit Heaters- Dewatering Bldg | TAB-ACC-HTR | Heaters- Convection, | [5 empty] | Equipment Location
58559 | TAB-ACC-HTR-01-04 | Unit Heaters- Digester 01-04 | TAB-ACC-HTR | Heaters- Convection, |  |  |  | HTR | http://www.toronto.ca/TWONTO#defined_collection_of_assets | Equipment Location
72558 | TAB-ACC-HTR-05-08 | Unit Heaters- Digester 05-08 | TAB-ACC-HTR | Heaters- Convection, |  |  |  | HTR | http://www.toronto.ca/TWONTO#defined_collection_of_assets | Equipment Location
58688 | TAB-ACC-HTR-19-22 | Unit Heaters- Digester 19-22 | TAB-ACC-HTR | Heaters- Convection, |  |  |  | HTR | http://www.toronto.ca/TWONTO#defined_collection_of_assets | Equipment Location
58914 | TAB-ACC-HTR-ELS | Unit Heaters- Electrical/Sub station Bldg | TAB-ACC-HTR | Heaters- Convection, | [5 empty] | Equipment Location
58922 | TAB-ACC-HTR-THK | Unit Heaters- Floatation Bldg | TAB-ACC-HTR | Heaters- Convection, | [5 empty] | Equipment Location
72919 | TAB-ACC-HTR-GAS | Unit Heaters- Gas Control Bldg | TAB-ACC-HTR | Heaters- Convection, | [5 empty] | Equipment Location
72920 | TAB-ACC-HTR-HRS | Unit Heaters- Heat recovery Bldg | TAB-ACC-HTR | Heaters- Convection, | [5 empty] | Equipment Location
58915 | TAB-ACC-HTR-INC | Unit Heaters- Incenerator Bldg | TAB-ACC-HTR | Heaters- Convection, | [5 empty] | Equipment Location
72917 | TAB-ACC-HTR-ADM | Unit Heaters- Old Administration Bldg | TAB-ACC-HTR | Heaters- Convection, | [5 empty] | Equipment Location
58918 | TAB-ACC-HTR-PBLDG | Unit Heaters- P Bldg | TAB-ACC-HTR | Heaters- Convection, | [5 empty] | Equipment Location
58919 | TAB-ACC-HTR-POL | Unit Heaters- Polymer,Filter & Equlisation tank Bldg | TAB-ACC-HTR | Heaters- Convection, | [5 empty] | Equipment Location
58920 | TAB-ACC-HTR-PRS1 | Unit Heaters- PRS Room, Tunnel | TAB-ACC-HTR | Heaters- Convection, | [5 empty] | Equipment Location
72921 | TAB-ACC-HTR-PRS | Unit Heaters- PRS Room, Tunnels and Ferric gallery | TAB-ACC-HTR | Heaters- Convection, | [5 empty] | Equipment Location
72922 | TAB-ACC-HTR-PWPS | Unit Heaters- PWPS | TAB-ACC-HTR | Heaters- Convection, | [5 empty] | Equipment Location
72923 | TAB-ACC-HTR-SLO | Unit Heaters- Silo Bldg | TAB-ACC-HTR | Heaters- Convection, | [5 empty] | Equipment Location
72924 | TAB-ACC-HTR-TLB | Unit Heaters- Truck Loading Bay | TAB-ACC-HTR | Heaters- Convection, | [5 empty] | Equipment Location
72925 | TAB-ACC-HTR-WGB | Unit Heaters- Waste Gas Burner Station | TAB-ACC-HTR | Heaters- Convection, | [5 empty] | Equipment Location
72926 | TAB-ACC-HTR-ZBLDG | Unit Heaters- Z Bldg | TAB-ACC-HTR | Heaters- Convection, | [5 empty] | Equipment Location
58916 | TAB-ACC-HTR-IPS | Unit Heaters-IPS Bldg | TAB-ACC-HTR | Heaters- Convection, | [5 empty] | Equipment Location
64739 | TAB-AER-PRJ-0005 | Upgrades, Aeration Tanks | TAB-AER-STRC | Building Services, Safety, Drains & Plumbing - Air Emission Houses |  |  |  | PRJ | http://www.toronto.ca/TWONTO#project | Mechanical Equipment
64740 | TAB-AER-PRJ-0005 | Upgrades, Aeration Tanks | TAB-AER-TANKS | Aeration Tanks |  |  |  | PRJ | http://www.toronto.ca/TWONTO#project | Mechanical Equipment
82997 | TAB-AER-PRJ-0005 | Upgrades, Aeration Tanks | TAB-AER | Aeration Gallery |  |  |  | PRJ | http://www.toronto.ca/TWONTO#project | Mechanical Equipment
27723 | FHO-TRW-VP | Vacuum Priming | FHO-TRW | Treated Water System | [5 empty] | Sub-Process
52543 | FHO-TRW-VP | Vacuum Priming | FHO-MCS | Mechanical Services | [5 empty] | Sub-Process
45517 | FHO-MCS-P-0201-KQ | Vacuum Priming Pump 2 | FHO-TRW-VP | Vacuum Priming |  |  |  | P | x | Equipment Location
25627 | FHO-MCS-P-0301-KQ | Vacuum Priming Pump 3 | FHO-TRW-VP | Vacuum Priming |  |  |  | P | x | Equipment Location
112956 | TAB-PLT-VAC-TRK | Vacuum Truck Unloading Bay | TAB-PLT-D | D Building - Preliminary Treatment | [5 empty] | Mechanical Equipment
4245 | COL-PHA-V-0001 | Valve | COL-PHA-MISC | Miscellaneous Equipment |  |  |  | V |  | Mechanical Equipment
14267 | COL-PHA-V-0002 | Valve | COL-PHA-MISC | Miscellaneous Equipment |  |  |  | V |  | Mechanical Equipment
4246 | COL-PHA-V-0003 | Valve | COL-PHA-MISC | Miscellaneous Equipment |  |  |  | V |  | Mechanical Equipment
4247 | COL-PHA-V-0004 | Valve | COL-PHA-MISC | Miscellaneous Equipment |  |  |  | V |  | Mechanical Equipment
14268 | COL-PHA-V-0005 | Valve | COL-PHA-MISC | Miscellaneous Equipment |  |  |  | V |  | Mechanical Equipment
4248 | COL-PHA-V-0006 | Valve | COL-PHA-MISC | Miscellaneous Equipment |  |  |  | V |  | Mechanical Equipment
106673 | TNT-DIG-BL-5100 | Digester Gas header-Boiler BO-5100 | TNT-DIG-GAS | Digester Gas header |  |  |  | BL | http://www.toronto.ca/TWONTO#collection_of_assets | Equipment Location
106674 | TNT-DIG-BL-5200 | Digester Gas header- Boiler B0-5200 | TNT-DIG-GAS | Digester Gas header |  |  |  | BL | http://www.toronto.ca/TWONTO#collection_of_assets | Equipment Location
14269 | COL-PHA-V-0007 | Valve | COL-PHA-MISC | Miscellaneous Equipment |  |  |  | V |  | Mechanical Equipment
14270 | COL-PHA-V-0008 | Valve | COL-PHA-MISC | Miscellaneous Equipment |  |  |  | V |  | Mechanical Equipment
4249 | COL-PHA-V-0009 | Valve | COL-PHA-MISC | Miscellaneous Equipment |  |  |  | V |  | Mechanical Equipment
14271 | COL-PHA-V-0010 | Valve | COL-PHA-MISC | Miscellaneous Equipment |  |  |  | V |  | Mechanical Equipment
14272 | COL-PHA-V-0011 | Valve | COL-PHA-MISC | Miscellaneous Equipment |  |  |  | V |  | Mechanical Equipment
14273 | COL-PHA-V-0012 | Valve | COL-PHA-MISC | Miscellaneous Equipment |  |  |  | V |  | Mechanical Equipment
14274 | COL-PHA-V-0101 | Valve | COL-PHA-P-0100 | Pump |  |  |  | V |  | Mechanical Equipment
14275 | COL-PHA-V-0102 | Valve | COL-PHA-P-0100 | Pump |  |  |  | V |  | Mechanical Equipment
107001 | TNT-ELS-LTG | Emergency lighting/Exit lighting | TNT-ELS | Instrument / Electrical |  |  | 41265 |  | x | Obsolete Entity
140840 | TNT-ELS-LTG | Emergency lighting/Exit lighting | TAB-SUSPENDED ENTITY | Suspended entities |  |  | 41265 |  | x | Obsolete Entity
14276 | COL-PHA-V-0103 | Valve | COL-PHA-P-0100 | Pump |  |  |  | V |  | Mechanical Equipment
4250 | COL-PHA-V-0201 | Valve | COL-PHA-P-0200 | Pump |  |  |  | V |  | Mechanical Equipment
4251 | COL-PHA-V-0202 | Valve | COL-PHA-P-0200 | Pump |  |  |  | V |  | Mechanical Equipment
4252 | COL-PHA-V-0203 | Valve | COL-PHA-P-0200 | Pump |  |  |  | V |  | Mechanical Equipment
4253 | COL-PHA-V-0301 | Valve | COL-PHA-P-0300 | Pump |  |  |  | V |  | Mechanical Equipment
14277 | COL-PHA-V-0302 | Valve | COL-PHA-P-0300 | Pump |  |  |  | V |  | Mechanical Equipment
4254 | COL-PHA-V-0303 | Valve | COL-PHA-P-0300 | Pump |  |  |  | V |  | Mechanical Equipment
98354 | TAB-DIG-V-T01-04 | Valve Location, Primary & Digester Sludge Header Line, Digester Tank 01-04 | TAB-DIG-T-01-04 | Digester Tanks 1-4 | [5 empty] | Equipment Location
98355 | TAB-DIG-V-T05-08 | Valve Location, Primary & Digester Sludge Header Line, Digester Tank 05-08 | TAB-DIG-T-05-08 | Digester Tanks 5-8 | [5 empty] | Equipment Location
98356 | TAB-DIG-V-T13-16 | Valve Location, Primary & Digester Sludge Header Line, Digester Tank 13-16 | TAB-DIG-T-13-16 | Digester Tanks 13-16 | [5 empty] | Equipment Location
70822 | TAB-DIG-V-T19-22 | Valve Location, Primary & Digester Sludge Header Line, Digester Tank 19-22 | TAB-DIG-T-19-22 | Digester Tanks 19-22 | [5 empty] | Equipment Location
15973 | FCL-WWW-V-3033 | Valve Plug, Isolation Sludge Transfer from Sludge Sump to Thickener No.1, RMF Clarification Facility | FCL-WWW-T-5010 | Thickener, North, RMF Clarification Facility |  |  |  | V |  | Mechanical Equipment
15977 | FCL-WWW-V-3053 | Valve Plug, Isolation Sludge Transfer from Sludge Sump to Thickener No.2, RMF Clarification Facility | FCL-WWW-T-5020 | Thickener, South, RMF Clarification Facility |  |  |  | V |  | Mechanical Equipment
31467 | FCL-BW-V-0029 | Valve, Air Release, Backwash Supply Pipe | FCL-BW | Backwash System |  |  |  | V |  | Mechanical Equipment
31469 | FCL-BW-V-0031 | Valve, Air Release, Backwash Supply Pipe | FCL-BW | Backwash System |  |  |  | V |  | Mechanical Equipment
31470 | FCL-BW-V-0033 | Valve, Air Release, Backwash Supply Pipe | FCL-BW | Backwash System |  |  |  | V |  | Mechanical Equipment
35115 | FCL-TRW-V-0035 | Valve, Air Release, District 1E Header, Treated Water Pumping Station,FCL-TRW-P-0300 | FCL-TRW-P-0300 | Pump, Treated Water |  |  |  | V |  | Mechanical Equipment
35111 | FCL-TRW-V-0034 | Valve, Air Release, District 1W Header, Treated Water Pumping Station,FCL-TRW-P-0200 | FCL-TRW-P-0200 | Pump, Treated Water |  |  |  | V |  | Mechanical Equipment
35117 | FCL-TRW-V-0036 | Valve, Air Release, District 2W Header, High Lift PS Basement , TRW-P-0500,0700,0900 | FCL-TRW-P-0500 | Pump, Treated Water |  |  |  | V |  | Mechanical Equipment
107410 | TNT-SES-FEQ | Fire Extinguishers | TNT WORK AREA 9 | North Toronto Treatment Plant |  |  | 41264 |  | x | Obsolete Entity
141108 | TNT-SES-FEQ | Fire Extinguishers | TAB-SUSPENDED ENTITY | Suspended entities |  |  | 41264 |  | x | Obsolete Entity
140834 | TNT-SES-RING | Lifebuoy Ring | TNT-MCS | Miscellaneous, including Storm Water Tanks | PPE | Peripheral |  |  | http://www.toronto.ca/TWONTO#life_ring
140851 | TNT-SES-SQ-2000 | NTTP Fire Safety Plan & Electronic Plant key | TNT-MCS | Miscellaneous, including Storm Water Tanks |  | Peripheral |  | SQ | emergency_kit
33880 | FCL-PAC-V-0014 | Valve, Backflow Preventer, Water Potable Feed, Dry Chemical Building Basement | FCL-PAC | Taste and Odour Control (PAC) |  |  |  | V |  | Mechanical Equipment
32034 | FCL-DCL-V-0412 | Valve, Ball, Actuated, Water to RMF Eductor INJ-0420, RMF Dechlorination | FCL-DCL-INJ-0420 | Eductor, RMF Dechlorination, RMF Facility |  |  |  | V |  | Mechanical Equipment
31374 | FCL-AM-V-0119 | Valve, Ball, Ammonia Tank 0101 to Drain, Aqua Ammonia System, Ammonia Room | FCL-AM-T-0101 | Tank, Storage, Pressurised, Aqua Ammonia Storage Room, Dry Chemical Building |  |  |  | V |  | Mechanical Equipment
107567 | TNT-WA9-AR-0001 | Alternate Rate | TNT-GRK | Groundskeeping, Building services, Safety Equipment |  |  |  | AR | activity | Mechanical Equipment
140911 | TNT-WA9-SPARES | Spares for Equipments,pumps etc., | TNT-GRK-PRTY-1000 | Building Services | Pump | Storage |  |  | http://www.toronto.ca/TWONTO#collection_of_assets
11801 | FCL-AM-V-0118 | Valve, Ball, Ammonia Tank 0101 to Vent, Aqua Ammonia System, Ammonia Room | FCL-AM-T-0101 | Tank, Storage, Pressurised, Aqua Ammonia Storage Room, Dry Chemical Building |  |  |  | V |  | Mechanical Equipment
11813 | FCL-AM-V-0219 | Valve, Ball, Ammonia Tank 0201 to Drain, Aqua Ammonia System, Ammonia Room | FCL-AM-T-0201 | Tank, Storage, Pressurised, Aqua Ammonia Storage Room, Dry Chemical Building |  |  |  | V |  | Mechanical Equipment
31385 | FCL-AM-V-0218 | Valve, Ball, Ammonia Tank 0201 to Vent, Aqua Ammonia System, Ammonia Room | FCL-AM-T-0201 | Tank, Storage, Pressurised, Aqua Ammonia Storage Room, Dry Chemical Building |  |  |  | V |  | Mechanical Equipment
33190 | FCL-ELS-V-0102 | Valve, Ball, Discharge, Pump ELS-P-0100, Emergency Power Generator Monitoring | FCL-ELS-P-0100 | Pump, Gear, Fuel Oil Transfer Pump, Low Lift Building, Screen Room |  |  |  | V |  | Mechanical Equipment
33198 | FCL-ELS-V-0202 | Valve, Ball, Discharge, Pump ELS-P-0200, Emergency Power Generator Monitoring | FCL-ELS-P-0200 | Pump, Gear, Fuel Oil Transfer Pump, Low Lift Building, Screen Room |  |  |  | V |  | Mechanical Equipment
12324 | FCL-DCL-V-0045 | Valve, Ball, Drain, Before SO2 Sampling Pumps 0002A&0002B, Ground Level, Dewatering Pumps Area | FCL-DCL-P-0002A | Pump, Centrifugal, Sampling After SO2, Decant Liquor, Sampling Pumps |  |  |  | V |  | Mechanical Equipment
13522 | FCL-FLT-V-1014 | Valve, Ball, Inlet, AIT 1001, Filter 1001 | FCL-FLT-AIT-0101 | Analyzer, Turbidity, Filter #01, Filter Building, Filter Pipe Gallery |  |  |  | V |  | Mechanical Equipment
13520 | FCL-FLT-V-1012 | Valve, Ball, Inlet, PDIT 1001, Filter 1001 | FCL-FLT-PDIT-0101 | Transmitter, Pressure (Differential), Loss of Head for Filter 0101, Filter No.0101 |  |  |  | V |  | Mechanical Equipment
13519 | FCL-FLT-V-1010 | Valve, Ball, Inlet, WPS to Filter 1001, Filter 1001 | FCL-FLT-F-0101 | Filter, Carbon Activated, Filter Building, Filter Gallery West |  |  |  | V |  | Mechanical Equipment
31781 | FCL-CLB-V-0005C | Valve, Ball, Isolating, Flushing Water to After Post Analysers, Lab, Admin. Building | FCL-CLB-P-0001A | Pump, Centrifugal, After Post, Sampling Pumps, Dewatering Pumps Area Second Level |  |  |  | V |  | Mechanical Equipment
11875 | FCL-BW-V-0028 | Valve, Ball, Isolation, Air Release, Backwash Supply Pipe | FCL-BW | Backwash System |  |  |  | V |  | Mechanical Equipment
31468 | FCL-BW-V-0030 | Valve, Ball, Isolation, Air Release, Backwash Supply Pipe | FCL-BW | Backwash System |  |  |  | V |  | Mechanical Equipment
11876 | FCL-BW-V-0032 | Valve, Ball, Isolation, Air Release, Backwash Supply Pipe | FCL-BW | Backwash System |  |  |  | V |  | Mechanical Equipment
31364 | FCL-AM-V-0050 | Valve, Ball, Isolation, Ammonia Feed Pump to Clearwell, Gaseous Building,( Pump 0101 & 0201 discharge Header) | FCL-AM | Ammoniation |  |  |  | V |  | Mechanical Equipment
15642 | FCL-TRW-V-0048A | Valve, Ball, Isolation, Compressor C-0001, Surge Building | FCL-TRW-C-0001 | Compressor, Stationary, Surge Tank Building |  |  |  | V |  | Mechanical Equipment
35126 | FCL-TRW-V-0049A | Valve, Ball, Isolation, Compressor C-0002, Surge Building | FCL-TRW-C-0002 | Compressor, Stationary, Surge Tank Building |  |  |  | V |  | Mechanical Equipment
15823 | FCL-TRW-V-0818C | Valve, Ball, Isolation, Inlet, FSL-0001, Treated Water Sampling System | FCL-TRW-FSL-0001 | Switch, Flow, Low, Thermal, Sample from District 2 to Analysers AIT-0001&0001B, Admin Building Lab |  |  |  | V |  | Mechanical Equipment
35188 | FCL-TRW-V-0818E | Valve, Ball, Isolation, Inlet, FSL-0002, Treated Water Sampling System | FCL-TRW-FSL-0002 | Switch, Flow, Low, Sample from District 2 to Analyser AIT-0002, High Lift District 2 Venturi Room |  |  |  | V |  | Mechanical Equipment
15822 | FCL-TRW-V-0818A | Valve, Ball, Isolation, Inlet, FSL-0003, Treated Water Sampling System | FCL-TRW-FSL-0003 | Switch, Flow, Low, Sample from District 2 to Analyser AIT-0003, High Lift District 2 Venturi Room |  |  |  | V |  | Mechanical Equipment
97710 | THR-DIG-V-0101 | Valve, Ball, Isolation, New Oil Fill Line (Exterior), Tank 0110, Lube Oil System, Gas Comp Bldg | THR-DIG-P-0101 | Pump, Positive Displacement, Transfer, New Oil, Lube Oil System, Gas Compressor Building |  |  |  | V |  | Mechanical Equipment
31973 | FCL-DCL-V-0046 | Valve, Ball, Isolation, Pressure Gauge PI-0004, High Lift PS Basement | FCL-DCL-PI-0004 | Indicator, Pressure, SO2 Solution to Treated Water Conduit, High Lift PS Basement |  |  |  | V |  | Mechanical Equipment
32035 | FCL-DCL-V-0413 | Valve, Ball, Isolation, Service Water to INJ-0420, RMF Clarification | FCL-DCL-INJ-0420 | Eductor, RMF Dechlorination, RMF Facility |  |  |  | V |  | Mechanical Equipment
32040 | FCL-DCL-V-0513 | Valve, Ball, Isolation, Service Water to INJ-0520, RMF Clarification | FCL-DCL-INJ-0520 | Eductor, RMF Dechlorination, RMF Facility |  |  |  | V |  | Mechanical Equipment
15796 | FCL-TRW-V-0138 | Valve, Ball, Isolation, Service Water to Lab Area | FCL-TRW | Treated Water |  |  |  | V |  | Mechanical Equipment
35166 | FCL-TRW-V-0139 | Valve, Ball, Isolation, Service Water to Lab Area | FCL-TRW | Treated Water |  |  |  | V |  | Mechanical Equipment
15725 | FCL-TRW-V-0101D | Valve, Ball, Isolation, TW Sample to AIT-0004A, Sampling Room, Under Operator's Lab | FCL-TRW-AIT-0004A | Analyser, Chlorine, Reservoir Output Control, Lab Lower Level |  |  |  | V |  | Mechanical Equipment
141270 | TW SECURITY | TW Security | YTF-SPC1 | Process Control Systems - Administrative |  |  |  |  | http://www.toronto.ca/TWONTO#collection_of_assets | Computer Equipment
15824 | FCL-TRW-V-0818D | Valve, Ball, Isolation,Treated Waster Sample to AIT-0001, 0002, 0003 & 0004 | FCL-TRW-AIT-0001 | Analyzer, Chlorine, TRW Total Residual, District 2 Venturi Room, TRW Pumping Station |  |  |  | V |  | Mechanical Equipment
32036 | FCL-DCL-V-0414 | Valve, Ball, Outlet, INJ-0420, RMF Clarification | FCL-DCL-INJ-0420 | Eductor, RMF Dechlorination, RMF Facility |  |  |  | V |  | Mechanical Equipment
32041 | FCL-DCL-V-0514 | Valve, Ball, Outlet, INJ-0520, RMF Clarification | FCL-DCL-INJ-0520 | Eductor, RMF Dechlorination, RMF Facility |  |  |  | V |  | Mechanical Equipment
13521 | FCL-FLT-V-1013 | Valve, Ball, Outlet, PDIT 1001, Filter 1001 | FCL-FLT-PDIT-0101 | Transmitter, Pressure (Differential), Loss of Head for Filter 0101, Filter No.0101 |  |  |  | V |  | Mechanical Equipment
13761 | FCL-PAC-V-0211 | Valve, Ball, PAC Storage Tank #2 Overflow, Dry Chemical Building PAC Tanks | FCL-PAC-T-0201 | Tank, Storage, Powder Activated Carbon, Dry Chemical Building PAC Tanks |  |  |  | V |  | Mechanical Equipment
13767 | FCL-PAC-V-0311 | Valve, Ball, PAC Storage Tank #3 Overflow, Dry Chemical Building, PAC Tanks | FCL-PAC-T-0301 | Tank, Storage, Powder Activated Carbon, ry Chemical Building PAC Tanks |  |  |  | V |  | Mechanical Equipment
12446 | FCL-DEW-V-0009 | Valve, Ball, Suction Header, Raw Water Process Dewatering Pump DEW-P-0101A/B, Low Lift Basement | FCL-DEW-P-0101A | Pump, Dry Pit Submersible, Raw Water Process Dewatering, Raw Water Dewatering Pit |  |  |  | V |  | Mechanical Equipment
33674 | FCL-FLT-V-1007 | Valve, Butterfly, Actuated, Drain, Effluent Line, Filter 1001 | FCL-FLT-F-0101 | Filter, Carbon Activated, Filter Building, Filter Gallery West |  |  |  | V |  | Mechanical Equipment
107736 | WIRELESS | Wireless | YTF-SPC1 | Process Control Systems - Administrative |  |  |  |  | http://www.toronto.ca/TWONTO#collection_of_assets | Computer Equipment
141402 | WMP COMMUNICATION | WMP Communication | YTF-SPC1 | Process Control Systems - Administrative |  |  |  |  | http://www.toronto.ca/TWONTO#collection_of_assets | Computer Equipment
15718 | FCL-TRW-V-0082 | Valve, Butterfly, Service Water Alternate Supply From District 1, Gaseous Building Machine Room,FCL-TRW-BFP-0011 | FCL-MCS-3 | Service Water and Backflow Prevention |  |  |  | V |  | Mechanical Equipment
35144 | FCL-TRW-V-0090 | Valve, Butterfly,Isolation,Service Water Sedimentation/Flocculation Tanks Ring Flocculation Tank No3 | FCL-FLO-T-0301 | Tank, Flocculation |  |  |  | V |  | Mechanical Equipment
15992 | FCL-WWW-V-5531 | Valve, Check, Discharge, Centrifuge Building Process Drain Pump P-5531, RMF Centrifuge Building | FCL-WWW-P-5531 | Pump Submersible Centrifuge Process Drain |  |  |  | V |  | Mechanical Equipment
15993 | FCL-WWW-V-5532 | Valve, Check, Discharge, Centrifuge Building Process Drain Pump P-5531, RMF Centrifuge Building | FCL-WWW-P-5531 | Pump Submersible Centrifuge Process Drain |  |  |  | V |  | Mechanical Equipment
15983 | FCL-WWW-V-5201 | Valve, Check, Discharge, Centrifuge Feed Pump P-5201, RMF Clarification Facility, Pump Room | FCL-WWW-P-5201 | Pump Centrifuge Feed, Standby |  |  |  | V |  | Mechanical Equipment
15985 | FCL-WWW-V-5301 | Valve, Check, Discharge, Centrifuge Feed Pump P-5301, RMF Clarification Facility, Pump Room | FCL-WWW-P-5301 | Pump Centrifuge Feed, South |  |  |  | V |  | Mechanical Equipment
15969 | FCL-WWW-V-3021 | Valve, Check, Discharge, Process Drain Pump P-3021, RMF Clarification Facility, Pump Room | FCL-WWW-P-3021 | Pump Submersible Drainage South, Process Drain Sump |  |  |  | V |  | Mechanical Equipment
15970 | FCL-WWW-V-3022 | Valve, Check, Discharge, Process Drain Pump P-3022, RMF Clarification Facility, Pump Room | FCL-WWW-P-3022 | Pump Submersible Drainage North, Process Drain Sump |  |  |  | V |  | Mechanical Equipment
15948 | FCL-WWW-V-0001 | Valve, Check, Discharge, Sanitary Sump Pump P-0001, RMF Clarification Facility, Pump Room | FCL-WWW-P-0001 | Pump Sanitary Clarification Building, South |  |  |  | V |  | Mechanical Equipment
35323 | FCL-WWW-V-0002 | Valve, Check, Discharge, Sanitary Sump Pump P-0002, RMF Clarification Facility, Pump Room | FCL-WWW-P-0002 | Pump Sanitary Clarification Building, North |  |  |  | V |  | Mechanical Equipment
15971 | FCL-WWW-V-3030 | Valve, Check, Discharge, Sludge Pump P-3030, RMF Clarification Facility,Sludge Sump Service Platform | FCL-WWW-P-3030 | Pump Submersible East, Pump Room |  |  |  | V |  | Mechanical Equipment
15974 | FCL-WWW-V-3040 | Valve, Check, Discharge, Sludge Pump P-3040, RMF Clarification Facility,Sludge Sump Service Platform | FCL-WWW-P-3040 | Pump Submersible Standby, Pump Room |  |  |  | V |  | Mechanical Equipment
15976 | FCL-WWW-V-3050 | Valve, Check, Discharge, Sludge Pump P-3050, RMF Clarification Facility,Sludge Sump Service Platform | FCL-WWW-P-3050 | Pump Submersible FCL, Pump Room |  |  |  | V |  | Mechanical Equipment
31972 | FCL-DCL-V-0043 | Valve, Check, Discharge, SO2 Sampling Pump 0001A, Ground Level, Dewatering Pumps Area | FCL-DCL-P-0001A | Pump, Centrifugal, Sampling Before SO2, Decant Liquor, Sampling Pumps |  |  |  | V |  | Mechanical Equipment
33678 | FCL-FLT-V-1015 | Valve, Check, Effluent Line Drain, Filter 1001 | FCL-FLT-F-0101 | Filter, Carbon Activated, Filter Building, Filter Gallery West |  |  |  | V |  | Mechanical Equipment
12375 | FCL-DCL-V-0420 | Valve, Check, Inlet, DCL-INJ-0420, RMF Clarification | FCL-DCL-INJ-0420 | Eductor, RMF Dechlorination, RMF Facility |  |  |  | V |  | Mechanical Equipment
32042 | FCL-DCL-V-0520 | Valve, Check, Inlet, DCL-INJ-0520, RMF Clarification | FCL-DCL-INJ-0520 | Eductor, RMF Dechlorination, RMF Facility |  |  |  | V |  | Mechanical Equipment
34322 | FCL-SED-V-0004 | Valve, Check, Settled Water Sampling Pumps P-0001A&B Discharge, Filter Building Drainage PS | FCL-WWW | Residue Management |  |  |  | V |  | Mechanical Equipment
108193 | WTR-041-G-0401 | Bulkhead | CH 041 04 | Chamber |  |  | 37092 | G | x | Mechanical Equipment
142329 | WTR-194-CH-0006A | Chamber,Revenue Meter,Keele-Steeles (Magmeter) | WTR-WEST-REV | Revenue Metering | Meter,Flow,Magmeter |  |  | CH | http://www.toronto.ca/TWONTO#equipment_or_access_chamber | Equipment Location
109142 | WTR-250-CH-0003C | Chamber,Revenue Meter,Bathurst-Steeles (Magmeter) | WTR-CENTRAL-REV | Revenue Metering | Chamber |  |  | CH | http://www.toronto.ca/TWONTO#equipment_or_access_chamber | Equipment Location
142527 | WTR-250-CH-0003C | Chamber,Revenue Meter,Bathurst-Steeles (Magmeter) | WTR-WEST-REV | Revenue Metering | Chamber |  |  | CH | http://www.toronto.ca/TWONTO#equipment_or_access_chamber | Equipment Location
142618 | WTR-269-CH-0005 | Chamber,Revenue Meter,Woodbine-Steelcase (Magmeter) | WTR-EAST-REV | Revenue Metering | Chamber |  |  | CH | http://www.toronto.ca/TWONTO#equipment_or_access_chamber | Equipment Location
109345 | WTR-282-CH-0003 | Chamber,Revenue Meter,Yonge-Elgin (Magmeter) | WTR-CENTRAL-REV | Revenue Metering | Chamber |  |  | CH | http://www.toronto.ca/TWONTO#equipment_or_access_chamber | Equipment Location
142698 | WTR-282-CH-0003 | Chamber,Revenue Meter,Yonge-Elgin (Magmeter) | WTR-EAST-REV | Revenue Metering | Chamber |  |  | CH | http://www.toronto.ca/TWONTO#equipment_or_access_chamber | Equipment Location
109557 | WTR-300-CH-0012 | Chamber,Revenue Meter,Islington-Steeles (Magmeter) | WTR-WEST-REV | Revenue Metering | Chamber |  |  | CH | http://www.toronto.ca/TWONTO#equipment_or_access_chamber | Equipment Location
142902 | WTR-307-CH-0016 | Chamber,Revenue Meter,Adesso-Steeles (Magmeter) | WTR-WEST-REV | Revenue Metering | Chamber |  |  | CH | http://www.toronto.ca/TWONTO#equipment_or_access_chamber | Equipment Location
142955 | WTR-316-CH-0006 | Chamber,Revenue Meter,McCowan-Steeles (Magmeter) | WTR-EAST-REV | Revenue Metering | Chamber |  |  | CH | http://www.toronto.ca/TWONTO#equipment_or_access_chamber | Equipment Location
142967 | WTR-317-CH-0004 | Chamber,Revenue Meter,Keele Reservoir, Valve House, North of the Station | WTR-WEST-REV | Revenue Metering | Chamber |  |  | CH | http://www.toronto.ca/TWONTO#equipment_or_access_chamber | Equipment Location
110105 | WTR-359-CH-0004 | Chamber,Revenue Meter,Willowdale-Highland (Magmeter) | WTR-CENTRAL-REV | Revenue Metering | Chamber |  |  | CH | http://www.toronto.ca/TWONTO#equipment_or_access_chamber | Equipment Location
143214 | WTR-359-CH-0004 | Chamber,Revenue Meter,Willowdale-Highland (Magmeter) | WTR-EAST-REV | Revenue Metering | Chamber |  |  | CH | http://www.toronto.ca/TWONTO#equipment_or_access_chamber | Equipment Location
143265 | WTR-365-CH-0006 | Chamber,Revenue Meter,Dufferin-Steeles (Magmeter) | WTR-WEST-REV | Revenue Metering | Chamber |  |  | CH | http://www.toronto.ca/TWONTO#equipment_or_access_chamber | Equipment Location
12449 | FCL-DEW-V-0015 | Valve, Check, Swing, Drain, Pre-Treatment Mud Valve, Sedimentation Tank Dewatering Pit | FCL-DEW-T-0201 | Tank, Treated Water Process Dewatering Pit |  |  |  | V |  | Mechanical Equipment
12447 | FCL-DEW-V-0010A | Valve, Check, Swing, Treated Water Suction Channel, Treated Water Process Dewatering Pit | FCL-DEW-T-0201 | Tank, Treated Water Process Dewatering Pit |  |  |  | V |  | Mechanical Equipment
12448 | FCL-DEW-V-0011A | Valve, Check, Swing, Treated Water Suction Channel, Treated Water Process Dewatering Pit | FCL-DEW-T-0201 | Tank, Treated Water Process Dewatering Pit |  |  |  | V |  | Mechanical Equipment
11561 | FCL-ACC-V-0407 | Valve, Control, HE-0407 Cooling Water Supply, High Lift Switchgear Room Ventilation, PS Corridor | FCL-ACC-HE-0407 | Heat Exchanger, Cooling Coil, FN-0409 Exhaust, High Lift Switchgear Room Ventilation, Elec.Equipment Rm |  |  |  | V |  | Mechanical Equipment
11562 | FCL-ACC-V-0408 | Valve, Control, HE-0408 Cooling Water Supply, High Lift Switchgear Room Ventilation, PS Corridor | FCL-ACC-HE-0408 | Heat Exchanger, Cooling Coil, FN-0410 Exhaust, High Lift Switchgear Room Ventilation, Elec.Equipment Rm |  |  |  | V |  | Mechanical Equipment
11563 | FCL-ACC-V-0501 | Valve, Control, HE-0501 Cooling Water Supply, Filter Building, East Dehumidification System | FCL-ACC-HE-0501 | Heat Exchanger, Cooling Coil, D-0501 ,Filter Building, East Dehumidification System |  |  |  | V |  | Mechanical Equipment
11564 | FCL-ACC-V-0601 | Valve, Control, HE-0601 Cooling Water Supply, Filter Building, West Dehumidification System | FCL-ACC-HE-0601 | Heat Exchanger, Cooling Coil, D-0601 ,Filter Building, East Dehumidification System |  |  |  | V |  | Mechanical Equipment
33583 | FCL-FLT-V-0118 | Valve, Gate, Bypass, Solenoid Valve V-0108, Filter 0101 | FCL-FLT-F-0101 | Filter, Carbon Activated, Filter Building, Filter Gallery West |  |  |  | V |  | Mechanical Equipment
12450 | FCL-DEW-V-0016 | Valve, Gate, Drain, Pre-Treatment Mud Valve, Sedimentation Tank Dewatering Pit | FCL-DEW | Dewatering |  |  |  | V |  | Mechanical Equipment
32116 | FCL-DEW-V-0010 | Valve, Gate, Drain, Treated Water Suction Channel, Treated Water Process Dewatering Pit | FCL-DEW-T-0201 | Tank, Treated Water Process Dewatering Pit |  |  |  | V |  | Mechanical Equipment
32117 | FCL-DEW-V-0011 | Valve, Gate, Drain, Treated Water Suction Channel, Treated Water Process Dewatering Pit | FCL-DEW-T-0201 | Tank, Treated Water Process Dewatering Pit |  |  |  | V |  | Mechanical Equipment
13436 | FCL-FLT-V-0119 | Valve, Gate, Drain, WPS to Filter 0101, Filter 0101 | FCL-FLT-F-0101 | Filter, Carbon Activated, Filter Building, Filter Gallery West |  |  |  | V |  | Mechanical Equipment
35127 | FCL-TRW-V-0051 | Valve, Gate, Inlet, Service Water Backflow Preventer 0111, Filter Gallery Basement,FCL-TRW-BFP-0006 | FCL-TRW-BFP-0006 | Backflow Preventer, Service Water to RMF Clarification Facility |  |  |  | V |  | Mechanical Equipment
15702 | FCL-TRW-V-0061 | Valve, Gate, Inlet, Service Water Backflow Preventer 0113, Filter Gallery Basement,FCL-TRW-BFP-0006 | FCL-TRW-BFP-0007 | Backflow Preventer, Service Water to RMF Clarification Facility |  |  |  | V |  | Mechanical Equipment
15700 | FCL-TRW-V-0058 | Valve, Gate, Inlet, Service Water Backflow Preventer BFP-0003, High Lift PS Basement | FCL-TRW-BFP-0003 | Backflow Preventer, District 2W Header Service Water Distribution,High Lift PS Bsmnt.N/Wall West End |  |  |  | V |  | Mechanical Equipment
15619 | FCL-TRW-V-0022A | Valve, Gate, Inlet, STR-0008, TW Sample to Analyser AIT-0003, Venturi Room 2, High Lift PS Basement | FCL-TRW-AIT-0003 | Analyzer, Fluoride, TRW Output, District 2 Venturi Room, TRW Pumping Station |  |  |  | V |  | Mechanical Equipment
15617 | FCL-TRW-V-0021A | Valve, Gate, Inlet, Treated Water Sample to Analyser AIT-0002, Low Lift PS basement | FCL-TRW-AIT-0002 | Analyzer, Turbidity, TRW Output, District 2 Venturi Room, TRW Pumping Station |  |  |  | V |  | Mechanical Equipment
35103 | FCL-TRW-V-0025A | Valve, Gate, Inlet, TW Sample to Analyser AIT-0004, Venturi Room 2, Low Lift PS Basement | FCL-TRW-AIT-0003 | Analyzer, Fluoride, TRW Output, District 2 Venturi Room, TRW Pumping Station |  |  |  | V |  | Mechanical Equipment
15708 | FCL-TRW-V-0075A | Valve, Gate, Interconnecting, Surge Tanks T-0001&0002, Surge Tanks Building | FCL-TRW-T-0001 | Vessel, Pressure, Surge, Surge Tank Building |  |  |  | V |  | Mechanical Equipment
15712 | FCL-TRW-V-0077A | Valve, Gate, Interconnecting, Surge Tanks T-0001&0002, Surge Tanks Building | FCL-TRW-T-0001 | Vessel, Pressure, Surge, Surge Tank Building |  |  |  | V |  | Mechanical Equipment
35116 | FCL-TRW-V-0035B | Valve, Gate, Isolation, District 1E Header Air Release Valve, High Lift PS Basement | FCL-TRW-V-0035 | Valve, Air Release, District 1E Header, Treated Water Pumping Station,FCL-TRW-P-0300 |  |  |  | V |  | Mechanical Equipment
35114 | FCL-TRW-V-0034B | Valve, Gate, Isolation, District 1W Header Air Release Valve, High Lift PS Basement | FCL-TRW-V-0034 | Valve, Air Release, District 1W Header, Treated Water Pumping Station,FCL-TRW-P-0200 |  |  |  | V |  | Mechanical Equipment
15629 | FCL-TRW-V-0031A | Valve, Gate, Isolation, Inlet, AIT-0001, Treated Water Sampling System | FCL-TRW-AIT-0001 | Analyzer, Chlorine, TRW Total Residual, District 2 Venturi Room, TRW Pumping Station |  |  |  | V |  | Mechanical Equipment
35148 | FCL-TRW-V-0096 | Valve, Gate, Isolation, Service Water to Dry Chemical Sprinkler System, Dry Chemical Building | FCL-TRW-STR-0004 | Strainer, Service Water to Dry Chemical Sprinkler System, Dry Chemical Building |  |  |  | V |  | Mechanical Equipment
35145 | FCL-TRW-V-0091 | Valve, Gate, Isolation, Service Water to PAC Pumps, Dry Chemical Building | FCL-TRW-BFP-0014 | Backflow Preventer,Service Water to PAC Storage Room, Dry Chemical Building |  |  |  | V |  | Mechanical Equipment
15641 | FCL-TRW-V-0047 | Valve, Gate, Isolation, Service Water to Sed./Flocculation Sprinkler System, Filtration Pipe Gallery | FCL-SED-T-0100 | Tank, Sedimentation, West |  |  |  | V |  | Mechanical Equipment
15621 | FCL-TRW-V-0023A | Valve, Gate, Isolation, TW Sample to Analyser AIT-0003, Venturi Room 2, High Lift PS Basement AIT-0001B | FCL-TRW-AIT-0001B | Analyzer, Chlorine, TRW Free Residual, District 2 Venturi Room, TRW Pumping Station |  |  |  | V |  | Mechanical Equipment
15622 | FCL-TRW-V-0024A | Valve, Gate, Isolation, TW Sample to Analyser AIT-0004, Venturi Room 2, Low Lift PS Basement | FCL-TRW-AIT-0003 | Analyzer, Fluoride, TRW Output, District 2 Venturi Room, TRW Pumping Station |  |  |  | V |  | Mechanical Equipment
35099 | FCL-TRW-V-0019A | Valve, Gate, Isolation, TW Sample To Operators Lab Sink,District 2 Venturi Room,Low Lift PS Basement | FCL-TRW-V-0819 | Valve, Ball, Actuated, TW Sample Line Flushing to Lab Sink, Admin Building Lab |  |  |  | V |  | Mechanical Equipment
35124 | FCL-TRW-V-0046 | Valve, Gate, Isolation,Strainer STR-0003, Service Water to PAC System,Dry Chemical Building Basement , BFP-0010 | FCL-TRW-BFP-0001A | Backflow Preventer, District 2E/2W Header Service Water Distribution, High Lift PS Basement. |  |  |  | V |  | Mechanical Equipment
33582 | FCL-FLT-V-0117 | Valve, Gate, Loss of Head Transmitter PDIT-0101 Drain, Filter 0102 | FCL-FLT-PDIT-0101 | Transmitter, Pressure (Differential), Loss of Head for Filter 0101, Filter No.0101 |  |  |  | V |  | Mechanical Equipment
13458 | FCL-FLT-V-0317 | Valve, Gate, Loss of Head Transmitter PDIT-0301 Drain, Filter 0301 | FCL-FLT-PDIT-0301 | Transmitter, Pressure (Differential), Loss of Head for Filter 0301, Filter No.0301 |  |  |  | V |  | Mechanical Equipment
33624 | FCL-FLT-V-0517 | Valve, Gate, Loss of Head Transmitter PDIT-0501 Filter F-0502 Drain, Filter 0501 | FCL-FLT-PDIT-0501 | Transmitter, Pressure (Differential), Loss of Head for Filter 0501, Filter No.0501 |  |  |  | V |  | Mechanical Equipment
33671 | FCL-FLT-V-0917 | Valve, Gate, Loss of Head Transmitter PDIT-0901 Filter F-0902 Drain, Filter 0901 | FCL-FLT-PDIT-0901 | Transmitter, Pressure (Differential), Loss of Head for Filter 0901, Filter No.0901 |  |  |  | V |  | Mechanical Equipment
33687 | FCL-FLT-V-1117 | Valve, Gate, Loss of Head Transmitter PDIT-1101 Drain, Filter 1101 | FCL-FLT-PDIT-1101 | Transmitter, Pressure (Differential), Loss of Head for Filter 1101, Filter No.1101 |  |  |  | V |  | Mechanical Equipment
13555 | FCL-FLT-V-1317 | Valve, Gate, Loss of Head Transmitter PDIT-1301 Filter F-1302 Drain, Filter 1301 | FCL-FLT-PDIT-1301 | Transmitter, Pressure (Differential), Loss of Head for Filter 1301, Filter No.1301 |  |  |  | V |  | Mechanical Equipment
15644 | FCL-TRW-V-0050 | Valve, Gate, Outlet, Service Water Backflow Preventer 0111, Filter Gallery Basement ,FCL-TRW-BFP-0006 | FCL-TRW-BFP-0006 | Backflow Preventer, Service Water to RMF Clarification Facility |  |  |  | V |  | Mechanical Equipment
15701 | FCL-TRW-V-0060 | Valve, Gate, Outlet, Service Water Backflow Preventer 0113, Filter Gallery Basement,FCL-TRW-BFP-0006 | FCL-TRW-BFP-0007 | Backflow Preventer, Service Water to RMF Clarification Facility |  |  |  | V |  | Mechanical Equipment
15634 | FCL-TRW-V-0039 | Valve, Gate, Outlet, Service Water Backflow Preventer BFP-0001A, High Lift PS Basement | FCL-TRW-BFP-0001A | Backflow Preventer, District 2E/2W Header Service Water Distribution, High Lift PS Basement. |  |  |  | V |  | Mechanical Equipment
35131 | FCL-TRW-V-0059 | Valve, Gate, Outlet, Service Water Backflow Preventer BFP-0003, High Lift PS Basement | FCL-TRW-BFP-0003 | Backflow Preventer, District 2W Header Service Water Distribution,High Lift PS Bsmnt.N/Wall West End |  |  |  | V |  | Mechanical Equipment
110512 | WTR-PDS-FEQ-SUS | Fire Equipment, Dorset Pumping Station | WTR-PDS | Dorset Pumping Station |  |  | 44941 |  | x | Sub-Process
110513 | WTR-PDS-FEQ-SUS | Fire Equipment, Dorset Pumping Station | WTR-SUSPENDED | Suspended Obsolete entity for storage purpose |  |  | 44941 |  | x | Sub-Process
14074 | FCL-RW-V-0011A | Valve, Gate, Raw Water Pumping Station West Foundation Drain, Raw Water Screen No.1 Pit | FCL-RW-SC-0101 | Screen, Bar, Raw Water, Intake and Screen Room |  |  |  | V |  | Mechanical Equipment
34120 | FCL-RW-V-0011B | Valve, Gate, Raw Water Pumping Station West Foundation Drain, Raw Water Screen No.8 Pit | FCL-RW-SC-0801 | Screen, Bar, Raw Water, , Intake and Screen Room |  |  |  | V |  | Mechanical Equipment
33650 | FCL-FLT-V-0717 | Valve, Gate, WPS to Filter 0701 Drain, Filter 0701 | FCL-FLT-F-0701 | Filter, Carbon Activated, Filter Building, Filter Gallery West |  |  |  | V |  | Mechanical Equipment
128156 | THC-PRM-V-1011 | Valve, Hydraulic Cylinder, Bottom Scraper, Primary Clarifier 1000, SW Plant | THC-PRM-CLR-1030 | Sludge Bottom Scraper Mechanism, Tank 1000, Primary Clarifier |  |  |  | V |  | Division
128159 | THC-PRM-V-1012 | Valve, Hydraulic Cylinder, Bottom Scraper, Primary Clarifier 1000, SW Plant | THC-PRM-CLR-1030 | Sludge Bottom Scraper Mechanism, Tank 1000, Primary Clarifier |  |  |  | V |  | Division
90975 | THC-PRM-V-1013 | Valve, Hydraulic Cylinder, Bottom Scraper, Primary Clarifier 1000, SW Plant | THC-PRM-CLR-1030 | Sludge Bottom Scraper Mechanism, Tank 1000, Primary Clarifier |  |  |  | V |  | Division
90978 | THC-PRM-V-1014 | Valve, Hydraulic Cylinder, Bottom Scraper, Primary Clarifier 1000, SW Plant | THC-PRM-CLR-1030 | Sludge Bottom Scraper Mechanism, Tank 1000, Primary Clarifier |  |  |  | V |  | Division
12374 | FCL-DCL-V-0411 | Valve, Isolation, Inlet, RMF Sulphonator 0401, Machine Room, Gaseous Chemical Building | FCL-DCL-SO-0401 | Sulphonator, RMF Dechlorination, Machine Room,Gaseous Chemical Building |  |  |  | V |  | Mechanical Equipment
32039 | FCL-DCL-V-0511 | Valve, Isolation, Inlet, RMF Sulphonator 0501, Machine Room, Gaseous Chemical Building | FCL-DCL-SO-0501 | Sulphonator, RMF Dechlorination, Machine Room,Gaseous Chemical Building |  |  |  | V |  | Mechanical Equipment
143622 | WTR-PEG-FEQ-SUS | Fire Equipment, Eglington Pumping Station | WTR-PEG | Eglinton Pumping Station |  |  | 44948 |  | x | Sub-Process
143623 | WTR-PEG-FEQ-SUS | Fire Equipment, Eglington Pumping Station | WTR-SUSPENDED | Suspended Obsolete entity for storage purpose |  |  | 44948 |  | x | Sub-Process
12380 | FCL-DCL-V-0512 | Valve, Isolation, Inlet, RMF Sulphonator SO-0501, Machine Room,Gaseous Chemical Building | FCL-DCL-INJ-0520 | Eductor, RMF Dechlorination, RMF Facility |  |  |  | V |  | Mechanical Equipment
12373 | FCL-DCL-V-0402 | Valve, Isolation, SO2 Gas Line to RMF Sulphonator 0401, Machine Room, Gaseous Chemical Building | FCL-DCL-SO-0401 | Sulphonator, RMF Dechlorination, Machine Room,Gaseous Chemical Building |  |  |  | V |  | Mechanical Equipment
32037 | FCL-DCL-V-0502 | Valve, Isolation, SO2 Gas Line to RMF Sulphonator 0501, Machine Room, Gaseous Chemical Building | FCL-DCL-SO-0501 | Sulphonator, RMF Dechlorination, Machine Room,Gaseous Chemical Building |  |  |  | V |  | Mechanical Equipment
13142 | FCL-FLO-V-0050C | Valve, Mud, Drain, Pre-Treatment Module 1 Inlet, Sedimentation, Mixing&Flocculation | FCL-DEW | Dewatering |  |  |  | V |  | Mechanical Equipment
33372 | FCL-FLO-V-0050D | Valve, Mud, Drain, Pre-Treatment Module 2 Inlet, | FCL-DEW | Dewatering |  |  |  | V |  | Mechanical Equipment
13143 | FCL-FLO-V-0050E | Valve, Mud, Drain, Pre-Treatment Module 3 Inlet, | FCL-DEW | Dewatering |  |  |  | V |  | Mechanical Equipment
13140 | FCL-FLO-V-0050A | Valve, Mud, Drain, Raw Water Channel Distribution, Sedimentation, Mixing&Flocculation | FCL-DEW | Dewatering |  |  |  | V |  | Mechanical Equipment
143887 | WTR-PEL-FEQ-SUS | Fire Equipment, Ellesmere Pumping Station | WTR-PEL | Ellesmere Pumping Station |  |  | 44968 |  | x | Sub-Process
143888 | WTR-PEL-FEQ-SUS | Fire Equipment, Ellesmere Pumping Station | WTR-SUSPENDED | Suspended Obsolete entity for storage purpose |  |  | 44968 |  | x | Sub-Process
13141 | FCL-FLO-V-0050B | Valve, Mud, Drain, Raw Water Channel Distribution, Sedimentation, Mixing&Flocculation | FCL-DEW | Dewatering |  |  |  | V |  | Mechanical Equipment
14061 | FCL-RW-V-0003B | Valve, Mud, Drain, Raw Water East Intake Channel, Low Lift PS Basement | FCL-RW-INTAKE | Intake and Conduit |  |  |  | V |  | Mechanical Equipment
14163 | FCL-RW-V-0302A | Valve, Mud, Drain, Raw Water Screen SC-0301 Pit, Intake and Screen Room | FCL-RW-SC-0301 | Screen, Bar, Raw Water, , Intake and Screen Room |  |  |  | V |  | Mechanical Equipment
14169 | FCL-RW-V-0402A | Valve, Mud, Drain, Raw Water Screen SC-0401 Pit, Intake and Screen Room | FCL-RW-SC-0401 | Screen, Bar, Raw Water, , Intake and Screen Room |  |  |  | V |  | Mechanical Equipment
14172 | FCL-RW-V-0502A | Valve, Mud, Drain, Raw Water Screen SC-0501 Pit, Intake and Screen Room | FCL-RW-SC-0501 | Screen, Bar, Raw Water, , Intake and Screen Room |  |  |  | V |  | Mechanical Equipment
14199 | FCL-RW-V-0802A | Valve, Mud, Drain, Raw Water Screen SC-0801 Pit, Intake and Screen Room | FCL-RW-SC-0801 | Screen, Bar, Raw Water, , Intake and Screen Room |  |  |  | V |  | Mechanical Equipment
34103 | FCL-RW-V-0003A | Valve, Mud, Drain, Raw Water West Intake Channel, Low Lift PS Basement | FCL-RW-INTAKE | Intake and Conduit |  |  |  | V |  | Mechanical Equipment
14065 | FCL-RW-V-0005B | Valve, Mud, Raw Water Suction Channel Drain, Low Lift PS Basement | FCL-RW-INTAKE | Intake and Conduit |  |  |  | V |  | Mechanical Equipment
111488 | WTR-PHL-FEQ-SUS | Fire Equipment, High Level Pumping Station | WTR-PHL | High Level Pumping Station |  |  | 45018 |  | x | Sub-Process
144359 | WTR-PHL-FEQ-SUS | Fire Equipment, High Level Pumping Station | WTR-SUSPENDED | Suspended Obsolete entity for storage purpose |  |  | 45018 |  | x | Sub-Process
34109 | FCL-RW-V-0006 | Valve, Mud, Raw Water Suction Channel Drain, Low Lift PS Basement | FCL-RW-INTAKE | Intake and Conduit |  |  |  | V |  | Mechanical Equipment
14071 | FCL-RW-V-0007E | Valve, Mud, Raw Water Suction Channel Drain, Low Lift PS Basement | FCL-RW-INTAKE | Intake and Conduit |  |  |  | V |  | Mechanical Equipment
34117 | FCL-RW-V-0008A | Valve, Mud, Raw Water Suction Channel Drain, Low Lift PS Basement | FCL-RW-INTAKE | Intake and Conduit |  |  |  | V |  | Mechanical Equipment
35379 | FCL-WWW-V-5533 | Valve, Plug, Discharge, Centrifuge Building Process Drain Pump P-5532, RMF Centrifuge Building | FCL-WWW-P-5532 | Pump Submersible Centrifuge Process Drain |  |  |  | V |  | Mechanical Equipment
35380 | FCL-WWW-V-5534 | Valve, Plug, Discharge, Centrifuge Building Process Drain Pump P-5532, RMF Centrifuge Building | FCL-WWW-P-5532 | Pump Submersible Centrifuge Process Drain |  |  |  | V |  | Mechanical Equipment
15982 | FCL-WWW-V-5105 | Valve, Plug, Discharge, Centrifuge Feed Pump P-5101, RMF Clarification Facility, Pump Room | FCL-WWW-P-5101 | Pump Centifuge Feed, North |  |  |  | V |  | Mechanical Equipment
35372 | FCL-WWW-V-5305 | Valve, Plug, Discharge, Centrifuge Feed Pump P-5301, RMF Clarification Facility, Pump Room | FCL-WWW-P-5301 | Pump Centrifuge Feed, South |  |  |  | V |  | Mechanical Equipment
35352 | FCL-WWW-V-3023 | Valve, Plug, Discharge, Process Drain Pump P-3021, RMF Clarification Facility, Pump Room | FCL-WWW-P-3021 | Pump Submersible Drainage South, Process Drain Sump |  |  |  | V |  | Mechanical Equipment
35353 | FCL-WWW-V-3024 | Valve, Plug, Discharge, Process Drain Pump P-3022, RMF Clarification Facility, Pump Room | FCL-WWW-P-3022 | Pump Submersible Drainage North, Process Drain Sump |  |  |  | V |  | Mechanical Equipment
35324 | FCL-WWW-V-0003 | Valve, Plug, Discharge, Sanitary Sump Pump P-0001, RMF Clarification Facility, Pump Room | FCL-WWW-P-0001 | Pump Sanitary Clarification Building, South |  |  |  | V |  | Mechanical Equipment
15949 | FCL-WWW-V-0004 | Valve, Plug, Discharge, Sanitary Sump Pump P-0002, RMF Clarification Facility, Pump Room | FCL-WWW-P-0002 | Pump Sanitary Clarification Building, North |  |  |  | V |  | Mechanical Equipment
35354 | FCL-WWW-V-3031 | Valve, Plug, Discharge, Sludge Pump P-3030, RMF Clarification Facility, Sludge Sump Service Platform | FCL-WWW-P-3030 | Pump Submersible East, Pump Room |  |  |  | V |  | Mechanical Equipment
15975 | FCL-WWW-V-3041 | Valve, Plug, Discharge, Sludge Pump P-3040, RMF Clarification Facility, Sludge Sump Service Platform | FCL-WWW-P-3040 | Pump Submersible Standby, Pump Room |  |  |  | V |  | Mechanical Equipment
35357 | FCL-WWW-V-3051 | Valve, Plug, Discharge, Sludge Pump P-3050, RMF Clarification Facility, Sludge Sump Service Platform | FCL-WWW-P-3050 | Pump Submersible FCL, Pump Room |  |  |  | V |  | Mechanical Equipment
144681 | WTR-PJO-GFI-0006, | Ground Fault Circuit Interrupter | WTR-PJO-AUX | Auxiliary Equipment (Building Facilities) |  |  | 32792 | GFI | x | Electrical Equipment
35360 | FCL-WWW-V-5012 | Valve, Plug, Isolation, Centrifuge Feed Pump Suction Header, RMF Clarification Facility, Pump Room | FCL-WWW-T-5010 | Thickener, North, RMF Clarification Facility |  |  |  | V |  | Mechanical Equipment
15979 | FCL-WWW-V-5021 | Valve, Plug, Isolation, Centrifuge Feed Pump Suction Header, RMF Clarification Facility, Pump Room | FCL-WWW-T-5020 | Thickener, South, RMF Clarification Facility |  |  |  | V |  | Mechanical Equipment
144745 | WTR-PJO-V-1101, | Valve | WTR-PJO-AUX | Auxiliary Equipment (Building Facilities) |  |  | 34559 | V | x | Mechanical Equipment
15989 | FCL-WWW-V-5505 | Valve, Plug, Isolation, Centrifuge/Conveyor Centrate to Process Drain Sump, RMF Centrifuge Building | FCL-WWW-CF-5501 | Centrifuge Dewatering, West |  |  |  | V |  | Mechanical Equipment
35377 | FCL-WWW-V-5506 | Valve, Plug, Isolation, Centrifuge/Conveyor Centrate to Process Drain Sump, RMF Centrifuge Building | FCL-WWW-CF-5501 | Centrifuge Dewatering, West |  |  |  | V |  | Mechanical Equipment
15996 | FCL-WWW-V-5605 | Valve, Plug, Isolation, Centrifuge/Conveyor Centrate to Process Drain Sump, RMF Centrifuge Building | FCL-WWW-CF-5601 | Centrifuge Dewatering, East |  |  |  | V |  | Mechanical Equipment
35383 | FCL-WWW-V-5606 | Valve, Plug, Isolation, Centrifuge/Conveyor Centrate to Process Drain Sump, RMF Centrifuge Building | FCL-WWW-CF-5601 | Centrifuge Dewatering, East |  |  |  | V |  | Mechanical Equipment
35363 | FCL-WWW-V-5100 | Valve, Plug, Suction, Centrifuge Feed Pump P-5101, RMF Clarification Facility, Pump Room | FCL-WWW-P-5101 | Pump Centifuge Feed, North |  |  |  | V |  | Mechanical Equipment
35366 | FCL-WWW-V-5200 | Valve, Plug, Suction, Centrifuge Feed Pump P-5201, RMF Clarification Facility, Pump Room | FCL-WWW-P-5201 | Pump Centrifuge Feed, Standby |  |  |  | V |  | Mechanical Equipment
35368 | FCL-WWW-V-5300 | Valve, Plug, Suction, Centrifuge Feed Pump P-5301, RMF Clarification Facility, Pump Room | FCL-WWW-P-5301 | Pump Centrifuge Feed, South |  |  |  | V |  | Mechanical Equipment
112148 | WTR-PJS-FEQ-SUS | Fire Equipment, John Street Pumping Station | WTR-PJS | John Street Pumping Station |  |  | 45118 |  | x | Sub-Process
144801 | WTR-PJS-FEQ-SUS | Fire Equipment, John Street Pumping Station | WTR-SUSPENDED | Suspended Obsolete entity for storage purpose |  |  | 45118 |  | x | Sub-Process
15710 | FCL-TRW-V-0076A | Valve, Pressure Reducing, Interconnecting, Surge Tanks T-0001&0002, Surge Tanks Building | FCL-TRW-T-0001 | Vessel, Pressure, Surge, Surge Tank Building |  |  |  | V |  | Mechanical Equipment
31787 | FCL-CLB-V-0012A | Valve, Pressure Regulating, Inlet, Chlorine Analyzer CLB-AIT-0001A, Sampling Pumps, After Post Control, Lab, Admin. Building | FCL-CLB-AIT-0001A | Analyzer, Chlorine, After Post Control, Lab, Admin. Building |  |  |  | V |  | Mechanical Equipment
31786 | FCL-CLB-V-0011A | Valve, Pressure Regulating, Inlet, Chlorine Analyzer CLB-AIT-0001B, Sampling Pumps, After Post Control, Lab, Admin. Building | FCL-CLB-AIT-0001B | Analyzer, Chlorine, After Post Reference, Lab, Admin. Building |  |  |  | V |  | Mechanical Equipment
33676 | FCL-FLT-V-1009 | Valve, Pressure Regulating, Inlet, WPS to Filter 1001, Filter 1001 | FCL-FLT-F-0101 | Filter, Carbon Activated, Filter Building, Filter Gallery West |  |  |  | V |  | Mechanical Equipment
78386 | TAB-SA-V-1010 | valve, Pressure Relief | TAB-SA-T-1010 | Air Receiver Tank, Dewateringl Bldg. | Valve,Pressure Relief |  |  | V |  | Equipment Location
90981 | THC-PRM-V-1023 | Valve, Pressure Relief, Oil Tank 1010 | THC-PRM-P-1020 | Pump, Vane, Oil Tank 1010 |  |  |  | V |  | Division
128161 | THC-PRM-V-1033 | Valve, Pressure Relief, Oil Tank 1010 | THC-PRM-P-1030 | Pump, Vane, Oil Tank 1010 |  |  |  | V |  | Division
90989 | THC-PRM-V-1083 | Valve, Pressure Relief, Oil Tank 1070 | THC-PRM-P-1080 | Pump, Centrifugal, Oil Tank 1070 |  |  |  | V |  | Division
128166 | THC-PRM-V-1093 | Valve, Pressure Relief, Oil Tank 1070 | THC-PRM-P-1090 | Pump, Centrifugal, Oil Tank 1070 |  |  |  | V |  | Division
33921 | FCL-PAC-V-0310 | Valve, Rotary, Actuated, Dust Collection DCU-0301 Dust Return, PAC System | FCL-PAC-DCU-0301 | Dust Collector, PAC Storage Tank T-0301, Dry Chemical Building, PAC Storage Tanks |  |  |  | V |  | Mechanical Equipment
35384 | FCL-WWW-V-5610 | Valve, Slide Gate, Motorised, CV-5601 to Cake Disposal Bin Container A,Centrifuge Bldg,Centrifuge Rm | FCL-WWW-CV-5610 | Bottom Screw Conveyor, South, Centrifuge CF-5601 |  |  |  | V |  | Mechanical Equipment
15997 | FCL-WWW-V-5611 | Valve, Slide Gate, Motorised, CV-5601 to Cake Disposal Bin Container B,Centrifuge Bldg,Centrifuge Rm | FCL-WWW-CF-5601 | Centrifuge Dewatering, East |  |  |  | V |  | Mechanical Equipment
15998 | FCL-WWW-V-5612 | Valve, Slide Gate, Motorised, CV-5601 to Cake Disposal Bin Container C,Centrifuge Bldg,Centrifuge Rm | FCL-WWW-CF-5601 | Centrifuge Dewatering, East |  |  |  | V |  | Mechanical Equipment
15990 | FCL-WWW-V-5510 | Valve, Slide Gate, Motorized, CV-5510 to Cake Disposal Bin Container A,Centrifuge Bldg,Centrifuge Rm | FCL-WWW-CV-5510 | Bottom Screw Conveyor, South, Centrifuge CF-5501 |  |  |  | V |  | Mechanical Equipment
15991 | FCL-WWW-V-5511 | Valve, Slide Gate, Motorized, CV-5510 to Cake Disposal Bin Container B,Centrifuge Bldg,Centrifuge Rm | FCL-WWW-CV-5510 | Bottom Screw Conveyor, South, Centrifuge CF-5501 |  |  |  | V |  | Mechanical Equipment
35378 | FCL-WWW-V-5512 | Valve, Slide Gate, Motorized, CV-5510 to Cake Disposal Bin Container C,Centrifuge Bldg,Centrifuge Rm | FCL-WWW-CV-5510 | Bottom Screw Conveyor, South, Centrifuge CF-5501 |  |  |  | V |  | Mechanical Equipment
128157 | THC-PRM-V-1011A | Valve, Solenoid, Collect, Valve 1011 | THC-PRM-V-1011 | Valve, Hydraulic Cylinder, Bottom Scraper, Primary Clarifier 1000, SW Plant |  |  |  | V |  | Division
90974 | THC-PRM-V-1012A | Valve, Solenoid, Collect, Valve 1012 | THC-PRM-V-1012 | Valve, Hydraulic Cylinder, Bottom Scraper, Primary Clarifier 1000, SW Plant |  |  |  | V |  | Division
90976 | THC-PRM-V-1013A | Valve, Solenoid, Collect, Valve 1013 | THC-PRM-V-1013 | Valve, Hydraulic Cylinder, Bottom Scraper, Primary Clarifier 1000, SW Plant |  |  |  | V |  | Division
90979 | THC-PRM-V-1014A | Valve, Solenoid, Collect, Valve 1014 | THC-PRM-V-1014 | Valve, Hydraulic Cylinder, Bottom Scraper, Primary Clarifier 1000, SW Plant |  |  |  | V |  | Division
33675 | FCL-FLT-V-1008 | Valve, Solenoid, Inlet, WPS to Filter 1001, Filter 1001 | FCL-FLT-F-0101 | Filter, Carbon Activated, Filter Building, Filter Gallery West |  |  |  | V |  | Mechanical Equipment
128158 | THC-PRM-V-1011B | Valve, Solenoid, Return, Valve 1011 | THC-PRM-V-1011 | Valve, Hydraulic Cylinder, Bottom Scraper, Primary Clarifier 1000, SW Plant |  |  |  | V |  | Division
128160 | THC-PRM-V-1012B | Valve, Solenoid, Return, Valve 1012 | THC-PRM-V-1012 | Valve, Hydraulic Cylinder, Bottom Scraper, Primary Clarifier 1000, SW Plant |  |  |  | V |  | Division
90977 | THC-PRM-V-1013B | Valve, Solenoid, Return, Valve 1013 | THC-PRM-V-1013 | Valve, Hydraulic Cylinder, Bottom Scraper, Primary Clarifier 1000, SW Plant |  |  |  | V |  | Division
90980 | THC-PRM-V-1014B | Valve, Solenoid, Return, Valve 1014 | THC-PRM-V-1014 | Valve, Hydraulic Cylinder, Bottom Scraper, Primary Clarifier 1000, SW Plant |  |  |  | V |  | Division
33962 | FCL-POL-V-4112 | Valve, Solenoid, Service Water to Polymer Skid No.1, RMF Centrifuge Building, Polymer Room | FCL-POL-P-4110 | Pump, Duty, Polymer Skid No.1, Polymer Feed to Thickener #1, Centrifuge Building Polymer Room |  |  |  | V |  | Mechanical Equipment
33965 | FCL-POL-V-4122 | Valve, Solenoid, Service Water to Polymer Skid No.2, RMF Centrifuge Building, Polymer Room | FCL-POL-P-4120 | Pump, Standby, Polymer Skid No.2, Polymer Feed to Thickeners, Centrifuge Building Polymer Room |  |  |  | V |  | Mechanical Equipment
13810 | FCL-POL-V-4132 | Valve, Solenoid, Service Water to Polymer Skid No.3, RMF Centrifuge Building, Polymer Room | FCL-POL-P-4130 | Pump, Duty, Polymer Skid No.3, Polymer Feed to Thickener #2, Centrifuge Building Polymer Room |  |  |  | V |  | Mechanical Equipment
33968 | FCL-POL-V-4212 | Valve, Solenoid, Service Water to Polymer Skid No.4, RMF Centrifuge Building, Polymer Room | FCL-POL-P-4210 | Pump, Duty, Polymer Skid No.4, Polymer Feed to Centrifuge #1, Centrifuge Building Polymer Room |  |  |  | V |  | Mechanical Equipment
145159 | WTR-PKL-FEQ-SUS | Fire Equipment, Keele Pumping Station | WTR-PKL | Keele Pumping Station |  |  | 45179 |  | x | Sub-Process
145160 | WTR-PKL-FEQ-SUS | Fire Equipment, Keele Pumping Station | WTR-SUSPENDED | Suspended Obsolete entity for storage purpose |  |  | 45179 |  | x | Sub-Process
13817 | FCL-POL-V-4222 | Valve, Solenoid, Service Water to Polymer Skid No.5, RMF Centrifuge Building, Polymer Room | FCL-POL-P-4220 | Pump, Standby, Polymer Skid No.5, Polymer Feed to Thickeners, Centrifuge Building Polymer Room |  |  |  | V |  | Mechanical Equipment
13818 | FCL-POL-V-4232 | Valve, Solenoid, Service Water to Polymer Skid No.6, RMF Centrifuge Building, Polymer Room | FCL-POL-P-4230 | Pump, Duty, Polymer Skid No.6, Polymer Feed to Centrifuge #2, Centrifuge Building Polymer Room |  |  |  | V |  | Mechanical Equipment
15821 | FCL-TRW-V-0817 | Valve,Ball,Actuated,Drain,TW Sampling Line to Admin Bldg. Lab,District 2 Venturi Room, High Lift PS | FCL-TRW | Treated Water |  |  |  | V |  | Mechanical Equipment
35143 | FCL-TRW-V-0087 | Valve,Butterfly,Isolation,Service Water Sedimentation/Flocculation Tanks Ring Sedimentation Tank No2 | FCL-SED-T-0200 | Tank, Sedimentation, Middle |  |  |  | V |  | Mechanical Equipment
15719 | FCL-TRW-V-0088 | Valve,Butterfly,Isolation,Service Water Sedimentation/Flocculation Tanks Ring Sedimentation Tank No2 | FCL-SED-T-0200 | Tank, Sedimentation, Middle |  |  |  | V |  | Mechanical Equipment
32155 | FCL-DEW-V-0606 | Valve,Check,Swing,Discharge,High Lift PS Area Dew.Pump P-0601A Dry Pit,Admin Bldg.Sewage Ejector Rm. | FCL-DEW-P-0601A | Pump, Dry Pit Submersible. High Lift PS Area Dewatering Pump, Treated Water Dewatering Pit |  |  |  | V |  | Mechanical Equipment
15984 | FCL-WWW-V-5203 | Valve,Plug,Isolating, Centrifuge Feed Pump P-5201 to Centrifuge2,RMF Clarification Facility,Pump Rm | FCL-WWW-P-5201 | Pump Centrifuge Feed, Standby |  |  |  | V |  | Mechanical Equipment
35355 | FCL-WWW-V-3042 | Valve,Plug,Isolation,Pump-3040 to Thickener1,RMF Clarification Facility,Sludge Sump Service Platform | FCL-WWW-P-3040 | Pump Submersible Standby, Pump Room |  |  |  | V |  | Mechanical Equipment
112776 | WTR-PKN-FEQ-SUS | Fire Equipment, Kennedy Pumping Station | WTR-PKN | Kennedy Pumping Station |  |  | 45191 |  | x | Sub-Process
145295 | WTR-PKN-FEQ-SUS | Fire Equipment, Kennedy Pumping Station | WTR-SUSPENDED | Suspended Obsolete entity for storage purpose |  |  | 45191 |  | x | Sub-Process
35356 | FCL-WWW-V-3043 | Valve,Plug,Isolation,Pump-3040 to Thickener2,RMF Clarification Facility,Sludge Sump Service Platform | FCL-WWW-P-3040 | Pump Submersible Standby, Pump Room |  |  |  | V |  | Mechanical Equipment
13636 | FCL-MCS-7 | Vehicles | FCL-MCS | Mechanical Services |  |  |  | MCS | http://www.toronto.ca/TWONTO#defined_collection_of_assets | Sub-Process
18715 | FHA-MCS-VEH | Vehicles | FHA-MCS | Mechanical | [5 empty] | Sub-Process
126308 | THC-GRK-VEHICLES | Vehicles | THC-GRK | Buildings & Grounds | [5 empty] | Sub-Process
48554 | MTMH161 | VICTORIA PARK CTS | TRK-DON | DON DRAINAGE AREA | [5 empty] | Sub-Process
48695 | MTMH185 | VICTORIA-401 STM | TRK-DON | DON DRAINAGE AREA | [5 empty] | Sub-Process
112908 | WTR-PLW-BUS-0102 | Electrical Bus | WTR-PLW-TR-0101 | Transformer, Power, Line 1, 27.6 kV/2.3 kV |  |  |  | BUS | http://www.toronto.ca/TWONTO#cable_segment | Electrical Equipment
145368 | WTR-PLW-BUS-0202 | Electrical Bus | WTR-PLW-TR-0201 | Transformer, Power, Line 2, 27.6 kV/2.3 kV |  |  |  | BUS | http://www.toronto.ca/TWONTO#cable_segment | Electrical Equipment
48247 | MTMH129 | VICTORIA-401 STS | TRK-DON | DON DRAINAGE AREA | [5 empty] | Sub-Process
62101 | MTAH129 | VICTORIA-401 STS (Underground Chamber) | TRK-DON | DON DRAINAGE AREA | [5 empty] | Sub-Process
113016 | WTR-PLW-FEQ-SUS | Fire Equipment, Lawrence Pumping Station | WTR-PLW | Lawrence Pumping Station |  |  | 45199 |  | x | Sub-Process
145406 | WTR-PLW-FEQ-SUS | Fire Equipment, Lawrence Pumping Station | WTR-SUSPENDED | Suspended Obsolete entity for storage purpose |  |  | 45199 |  | x | Sub-Process
138028 | THR-PLT-VX-P | Vortex Pumps, Preliminary Treatment, Headhouse | THR-PLT | Preliminary Treatment | [5 empty] | Equipment Location
118461 | TAB-SES-WA8 | WA 8 Safety Equipment, | TAB-WORK-AREA-8 | Electrical Sub- Stations | [5 empty] | Process
80636 | TAB-WA1-TRG-0001 | WA1 Staff training | TAB-WA1 | Common to WA1 - Safety, Bldg. Services, , etc. |  |  |  | TRG |  | Building Service
79485 | TAB-STR-INQ | WA1 Instrumentation & Safety Equipment (Gas Monitors) | TAB-WORK-AREA-1 | Work Area 1 | [5 empty] | Instrumentation Equipment
79486 | TAB-STR-INQ | WA1 Instrumentation & Safety Equipment (Gas Monitors) | TAB-WORK-AREA-LIQ | TAB Work Area Liq | [5 empty] | Instrumentation Equipment
119988 | TAB-WA1-MEQ | WA1 Portablel Pumps & Equipment | TAB-WA1 | Common to WA1 - Safety, Bldg. Services, , etc. | [5 empty] | Mechanical Equipment
101952 | THR-GRK-PRTY-WA1 | WA1 Property, Humber T. P. for DOS Work Orders | THR-GRK-WA1 | Building & Grounds Work Area 1 | [5 empty] | Equipment Location
41916 | FIS-WA1-TRG-0001 | WA1 Staff Training | FIS-FIELD-BUILDING | FIS Field Building Location |  |  |  | TRG |  | Building Service
101953 | THR-GRK-PRTY-WA2 | WA2 Property, Humber T. P. for DOS Work Orders | THR-GRK-WA2 | Building & Grounds Work Area 2 | [5 empty] | Equipment Location
41917 | FIS-WA2-TRG-0001 | WA2 Staff Training | FIS-FIELD-BUILDING | FIS Field Building Location |  |  |  | TRG |  | Building Service
80744 | TAB-WA2-TRG-0001 | WA2 Staff training | TAB-STR-STRC | Blower Bldg Services - Drains, Electrical Service(110/220V), Lighting, Plumbing |  |  |  | TRG |  | Building Service
101954 | THR-GRK-PRTY-WA3 | WA3 Property, Humber T. P. for DOS Work Orders | THR-GRK-WA3 | Buildings & Grounds, Work Area 3 | [5 empty] | Equipment Location
136938 | THR-GRK-PRTY-WA3 | WA3 Property, Humber T. P. for DOS Work Orders | THR-OCS-NEW | Odour Control, Biofilter | [5 empty] | Equipment Location
80792 | TAB-WA3-TRG-0001 | WA3 Staff Training | TAB-WORK-AREA-SOL | TAB Work Area Sol |  |  |  | TRG |  | Building Service
120280 | TAB-WA3-TRG-0001 | WA3 Staff Training | TAB-DEW-SERVICES | Dewatering Building Service & Safety Systems |  |  |  | TRG |  | Building Service
80793 | TAB-WA4-ELS | WA4 Electric Equipments | 50588 | WA4 common to Work Area | [5 empty] | Equipment Location
80794 | TAB-WA4-ELS | WA4 Electric Equipments | TAB-WORK-AREA-SOL | TAB Work Area Sol | [5 empty] | Equipment Location
120282 | TAB-WA4-ELS | WA4 Electric Equipments | TAB-WORK-AREA-4 | Work Area 4 | [5 empty] | Equipment Location
136939 | THR-GRK-PRTY-WA4 | WA4 Property, Humber T. P. for DOS Work Oders | THR-GRK-WA4 | Building & Grounds Work Area 4 | [5 empty] | Equipment Location
80877 | TAB-WA4-TRG-0001 | WA4 Staff Training | 50588 | WA4 common to Work Area |  |  |  | TRG |  | Building Service
80812 | TAB-WA4-P-0001 | WA4 Sump Pumps | TAB-WORK-AREA-SOL | TAB Work Area Sol |  |  |  | P | http://www.toronto.ca/TWONTO#defined_collection_of_assets | Equipment Location
120304 | TAB-WA4-P-0001 | WA4 Sump Pumps | TAB-WORK-AREA-4 | Work Area 4 |  |  |  | P | http://www.toronto.ca/TWONTO#defined_collection_of_assets | Equipment Location
80880 | TAB-WA5-ELS | WA5 Electric Equipments | TAB-WORK-AREA-SOL | TAB Work Area Sol | [5 empty] | Equipment Location
120359 | TAB-WA5-ELS | WA5 Electric Equipments | TAB-WORK-AREA-5 | Work Area 5 | [5 empty] | Equipment Location
80220 | TAB-THK-SQ | WA5 Safety Equipment | TAB-THK | Floatation | [5 empty] | Equipment Location
80895 | TAB-WA5-SQ | WA5 Safety Equipment | TAB-WORK-AREA-5 | Work Area 5 | [5 empty] | Equipment Location
80896 | TAB-WA5-SQ | WA5 Safety Equipment | TAB-WORK-AREA-SOL | TAB Work Area Sol | [5 empty] | Equipment Location
114338 | WTR-PRV-FEQ-SUS | Fire Equipment, Richview Pumping Station | WTR-PRV | Richview Pumping Station |  |  | 45355 |  | x | Sub-Process
114339 | WTR-PRV-FEQ-SUS | Fire Equipment, Richview Pumping Station | WTR-SUSPENDED | Suspended Obsolete entity for storage purpose |  |  | 45355 |  | x | Sub-Process
80994 | TAB-WA5-TRG-0001 | WA5 Staff Training | TAB-DIG-STRC | Digestion Pipe Gallery - Drains, Walls, Lighting, Bldg, Services, PA System, Plumbing, Safety Equipments |  |  |  | TRG |  | Building Service
81016 | TAB-WA6-SQ | WA6 Safety Equipment | TAB-WORK-AREA-6 | Work Area 6 | [5 empty] | Equipment Location
120421 | TAB-WA6-SQ | WA6 Safety Equipment | TAB-WORK-AREA-SEO | TAB Work Area SEO | [5 empty] | Equipment Location
81076 | TAB-WA6-TRG-0001 | WA6 Staff Training | TAB-WA6 | Common to Projects, Bldg. Services, Z Building |  |  |  | TRG |  | Building Service
73437 | TAB-ELS | WA7 Electrical | TAB-WORK-AREA-7 | Work Area 7 | [5 empty] | Process
104546 | TAB-ELS | WA7 Electrical | TAB-WORK-AREA-WWPW | TAB Work Area WWPW | [5 empty] | Process
119596 | TAB-SUMP-P | WA7 Portable Sump Pumps | TAB-MCS | Mechanical & Machine Shop, Overhead Doors & Sump Pumps | [5 empty] | Equipment Location
114493 | WTR-PSA-FEQ-SUS | Fire Equipment, St. Albans Pumping Station | WTR-PSA | St. Albans Pumping Station |  |  | 45375 |  | x | Sub-Process
114494 | WTR-PSA-FEQ-SUS | Fire Equipment, St. Albans Pumping Station | WTR-SUSPENDED | Suspended Obsolete entity for storage purpose |  |  | 45375 |  | x | Sub-Process
118415 | TAB-SES-SQ | WA7 Safety Equipment | TAB-WORK-AREA-7 | Work Area 7 | [5 empty] | Process
118416 | TAB-SES-SQ | WA7 Safety Equipment | TAB-WORK-AREA-WWPW | TAB Work Area WWPW | [5 empty] | Process
81122 | TAB-WA7-TRG-0001 | WA7 Staff Training | TAB-GRK | Grounds Equipment, Building Services-WA7 |  |  |  | TRG |  | Building Service
104548 | TAB-ELS-AM | WA8 Safety Equipment Gas Detectors, Plant Wide | TAB-SES-WA8 | WA 8 Safety Equipment, | [5 empty] | Equipment Location
81136 | TAB-WA8-TRG-0001 | WA8 Staff Training | TAB-WA8 | Common to WA8 Bldg. Services |  |  |  | TRG |  | Building Service
7525 | COE-WA | Wall slab for HUSAR, DOS - CONSTRUCTION EAST | COE | DOS - CONSTRUCTION EAST | [5 empty] | Sub Area
80026 | TAB-STR-V-IF | WAS Line Valve In Field (Distribution) | TAB-STR-RAS/WAS | Return & Waste Activated Sludge Header | [5 empty] | Equipment Location
119579 | TAB-STR-V-WAS | WAS Line Valve, Header Isolation & Routing | TAB-STR-RAS/WAS | Return & Waste Activated Sludge Header | [5 empty] | Equipment Location
139533 | THR-THK-T | WAS Storage Tanks & Headers | THR-THK | Sludge Thickening | [5 empty] | Equipment Location
35219 | FCL-WW-SAMP | Wash water Sampling | FCL-SAMP | Sampling Systems | [5 empty] | Sub-Process
129547 | THC-THK-CF | Waste Activated Centrifuges Thickening | THC-THK-TWAS | Waste Activated Sludge Thickening | [5 empty] | Sub-Process
129699 | THC-THK-TWAS | Waste Activated Sludge Thickening | THCLIQMNT | THC Liquids Maintenance | [5 empty] | Process
73924 | TAB-NGS-BURNER | Waste Burner Gas Valves | TAB-NGS-WASTE | TAB- Natural Gas Supply Line,Incinerators,Pelletizers, Waste Burners | [5 empty] | Equipment Location
85150 | THC-DIG-BURNERS | Waste Gas Burners | THC-DIG | Digestion | [5 empty] | Sub-Process
14893 | FCL-SES-WASTE | Waste Material | FCL-SES | Safety and Environmental Services | [5 empty] | Mechanical Equipment
41532 | FIS-SES-WASTE | WASTE MATERIAL | FIS-SES | Safety, Instrumentation & Environmental Services | [5 empty] | Mechanical Equipment
56559 | FIS-WWW | Waste Water | FIS WORK AREA 1 | Process | [5 empty] | Process
56560 | FIS-WWW | Waste Water | FIS WORK AREA 2 | Services | [5 empty] | Process
56561 | FIS-WWW | Waste Water | FIS-FLT | Filtration | [5 empty] | Process
39018 | FHO WWW | Waste Water Output Sampling | FHO-SAMP | Sampling Systems | [5 empty] | Sub-Process
56562 | FIS-WWW- | Waste Water Output Sampling | FIS-SAMP | Sampling Systems | [5 empty] | Sub-Process
116072 | WWT | Wastewater Treatment | TW | Toronto Water | [5 empty] | Section
114939 | WTR-PWT-FEQ-SUS | Fire Equipment, West Toronto Pumping Station | WTR-SUSPENDED | Suspended Obsolete entity for storage purpose |  |  | 45422 |  | x | Sub-Process
146836 | WTR-PWT-FEQ-SUS | Fire Equipment, West Toronto Pumping Station | WTR-PWT | West Toronto Pumping Station |  |  | 45422 |  | x | Sub-Process
107735 | WIM | Water Infrastructure Management | TW | Toronto Water | [5 empty] | Section
141497 | WTR | Water Supply | WT&S | Water Treatment & Supply | [5 empty] | Facility
110352 | WTR-EAST | Water Supply Work Area 1 EAST | WTR | Water Supply | [5 empty] | Work Area
147721 | WTR-SCT | Water Supply Work Area 2 SYSTEM CONTROL | WTR | Water Supply | [5 empty] | Work Area
147738 | WTR-WEST | Water Supply Work Area 3 WEST | WTR | Water Supply | [5 empty] | Work Area
107852 | WT&S | Water Treatment & Supply | TW | Toronto Water | [5 empty] | Section
88660 | THC-GRK-METR-0001 | Weather Station | THC-GRK-MAINT | Building Maintenance | Weather Station |  |  | METR | http://www.toronto.ca/TWONTO#weather_station | Instrumentation Equipment
126264 | THC-GRK-METR-0001 | Weather Station | THC-GRK-ELS | Electrical Services, Maintenance- virtual entity | Weather Station |  |  | METR | http://www.toronto.ca/TWONTO#weather_station | Instrumentation Equipment
39897 | FHO-AMT-WS-1000 | Weather Station System | FHO WORK AREA 2 | Services |  |  |  | WS |  | Process
79128 | TAB-SLO-WSC | Weigh Scale, Truck Loading | TAB-SLO-TLF | Biosolid Truck Loadout | [5 empty] | Equipment Location
107851 | WR291 | Weir | TNT-OF | Outfall, Weirs, CSO and Detention Tanks | Door,Overhead |  |  |  |  | Mechanical Equipment
141486 | WR612 | Weir | TNT-OF | Outfall, Weirs, CSO and Detention Tanks | Door,Overhead |  |  |  |  | Mechanical Equipment
147105 | WTR-REB-ELS | Electrical System | WTR-REB | East Woodbridge Tank |  |  | 35845 |  | x | Sub-Process
115248 | WTR-REB-TRW | Treated Water (Transmission) | WTR-REB | East Woodbridge Tank |  |  | 35841 |  | x | Process
120369 | TAB-WA5-MEQ-0002 | Welding Machine, Portable | TAB-WA5-MCS | Machine Shop- WA5 |  |  |  | MEQ | http://www.toronto.ca/TWONTO#welding_machine | Mechanical Equipment
9583 | COL-PBR-WEL-0200 | Well | COL-PBR-MISC | Miscellaneous Equipment |  |  |  | WEL |  | Mechanical Equipment
14940 | COL-PKG-WEL-0300 | Well | COL-PKG-MISC | Miscellaneous Equipment | Well |  |  | WEL |  | Mechanical Equipment
6975 | COL-PRX-WEL-0300 | Well | COL-PRX | Roxborough Sewage Pumping Station | Well |  |  | WEL |  | Mechanical Equipment
19162 | COL-PRX-WEL-0300 | Well | COL-PRX-MISC | Miscellaneous Equipment | Well |  |  | WEL |  | Mechanical Equipment
8471 | COL-PWP-WEL-0200 | Well | COL-PWP-MISC | Miscellaneous Equipment | Well |  |  | WEL |  | Mechanical Equipment
20796 | COL-PSP-WEL-0100 | Well wet | COL-PSP | Southport Sewage Pumping Station | Well |  |  | WEL |  | Mechanical Equipment
20797 | COL-PSP-WEL-0100 | Well wet | COL-PSP-MISC | Miscellaneous Equipment | Well |  |  | WEL |  | Mechanical Equipment
3417 | COL-PCP-WEL-0200 | Well, Dry | COL-PCP-MISC | Miscellaneous Equipment | Well |  |  | WEL |  | Mechanical Equipment
3267 | COL-PBR-WEL-0100 | Well, Wet | COL-PBR | Berry Road Sewage Pumping Station |  |  |  | WEL |  | Mechanical Equipment
9582 | COL-PBR-WEL-0100 | Well, Wet | COL-PBR-MISC | Miscellaneous Equipment |  |  |  | WEL |  | Mechanical Equipment
9275 | COL-WEST | West | COL | Complex Systems | [5 empty] | Work Area
81138 | TAB-WB | West Bypass | TAB-DIS-OF | Disinfection - Out Fall | [5 empty] | Equipment Location
48293 | MTMH132 | WEST DON STS | TRK-DON | DON DRAINAGE AREA | [5 empty] | Sub-Process
65961 | MTMH334 | WEST HUMBER STS | TRK-HMR | HUMBER DRAINAGE AREA | [5 empty] | Sub-Process
31011 | FCL-ACC-HTR-603-614 | West Perimeter Heating HTR-0603A,B&C: HTR-0614A&B | FCL-ACC-FLT | Filter Building HVAC Equipment |  |  |  | HTR | http://www.toronto.ca/TWONTO#defined_collection_of_assets | Equipment Location
9276 | COL-WEST-PS | West Pumping Stations | COL-WEST | West | [5 empty] | Sub Area
8680 | COL-PWR-SUSPENDED | West Rouge P.S.suspended entities | COL-PWR | West Rouge Pumping Station | [5 empty] | Obsolete Entity
49253 | MTMH227 | WEST ROUGE STS | TRK-DON | DON DRAINAGE AREA | [5 empty] | Sub-Process
63864 | MTMH227 | WEST ROUGE STS | TRK-HCK | HIGHLAND CREEK DRAINAGE AREA | [5 empty] | Sub-Process
2986 | COL-PBF-WEL-0100 | Wet well | COL-PBF | Bluffers Park Sewage Pumping Station | Well |  |  | WEL |  | Mechanical Equipment
9341 | COL-PBF-WEL-0100 | Wet well | COL-PBF-MISC | Miscellaneous Equipment | Well |  |  | WEL |  | Mechanical Equipment
3292 | COL-PBY-WEL-0100 | Wet Well | COL-PBY | Brick Yard Sewage Pumping Station | Well |  |  | WEL |  | Mechanical Equipment
9606 | COL-PBY-WEL-0100 | Wet Well | COL-PBY-MISC | Miscellaneous Equipment | Well |  |  | WEL |  | Mechanical Equipment
9817 | COL-PCP-WEL-0100 | Wet Well | COL-PCP | Copeland Pumping Station | Well |  |  | WEL |  | Mechanical Equipment
9818 | COL-PCP-WEL-0100 | Wet Well | COL-PCP-MISC | Miscellaneous Equipment | Well |  |  | WEL |  | Mechanical Equipment
3858 | COL-PEV-WEL-0500 | Wet well | COL-PEV | Ellis Sewage Pumping Station |  |  |  | WEL |  | Sub-sub-process
3928 | COL-PEV-WEL-0500 | Wet well | COL-PEV-MISC | Miscellaneous Equipment |  |  |  | WEL |  | Sub-sub-process
13385 | COL-PEV-WEL-0500 | Wet well | COL-PHP-MISC | Miscellaneous Equipment |  |  |  | WEL |  | Sub-sub-process
4189 | COL-PGA-WEL-0100 | Wet Well | COL-PGA | Greyabbey Sewage Pumping Station | Well |  |  | WEL |  | Mechanical Equipment
13964 | COL-PGA-WEL-0100 | Wet Well | COL-PGA-MISC | Miscellaneous Equipment | Well |  |  | WEL |  | Mechanical Equipment
115553 | WTR-RMP-ELSS | Electrical System | WTR-RMPS | Maple Reservoir |  |  | 38609 |  | x | Sub-Process
147414 | WTR-RMP-TRWS | Treated Water (Transmission) | WTR-RMPS | Maple Reservoir |  |  | 38608 |  | x | Process
4212 | COL-PGB-WEL-0100 | Wet Well | COL-PGB | Governors Bridge Sewage Pumping Station | Well |  |  | WEL |  | Mechanical Equipment
4213 | COL-PGB-WEL-0100 | Wet Well | COL-PGB-MISC | Miscellaneous Equipment | Well |  |  | WEL |  | Mechanical Equipment
4238 | COL-PGR-WEL-0100 | Wet Well | COL-PGR-MISC | Miscellaneous Equipment | Well |  |  | WEL |  | Mechanical Equipment
14130 | COL-PGR-WEL-0100 | Wet Well | COL-PGR | Grand River Sewage Pumping Station | Well |  |  | WEL |  | Mechanical Equipment
4516 | COL-PHP-WEL-0500 | Wet well | COL-PHP-MISC | Miscellaneous Equipment |  |  |  | WEL |  | Sub-sub-process
14548 | COL-PHP-WEL-0500 | Wet well | COL-PHP | High Park Sewage Pumping Station |  |  |  | WEL |  | Sub-sub-process
14549 | COL-PHP-WEL-0500 | Wet well | COL-PSS-MISC | Miscellaneous Equipment |  |  |  | WEL |  | Sub-sub-process
4548 | COL-PIR-WEL-0100 | Wet well | COL-PIR | Island Road Sewage Pumping Station | Well |  |  | WEL |  | Mechanical Equipment
14840 | COL-PIR-WEL-0100 | Wet well | COL-PIR-MISC | Miscellaneous Equipment | Well |  |  | WEL |  | Mechanical Equipment
4618 | COL-PKG-WEL-0100 | Wet well | COL-PKG | Kingston Rd Pumping Station | Well |  |  | WEL |  | Mechanical Equipment
4619 | COL-PKG-WEL-0100 | Wet well | COL-PKG-MISC | Miscellaneous Equipment | Well |  |  | WEL |  | Mechanical Equipment
4620 | COL-PKG-WEL-0200 | Wet well | COL-PKG | Kingston Rd Pumping Station | Well |  |  | WEL |  | Mechanical Equipment
4621 | COL-PKG-WEL-0200 | Wet well | COL-PKG-MISC | Miscellaneous Equipment | Well |  |  | WEL |  | Mechanical Equipment
5686 | COL-PMP-WEL-0100 | Wet Well | COL-PMP | Mount Pleasant Sewage Pumping Station | Well |  |  | WEL |  | Mechanical Equipment
5778 | COL-PMT-WEL-0100 | Wet well | COL-PMT-MISC | Miscellaneous Equipment | Well |  |  | WEL |  | Mechanical Equipment
16968 | COL-PMT-WEL-0100 | Wet well | COL-PMT | Military Trail Sewage Pumping Station | Well |  |  | WEL |  | Mechanical Equipment
5908 | COL-PMY-WEL-0100 | Wet Well | COL-PMY | Maryport Sewage Pumping Station | Well |  |  | WEL |  | Mechanical Equipment
5909 | COL-PMY-WEL-0100 | Wet Well | COL-PMY-MISC | Miscellaneous Equipment | Well |  |  | WEL |  | Mechanical Equipment
6347 | COL-PPU-WEL-0100 | Wet Well | COL-PPU | Port Union Road Sewage Pumping Station | Well |  |  | WEL |  | Mechanical Equipment
6348 | COL-PPU-WEL-0100 | Wet Well | COL-PPU-MISC | Miscellaneous Equipment | Well |  |  | WEL |  | Mechanical Equipment
18647 | COL-PRD-WEL-0100 | Wet well | COL-PRD | Redland Pumping Station | Well |  |  | WEL |  | Mechanical Equipment
18648 | COL-PRD-WEL-0100 | Wet well | COL-PRD-MISC | Miscellaneous Equipment | Well |  |  | WEL |  | Mechanical Equipment
18649 | COL-PRD-WEL-0200 | Wet well | COL-PRD | Redland Pumping Station | Well |  |  | WEL |  | Mechanical Equipment
18650 | COL-PRD-WEL-0200 | Wet well | COL-PRD-MISC | Miscellaneous Equipment | Well |  |  | WEL |  | Mechanical Equipment
6926 | COL-PRR-WEL-0100 | Wet Well | COL-PRR | Riverside Sewage Pumping Station | Well |  |  | WEL |  | Mechanical Equipment
19127 | COL-PRR-WEL-0100 | Wet Well | COL-PRR-MISC | Miscellaneous Equipment | Well |  |  | WEL |  | Mechanical Equipment
6972 | COL-PRX-WEL-0100 | Wet Well | COL-PRX | Roxborough Sewage Pumping Station | Well |  |  | WEL |  | Mechanical Equipment
19161 | COL-PRX-WEL-0100 | Wet Well | COL-PRX-MISC | Miscellaneous Equipment | Well |  |  | WEL |  | Mechanical Equipment
147695 | WTR-RWB-ELSS | Electrical System | WTR-RWBS | West Woodbridge Tank |  |  | 35940 |  | x | Sub-Process
115954 | WTR-RWB-TRWS | Treated Water (Transmission) | WTR-RWBS | West Woodbridge Tank |  |  | 35939 |  | x | Process
7131 | COL-PSD-WEL-0100 | Wet Well | COL-PSD-MISC | Miscellaneous Equipment | Well |  |  | WEL |  | Mechanical Equipment
20446 | COL-PSD-WEL-0100 | Wet Well | COL-PSD | Spadina Sewage Pumping Station | Well |  |  | WEL |  | Mechanical Equipment
7312 | COL-PSK-WEL-0500 | Wet Well | COL-PSK | Skydome Sewage Pumping Station |  |  |  | WEL |  | Sub-sub-process
7313 | COL-PSK-WEL-0500 | Wet Well | COL-PSS-MISC | Miscellaneous Equipment |  |  |  | WEL |  | Sub-sub-process
20542 | COL-PSK-WEL-0500 | Wet Well | COL-PSK-MISC | Miscellaneous Equipment |  |  |  | WEL |  | Sub-sub-process
7437 | COL-PSL-WEL-0100 | Wet well | COL-PSL-MISC | Miscellaneous Equipment | Well |  |  | WEL |  | Mechanical Equipment
20588 | COL-PSL-WEL-0100 | Wet well | COL-PSL | Sewells Road Sewage Pumping Station | Well |  |  | WEL |  | Mechanical Equipment
7438 | COL-PSL-WEL-0200 | Wet well | COL-PSL | Sewells Road Sewage Pumping Station | Well |  |  | WEL |  | Mechanical Equipment
7439 | COL-PSL-WEL-0200 | Wet well | COL-PSL-MISC | Miscellaneous Equipment | Well |  |  | WEL |  | Mechanical Equipment
7581 | COL-PSM-WEL-0100 | Wet Well | COL-PSM | Simcoe St Sewage Pumping Station | Well |  |  | WEL |  | Mechanical Equipment
20698 | COL-PSM-WEL-0100 | Wet Well | COL-PSM-MISC | Miscellaneous Equipment | Well |  |  | WEL |  | Mechanical Equipment
7797 | COL-PSS-WEL-0500 | Wet Well | COL-PSS | Scott Sewage Pumping Station |  |  |  | WEL |  | Sub-sub-process
7798 | COL-PSS-WEL-0500 | Wet Well | COL-PSS-MISC | Miscellaneous Equipment |  |  |  | WEL |  | Sub-sub-process
7901 | COL-PST-WEL-0500 | Wet Well | COL-PST-MISC | Miscellaneous Equipment |  |  |  | WEL |  | Sub-sub-process
21086 | COL-PST-WEL-0500 | Wet Well | COL-PSK-MISC | Miscellaneous Equipment |  |  |  | WEL |  | Sub-sub-process
21087 | COL-PST-WEL-0500 | Wet Well | COL-PST | Strachan Pumping Station |  |  |  | WEL |  | Sub-sub-process
7967 | COL-PSU-WEL-0500 | Wet well | COL-PSU | Sunnyside Pumping Station |  |  |  | WEL |  | Sub-sub-process
7968 | COL-PSU-WEL-0500 | Wet well | COL-PSU-MISC | Miscellaneous Equipment |  |  |  | WEL |  | Sub-sub-process
21295 | COL-PSU-WEL-0500 | Wet well | COL-PHP-MISC | Miscellaneous Equipment |  |  |  | WEL |  | Sub-sub-process
8206 | COL-PTD-WEL-0100 | Wet Well | COL-PTD | Todmorden Sewage Pumping Station | Well |  |  | WEL |  | Mechanical Equipment
8207 | COL-PTD-WEL-0100 | Wet Well | COL-PTD-MISC | Miscellaneous Equipment | Well |  |  | WEL |  | Mechanical Equipment
8310 | COL-PVM-WEL-0500 | Wet well | COL-PHP-MISC | Miscellaneous Equipment |  |  |  | WEL |  | Sub-sub-process
8311 | COL-PVM-WEL-0500 | Wet well | COL-PVM | Valleymede Sewage Pumping Station |  |  |  | WEL |  | Sub-sub-process
8312 | COL-PVM-WEL-0500 | Wet well | COL-PVM-MISC | Miscellaneous Equipment |  |  |  | WEL |  | Sub-sub-process
8470 | COL-PWP-WEL-0100 | Wet Well | COL-PWP | West Point Avenue Sewage Pumping Station | Well |  |  | WEL |  | Mechanical Equipment
24519 | COL-PWP-WEL-0100 | Wet Well | COL-PWP-MISC | Miscellaneous Equipment | Well |  |  | WEL |  | Mechanical Equipment
9057 | COL-RBB-WEL-0100 | Wet well | COL-RBB-MISC | Miscellaneous Equipment | Well |  |  | WEL |  | Mechanical Equipment
28441 | COL-RBB-WEL-0100 | Wet well | COL-RBB | Western Beaches Tunnel (Battery Park)-Storm | Well |  |  | WEL |  | Mechanical Equipment
9090 | COL-RBC-WEL-0100 | Wet well | COL-RBC-MISC | Miscellaneous Equipment | Well |  |  | WEL |  | Mechanical Equipment
28471 | COL-RBC-WEL-0100 | Wet well | COL-RBC | Cowan Shaft (WBT)-storm | Well |  |  | WEL |  | Mechanical Equipment
9112 | COL-RBG-WEL-0100 | Wet well | COL-RBG-MISC | Miscellaneous Equipment | Well |  |  | WEL |  | Mechanical Equipment
28539 | COL-RBG-WEL-0100 | Wet well | COL-RBG | Glendale Shaft (WBT)-storm | Well |  |  | WEL |  | Mechanical Equipment
53540 | SWM-PDU-WEL-0100 | Wet well | SWM-PDU | Dunker's Storm | Well |  |  | WEL |  | Mechanical Equipment
53541 | SWM-PDU-WEL-0100 | Wet well | SWM-PDU-MISC | Miscellaneous Equipment | Well |  |  | WEL |  | Mechanical Equipment
53542 | SWM-PDU-WEL-0200 | Wet well | SWM-PDU-MISC | Miscellaneous Equipment | Well |  |  | WEL |  | Mechanical Equipment
67708 | SWM-PDU-WEL-0200 | Wet well | SWM-PDU | Dunker's Storm | Well |  |  | WEL |  | Mechanical Equipment
53591 | SWM-PET-WEL-0100 | Wet well | SWM-PET | Eglinton - Bellamy Storm Pumping Station | Well |  |  | WEL |  | Mechanical Equipment
67760 | SWM-PET-WEL-0100 | Wet well | SWM-PET-MISC | Miscellaneous Equipment | Well |  |  | WEL |  | Mechanical Equipment
53804 | SWM-PWD-WEL-0100 | Wet well | SWM-PWD | Warden Storm | Well |  |  | WEL |  | Mechanical Equipment
68019 | SWM-PWD-WEL-0100 | Wet well | SWM-PWD-MISC | Miscellaneous Equipment | Well |  |  | WEL |  | Mechanical Equipment
4947 | COL-PLV-WEL-0200 | Wet well, East | COL-PLV | Livingston Road Pumping Station | Well |  |  | WEL |  | Mechanical Equipment
15758 | COL-PLV-WEL-0200 | Wet well, East | COL-PLV-MISC | Miscellaneous Equipment | Well |  |  | WEL |  | Mechanical Equipment
23194 | COL-PWE-WEL-0100 | Wet well, Wellington SPS | COL-PWE | Wellington Sewage Pumping Station (partial operation) |  |  |  | WEL |  | Sub-sub-process
23195 | COL-PWE-WEL-0100 | Wet well, Wellington SPS | COL-PWE-MISC | Miscellaneous Equipment |  |  |  | WEL |  | Sub-sub-process
4945 | COL-PLV-WEL-0100 | Wet well, West | COL-PLV | Livingston Road Pumping Station | Well |  |  | WEL |  | Mechanical Equipment
4946 | COL-PLV-WEL-0100 | Wet well, West | COL-PLV-MISC | Miscellaneous Equipment | Well |  |  | WEL |  | Mechanical Equipment
84470 | FCL-ITS-TEL-1304 | Wi Fi Cell phone | FCL-ITS-TEL | RL Clark Wi Fi Phones, |  | Office Equipment |  | TEL
48426 | MTMH133 | WILKET CREEK STS | TRK-DON | DON DRAINAGE AREA | [5 empty] | Sub-Process
63315 | MTMH187 | WILSON HEIGHTS STM | TRK-DON | DON DRAINAGE AREA | [5 empty] | Sub-Process
73909 | TAB-MCS-SQ-8001 | Windsock, Chorine Bldg | TAB-SES-SQ | WA7 Safety Equipment |  |  |  | SQ |  | Mechanical Equipment
73910 | TAB-MCS-SQ-8002 | Windsock, Dig. 13-16 | TAB-SES-SQ | WA7 Safety Equipment |  |  |  | SQ |  | Mechanical Equipment
73911 | TAB-MCS-SQ-8003 | Windsock, OPS | TAB-SES-SQ | WA7 Safety Equipment |  |  |  | SQ |  | Mechanical Equipment
15855 | FCL-WMS | WMS Related Work Request | FCL ADMIN | Administration | [5 empty] | Process
50239 | MTMH422 | WOBURN STS | TRK-NTO | NORTH TORONTO DRAINAGE AREA | [5 empty] | Sub-Process
105596 | THR-WA1-CI | Work Area 1 , Continuous Improvement Activities | [7 empty] | Work Area
143408 | WTR-MT1 | Work Area 1 EAST Mains and Chambers | WTR-EAST | Water Supply Work Area 1 EAST | [5 empty] | Process
110354 | WTR-EAST-PS | Work Area 1 EAST Pumping Station | WTR-EAST | Water Supply Work Area 1 EAST | [5 empty] | Process
143401 | WTR-EAST-RES | Work Area 1 EAST Reservoirs | WTR-EAST | Water Supply Work Area 1 EAST | [5 empty] | Process
110356 | WTR-EAST-SYP | Work Area 1 EAST System Pressure, | WTR-EAST | Water Supply Work Area 1 EAST | [5 empty] | Equipment Location
143403 | WTR-EAST-TNK | Work Area 1 EAST Tanks | WTR-EAST | Water Supply Work Area 1 EAST | [5 empty] | Process
139807 | THR-WA2-CI | Work Area 2 , Continuous Improvement Activities | [7 empty] | Work Area
143406 | WTR-LWA | Work Area 2 Central Mains and Chambers | WTR-SCT | Water Supply Work Area 2 SYSTEM CONTROL | [5 empty] | Process
147723 | WTR-SCT-SYP | Work Area 2 Central System Pressure, | WTR-SCT | Water Supply Work Area 2 SYSTEM CONTROL | [5 empty] | Equipment Location
105788 | THR-WA3-CI | Work Area 3 , Continuous Improvement Activities | [7 empty] | Work Area
143409 | WTR-MT3 | Work Area 3 WEST Mains and Chambers | WTR-WEST | Water Supply Work Area 3 WEST | [5 empty] | Process
115991 | WTR-WEST-PS | Work Area 3 WEST Pumping Stations | WTR-WEST | Water Supply Work Area 3 WEST | [5 empty] | Process
147740 | WTR-WEST-RES | Work Area 3 WEST Reservoirs | WTR-WEST | Water Supply Work Area 3 WEST | [5 empty] | Process
115993 | WTR-WEST-SYP | Work Area 3 WEST System Pressure | WTR-WEST | Water Supply Work Area 3 WEST | [5 empty] | Equipment Location
147742 | WTR-WEST-TNK | Work Area 3 WEST Tanks | WTR-WEST | Water Supply Work Area 3 WEST | [5 empty] | Process
105882 | THR-WA4-CI | Work Area 4 , Continuous Improvement Activities | [7 empty] | Work Area
107862 | WTR COMMUNICATIONS | WTR Communications | WTR-SPC1 | Process Control Systems - Administrative | [5 empty] | Process
141499 | WTR COMMUNICATIONS | WTR Communications | WTR-SPC2 | Process Control Systems - Equipment | [5 empty] | Process
147901 | YTF COMMUNUCATION | YTF Communucation | YTF-SPC1 | Process Control Systems - Administrative |  |  |  |  | http://www.toronto.ca/TWONTO#collection_of_assets | Computer Equipment
107864 | WTR OIT | WTR OIT | WTR-SPC1 | Process Control Systems - Administrative | [5 empty] | Process
141500 | WTR OIT | WTR OIT | WTR-SPC2 | Process Control Systems - Equipment | [5 empty] | Process
107865 | WTR PLC | WTR PLC | WTR-SPC2 | Process Control Systems - Equipment | [5 empty] | Process
141501 | WTR PLC | WTR PLC | WTR-SPC1 | Process Control Systems - Administrative | [5 empty] | Process
107866 | WTR SCADA CLIENTS | WTR SCADA Clients | WTR-SPC1 | Process Control Systems - Administrative | [5 empty] | Process
107867 | WTR SCADA CLIENTS | WTR SCADA Clients | WTR-SPC2 | Process Control Systems - Equipment | [5 empty] | Process
107868 | WTR SCADA SERVERS | WTR SCADA Servers | WTR-SPC1 | Process Control Systems - Administrative | [5 empty] | Process
141502 | WTR SCADA SERVERS | WTR SCADA Servers | WTR-SPC2 | Process Control Systems - Equipment | [5 empty] | Process
107869 | WTR SCADA SUPPORT | WTR SCADA Support | WTR-SPC2 | Process Control Systems - Equipment | [5 empty] | Process
141503 | WTR SCADA SUPPORT | WTR SCADA Support | WTR-SPC1 | Process Control Systems - Administrative | [5 empty] | Process
143410 | WTR-OBSOLETE | WTR Suspended Entities | [7 empty] | Obsolete Entity
52601 | FHO-WWW-P-0901-KQ | WW Polymer Pump System | FHO-WWW | Residue Management / Waste Water System |  |  |  | P | x | Equipment Location
52590 | FHO-WWW-P-0101-KQ | WW Pump 1 | FHO-WWW | Residue Management / Waste Water System |  |  |  | P | x | Equipment Location
81123 | YTF-AVANTIS | Avantis PRO | YTF | Tiffield Data Center |  | Software |  |  | x
52594 | FHO-WWW-P-0201-KQ | WW Pump 2 | FHO-WWW | Residue Management / Waste Water System |  |  |  | P | x | Equipment Location
27774 | FHO-WWW-P-0301-KQ | WW Pump 3 | FHO-WWW | Residue Management / Waste Water System |  |  |  | P | x | Equipment Location
30397 | FAC-PHA | YARD - 125 PHARMACY ROAD | FAC | DOS - FACILITIES | [5 empty] | Process
147904 | YTF PLC | YTF PLC | YTF-SPC1 | Process Control Systems - Administrative | [5 empty] | Process
67297 | PCS STANDBY | YTF SCADA Standby Support | YTF-SPC1 | Process Control Systems - Administrative | [5 empty] | Process
64756 | TAB-AI-S-10 | Z Building Air Equipment | TAB-AI | Local Compressed Air Equipment |  |  |  | S |  | Equipment Location
83011 | TAB-AI-S-10 | Z Building Air Equipment | TAB-WORK-AREA-SEO | TAB Work Area SEO |  |  |  | S |  | Equipment Location
105209 | TAB-ELS-Z BLDG | Z Building Outdoor Substation | TAB-ELS-NORTH | North Substation | Switchgear,Outdoor |  |  |  |  | Equipment Location
105210 | TAB-ELS-Z BLDG | Z Building Outdoor Substation | TAB-WORK-AREA-6 | Work Area 6 | Switchgear,Outdoor |  |  |  |  | Equipment Location
105211 | TAB-ELS-Z BLDG | Z Building Outdoor Substation | TAB-WORK-AREA-SEO | TAB Work Area SEO | Switchgear,Outdoor |  |  |  |  | Equipment Location
27903 | FHO-ZMC-P-0101-KQ | Zebra Mussel Chlorination Pump 1 | FHO-ZMC | Zebra Mussel Control System |  |  |  | P | x | Equipment Location
52730 | FHO-ZMC-P-0201-KQ | Zebra Mussel Chlorination Pump 2 | FHO-ZMC | Zebra Mussel Control System |  |  |  | P | x | Equipment Location
16006 | FCL-ZMC | Zebra Mussel Control | FCL WORK AREA 1 | Process | [5 empty] | Sub-Process
35398 | FCL-ZMC | Zebra Mussel Control | FCL-DIS | Disinfection and Conditioning | [5 empty] | Sub-Process
38938 | FHA-ZMC | Zebra Mussel Control | FHA-DIS | Disinfection | [5 empty] | Sub-Process
51018 | FHO-RW-P-1501-KQ | Zebra Mussel Control Sample Pump Unit 1 | FHO RAW H2O | Raw water Sampling |  |  |  | P | x | Equipment Location
26165 | FHO-RW-P-1601-KQ | Zebra Mussel Control Sample Pump Unit 2 | FHO RAW H2O | Raw water Sampling |  |  |  | P | x | Equipment Location
27899 | FHO-ZMC | Zebra Mussel Control System | FHO-DIS | Disinfection | [5 empty] | Sub-Process
56609 | FIS-ZMC | Zebra Mussel Control System-OUT OF SERVICE | FIS-RW | Raw Water Production | [5 empty] | Sub-Process
27075 | FHO-SM-SEN-0001 | ZMCS Raw Water Gas Detection | FHO-SES | Safety & Environmental Services | Atmosphere Monitoring Device,Stationary,H2S/CO/CL/Toxic/SO2/NH3 |  |  | SEN |  | Equipment Location
148120 | ZDATA PILOT | ZCity of Toronto |  |  |  |  | 39026 |  | x | City
116731 | ZXDP ENTITY COL | DO NOT USE - City of Toronto | [6 empty] | x | City
148121 | ZXDP OTHER COL | DO NOT USE - DP Other Entities | [6 empty] | x | City
148122 | ZXDP VALVE COL | DO NOT USE - Toronto Water DP Pump | [6 empty] | x | City

## Control_Loop
Column1 | Entity_number | Description | Parent | Parent_Description | Category | Class | Suspended | Tag | Valid_Class
8074 | EV2025D | Controller, Flow | TAB-PWA-INQ | Plant Water - Instrumentation Equipment | Controller,Flow | Control Loop |  |  | http://www.toronto.ca/TWONTO#controller
81696 | EV2024D | Controller, Flow | TAB-PWA-INQ | Plant Water - Instrumentation Equipment | Controller,Flow | Control Loop |  |  | http://www.toronto.ca/TWONTO#controller
81697 | EV2026D | Controller, Flow | TAB-PWA-INQ | Plant Water - Instrumentation Equipment | Controller,Flow | Control Loop |  |  | http://www.toronto.ca/TWONTO#controller
32845 | SN2006D | Controller, Level Uni-Sonic | TAB-THK-CT | Controller, Uni-Sonic | Controller,Level | Control Loop |  |  | http://www.toronto.ca/TWONTO#controller
105497 | SN2007D | Controller, Level Uni-Sonic | TAB-THK-CT | Controller, Uni-Sonic | Controller,Level | Control Loop |  |  | http://www.toronto.ca/TWONTO#controller
32851 | SN2032D | Controller, Uni-Sonic | TAB-THK-CT | Controller, Uni-Sonic | Controller | Control Loop |  |  | http://www.toronto.ca/TWONTO#controller
32852 | SN2033D | Controller, Uni-Sonic | TAB-THK-CT | Controller, Uni-Sonic | Controller | Control Loop |  |  | http://www.toronto.ca/TWONTO#controller
32853 | SN2034D | Controller, Uni-Sonic | TAB-THK-CT | Controller, Uni-Sonic | Controller | Control Loop |  |  | http://www.toronto.ca/TWONTO#controller
32854 | SN2036D | Controller, Uni-Sonic | TAB-THK-CT | Controller, Uni-Sonic | Controller | Control Loop |  |  | http://www.toronto.ca/TWONTO#controller
32855 | SN2037D | Controller, Uni-Sonic | TAB-THK-CT | Controller, Uni-Sonic | Controller | Control Loop |  |  | http://www.toronto.ca/TWONTO#controller
32856 | SN2039D | Controller, Uni-Sonic | TAB-THK-CT | Controller, Uni-Sonic | Controller | Control Loop |  |  | http://www.toronto.ca/TWONTO#controller
105499 | SN2031D | Controller, Uni-Sonic | TAB-THK-CT | Controller, Uni-Sonic | Controller | Control Loop |  |  | http://www.toronto.ca/TWONTO#controller
105500 | SN2035D | Controller, Uni-Sonic | TAB-THK-CT | Controller, Uni-Sonic | Controller | Control Loop |  |  | http://www.toronto.ca/TWONTO#controller
105501 | SN2038D | Controller, Uni-Sonic | TAB-THK-CT | Controller, Uni-Sonic | Controller | Control Loop |  |  | http://www.toronto.ca/TWONTO#controller
105502 | SN2040D | Controller, Uni-Sonic | TAB-THK-CT | Controller, Uni-Sonic | Controller | Control Loop |  |  | http://www.toronto.ca/TWONTO#controller
57839 | THC-INC-DL-2101 | Data Logger | THC-INC | Incineration Process |  | Control Loop |  | DL | http://www.toronto.ca/TWONTO#data_logger
121947 | THC-AER-DL-1201 | Data Logger | THC-AER | AerationTreatment Process |  | Control Loop |  | DL | http://www.toronto.ca/TWONTO#data_logger
121948 | THC-AER-DL-1301 | Data Logger | THC-AER | AerationTreatment Process |  | Control Loop |  | DL | http://www.toronto.ca/TWONTO#data_logger
121949 | THC-AER-DL-1302 | Data Logger | THC-AER | AerationTreatment Process |  | Control Loop |  | DL | http://www.toronto.ca/TWONTO#data_logger
87466 | FHA-FLT-FICR-0101 | FHA-FLT-FIC-0101 - Controller, Flow Indicating Filter #1 | FHA-FLT-F-0101 | Filter #01, Filter Building, West Filter Gallery South | Controller,Flow | Control Loop |  | FICR | http://www.toronto.ca/TWONTO#controller
87467 | FHA-FLT-FICR-0201 | FHA-FLT-FIC-0201 - Controller, Flow Indicating Filter #2 | FHA-FLT-F-0201 | Filter #02, Filter Building, West Filter Gallery North | Controller | Control Loop |  | FICR | http://www.toronto.ca/TWONTO#controller
13969 | FHA-FLT-FICR-0301 | FHA-FLT-FIC-0301 - Controller, Flow Indicating Filter #3 | FHA-FLT-F-0301 | Filter #03, Filter Building, West Filter Gallery South | Controller | Control Loop |  | FICR | http://www.toronto.ca/TWONTO#controller
87468 | FHA-FLT-FICR-0401 | FHA-FLT-FIC-0401 - Controller, Flow Indicating Filter #4 | FHA-FLT-F-0401 | Filter #04, Filter Building, West Filter Gallery North | Controller | Control Loop |  | FICR | http://www.toronto.ca/TWONTO#controller
87469 | FHA-FLT-FICR-0501 | FHA-FLT-FIC-0501 - Controller, Flow Indicating Filter #5 | FHA-FLT-F-0501 | Filter #05, Filter Building, West Filter Gallery South | Controller | Control Loop |  | FICR | http://www.toronto.ca/TWONTO#controller
13970 | FHA-FLT-FICR-0601 | FHA-FLT-FIC-0601 - Controller, Flow Indicating Filter #6 | FHA-FLT-F-0601 | Filter #06, Filter Building, West Filter Gallery North | Controller | Control Loop |  | FICR | http://www.toronto.ca/TWONTO#controller
87470 | FHA-FLT-FICR-0701 | FHA-FLT-FIC-0701 - Controller, Flow Indicating Filter #7 | FHA-FLT-F-0701 | Filter #07, Filter Building, West Filter Gallery South | Controller | Control Loop |  | FICR | http://www.toronto.ca/TWONTO#controller
13971 | FHA-FLT-FICR-0801 | FHA-FLT-FIC-0801 - Controller, Flow Indicating Filter #8 | FHA-FLT-F-0801 | Filter #08, Filter Building, West Filter Gallery North | Controller | Control Loop |  | FICR | http://www.toronto.ca/TWONTO#controller
13974 | FHA-FLT-FICR-1301 | FHA-FLT-FIC-1301 - Controller, Flow Indicating Filter #13 | FHA-FLT-F-1301 | Filter #13, Filter Building, West Filter Gallery South | Controller | Control Loop |  | FICR | http://www.toronto.ca/TWONTO#controller
87484 | FHA-FLT-FICR-3801 | FHA-FLT-FIC-3801 - Controller, Flow Indicating Filter #38 | FHA-FLT-F-3801 | Filter #38, Filter Building, East Filter Gallery North | Controller | Control Loop |  | FICR | http://www.toronto.ca/TWONTO#controller
13988 | FHA-FLT-FICR-3901 | FHA-FLT-FIC-3901 - Controller, Flow Indicating Filter #39 | FHA-FLT-F-3901 | Filter #39, Filter Building, East Filter Gallery South | Controller | Control Loop |  | FICR | http://www.toronto.ca/TWONTO#controller
87485 | FHA-FLT-FICR-4001 | FHA-FLT-FIC-4001 - Controller, Flow Indicating Filter #40 | FHA-FLT-F-4001 | Filter #40, Filter Building, East Filter Gallery North | Controller | Control Loop |  | FICR | http://www.toronto.ca/TWONTO#controller
8076 | EV2623D | Flow Switch, Solenoid Control Valve | TAB-PWA-INQ | Plant Water - Instrumentation Equipment | Regulator,Flow | Control Loop |  |  | http://www.toronto.ca/TWONTO#flow_switch
8077 | EV2624D | Flow Switch, Solenoid Control Valve | TAB-PWA-INQ | Plant Water - Instrumentation Equipment | Regulator,Flow | Control Loop |  |  | http://www.toronto.ca/TWONTO#flow_switch
81699 | EV2622D | Flow Switch, Solenoid Control Valve | TAB-PWA-INQ | Plant Water - Instrumentation Equipment | Regulator,Flow | Control Loop |  |  | http://www.toronto.ca/TWONTO#flow_switch
33572 | TAB-ACC-CP-0070 | Instrumentation and Controls, Volcano # 1 | TAB-ACC-BO-0010 | Boiler # 1, Hot Water Heating, Volcano, B-1 | Controller | Control Loop |  | CP | http://www.toronto.ca/TWONTO#process_control_panel
33574 | TAB-ACC-CP-0500 | Instrumentation and Controls, Volcano # 20 | TAB-ACC-BO-0500 | Boiler #20, Volcano | Control Panel,Instrumentation | Control Loop |  | CP | http://www.toronto.ca/TWONTO#process_control_panel
33573 | TAB-ACC-CP-0400 | Instrumentation and Controls, Volcano #19 | TAB-ACC-BO-0400 | Boiler #19, Volcano | Controller | Control Loop |  | CP | http://www.toronto.ca/TWONTO#process_control_panel
68123 | THR-ELS-LP-0202 | Lighting Panel, 600 V. New Maint Bldg (120/208 V (LP-C1) | THR-RSPS-CR | New Returns Control Room | Control Panel,Electrical | Control Loop |  | LP | http://www.toronto.ca/TWONTO#LV_electrical_panel
134868 | THR-ELS-LP-0203 | Lighting Panel, 600 V. RSPS Control Room Bldg. | THR-RSPS-CR | New Returns Control Room | Control Panel,Electrical | Control Loop |  | LP | http://www.toronto.ca/TWONTO#LV_electrical_panel
68133 | THR-ELS-LP-3801 | Lighting Panel, Raw Plant Water Pumping Station, Electrical Room | THR-ELS-FPW | Electrical System, Filtered Plant Water Building | Control Panel,Electrical | Control Loop |  | LP | http://www.toronto.ca/TWONTO#LV_electrical_panel
101412 | KN2001D | Recorder, Temperature | TAB-DIG-INQ-T5-8 | Digester Tanks 5-8, Instrumentation Equipment | Recorder | Control Loop |  |  | http://www.toronto.ca/TWONTO#data_logger
98856 | HN2001D | Recorder, Wind Speed & Direction | TAB-RSP-INQ-M | M Building - Instrumentation Equipment | Recorder | Control Loop |  |  | http://www.toronto.ca/TWONTO#data_logger
59576 | THC-PLT-PSL-6351 | Switch, Pressure, Degritting Air | THC-PLT-AIR | Degritting Air | Pressure Sensor | Control Loop |  | PSL | http://www.toronto.ca/TWONTO#pressure_switch
60205 | THC-PRM-PSH-6915 | Switch, Pressure, Pump, Tank 0100 & 0200, Primary Scum Distribution | THC-PRM-P-6910 | Pump, Scum Transfer, Rotary Lobe, Primary Tank 0100 & 0200, Primary Scum Distribution | Pressure Sensor | Control Loop |  | PSH | http://www.toronto.ca/TWONTO#pressure_switch
60206 | THC-PRM-PSH-6935 | Switch, Pressure, Pump, Tank 0300 & 0400, Primary Scum Distribution | THC-PRM-P-6930 | Pump, Scum Transfer, Rotary Lobe, Primary, Tank 0300 & 0400, Primary Scum Distribution | Pressure Sensor | Control Loop |  | PSH | http://www.toronto.ca/TWONTO#pressure_switch
127704 | THC-PRM-PSH-6955 | Switch, Pressure, Pump, Tank 0500 & 0600, Primary Scum Distribution | THC-PRM-P-6950 | Pump, Scum Transfer, Rotary Lobe, Primary, Tank 0500 & 0600, Primary Scum Distribution | Pressure Sensor | Control Loop |  | PSH | http://www.toronto.ca/TWONTO#pressure_switch
127705 | THC-PRM-PSH-6975 | Switch, Pressure, Pump, Tank 0700 & 0800, Primary Scum Distribution | THC-PRM-P-6970 | Pump, Scum Transfer, Rotary Lobe, Primary, Tank 0700 & 0800, Primary Scum Distribution | Pressure Sensor | Control Loop |  | PSH | http://www.toronto.ca/TWONTO#pressure_switch
109614 | TAB-DEW-LIT-3230 | Transmitter, Level Indicating, Polymer Solution Day Tank #3 | TAB-DEW-T-3230 | Tank, Polymer Solution Day Tank #3 |  | Control Loop |  | LIT | http://www.toronto.ca/TWONTO#level_transmitter

## Office_Equipment
Column1 | Entity_number | Description | Parent | Parent_Description | Category | Class | Suspended | Tag | Valid_Class
95761 | FIS ADMIN | Administration | FIS | Island Water Treatment Plant |  | Office Equipment |  |  | http://www.toronto.ca/TWONTO#collection_of_assets
22839 | FIS COMMUNICATIONS | FIS Communications | FIS-SPC1 | Process Control Systems - Administrative |  | Office Equipment |  |  | http://www.toronto.ca/TWONTO#collection_of_assets
95762 | FIS OIT | FIS OIT | FIS-SPC1 | Process Control Systems - Administrative |  | Office Equipment |  |  | http://www.toronto.ca/TWONTO#collection_of_assets
22841 | FIS PLC | FIS PLC | FIS-SPC1 | Process Control Systems - Administrative |  | Office Equipment |  |  | http://www.toronto.ca/TWONTO#collection_of_assets
70255 | THR-OCS-OZ-3956S | Ozone Generator, Odour Control System | THR-OCS-OZ | Odour Control System, Ozonator | Generator,Ozone | Office Equipment | 39022 | OZ | http://www.toronto.ca/TWONTO#ozone_generator
43515 | TAB-PLT-PRNT-0550 | Printer, Weight, Truck Loading Bay No. 1, P Bldg. | TAB-PLT-LOA-P | P Building, Truck Loading Bay | Computer Equipment,Printer | Office Equipment |  | PRNT
114828 | TAB-PLT-PRNT-0650 | Printer, Weight, Truck Loading Bay No. 2, P Bldg. | TAB-PLT-LOA-P | P Building, Truck Loading Bay | Computer Equipment,Printer | Office Equipment |  | PRNT
128866 | THC-SPC-CPU-1901 | SCADA Workstation,Boiler Building | THC-ACC-BLDG E | Boiler House, HVAC |  | Office Equipment |  | CPU | http://www.toronto.ca/TWONTO#operator_interface_terminal
61924 | THC-SPC-CPU-2801 | SCADA Workstation,Disinfection Bldg | THC-DIS | Disinfection (Chlorination) Process |  | Office Equipment |  | CPU | http://www.toronto.ca/TWONTO#operator_interface_terminal
61922 | THC-SPC-CPU-2401 | SCADA Workstation,South Effluent Pump Station,Sampling Room,Ground Floor | THC-ITS-COM-2402 | Telecommunication Enclosure,South Effluent Pump Station,Sampling Room,Ground Floor |  | Office Equipment |  | CPU | http://www.toronto.ca/TWONTO#operator_interface_terminal
84470 | FCL-ITS-TEL-1304 | Wi Fi Cell phone | FCL-ITS-TEL | RL Clark Wi Fi Phones, |  | Office Equipment |  | TEL

## Peripheral
Column1 | Entity_number | Description | Parent | Parent_Description | Category | Class | Suspended | Tag | Valid_Class
140834 | TNT-SES-RING | Lifebuoy Ring | TNT-MCS | Miscellaneous, including Storm Water Tanks | PPE | Peripheral |  |  | http://www.toronto.ca/TWONTO#life_ring
140851 | TNT-SES-SQ-2000 | NTTP Fire Safety Plan & Electronic Plant key | TNT-MCS | Miscellaneous, including Storm Water Tanks |  | Peripheral |  | SQ | emergency_kit

## Software
Column1 | Entity_number | Description | Parent | Parent_Description | Category | Class | Suspended | Tag | Valid_Class
32736 | SL-C_33 | IFIX License | C_33 | Workstation |  | Software |  |  | x
32737 | SL-COLPSC04 | IFIX License | COLPSC04 | Ifix iClient |  | Software |  |  | x
32738 | SL-COLPSP01 | IFIX License | COLPSP01 | WIN911 Paging Server |  | Software |  |  | x
32739 | SL-COLPSX02 | IFIX License | COLPSX02 | Citrix/Intellution Terminal Server |  | Software |  |  | x
32740 | SL-CPU_201 | IFIX License | CPU_201 | Workstation |  | Software |  |  | x
32741 | SL-CPU_301 | IFIX License | CPU_301 | Workstation |  | Software |  |  | x
32778 | SL-FIX | IFIX License | FIX | Development/Cold Back-up Server |  | Software |  |  | x
32779 | SL-MMI103 | IFIX License | MMI103 | MMI workstation |  | Software |  |  | x
32780 | SL-MMI21 | IFIX License | MMI21 | MMI workstation |  | Software |  |  | x
32781 | SL-MMI70 | IFIX License | MMI70 | MMI workstation |  | Software |  |  | x
32782 | SL-MMI71 | IFIX License | MMI71 | MMI workstation |  | Software |  |  | x
32783 | SL-SCADA63 | IFIX License | SCADA63 | Scada Workstation |  | Software |  |  | x
32784 | SL-SCADA63_SP | IFIX License | SCADA63_SP | Scada Workstation |  | Software |  |  | x
32785 | SL-TABPSB02 | IFIX License | TABPSB02 | Backup Redundant SCADA Server |  | Software |  |  | x
32786 | SL-TABPSB04 | IFIX License | TABPSB04 | Backup Redundant SCADA Server |  | Software |  |  | x
32787 | SL-TABPSB06 | IFIX License | TABPSB06 | Backup Redundant SCADA Server |  | Software |  |  | x
32788 | SL-TABPSC01 | IFIX License | TABPSC01 | Ifix iClient |  | Software |  |  | x
32789 | SL-TABPSC02 | IFIX License | TABPSC02 | Ifix iClient |  | Software |  |  | x
32790 | SL-TABPSC03 | IFIX License | TABPSC03 | Ifix iClient |  | Software |  |  | x
32791 | SL-TABPSC05 | IFIX License | TABPSC05 | Ifix iClient |  | Software |  |  | x
32792 | SL-TABPSC06 | IFIX License | TABPSC06 | Ifix iClient |  | Software |  |  | x
32793 | SL-TABPSC07 | IFIX License | TABPSC07 | Ifix iClient |  | Software |  |  | x
32794 | SL-TABPSC09 | IFIX License | TABPSC09 | Ifix iClient |  | Software |  |  | x
32795 | SL-TABPSC22 | IFIX License | TABPSC22 | Ifix iClient |  | Software |  |  | x
32796 | SL-TABPSC24 | IFIX License | TABPSC24 | Ifix iClient |  | Software |  |  | x
32797 | SL-TABPSC25 | IFIX License | TABPSC25 | Ifix iClient |  | Software |  |  | x
32798 | SL-TABPSC27 | IFIX License | TABPSC27 | Ifix iClient |  | Software |  |  | x
32799 | SL-TABPSC31 | IFIX License | TABPSC31 | Ifix iClient |  | Software |  |  | x
32800 | SL-TABPSC37 | IFIX License | TABPSC37 | Ifix iClient |  | Software |  |  | x
32801 | SL-TABPSM02 | IFIX License | TABPSM02 | Main Redundant SCADA Server |  | Software |  |  | x
32802 | SL-TABPSM03 | IFIX License | TABPSM03 | Main Redundant SCADA Server |  | Software |  |  | x
32803 | SL-TABPSM06 | IFIX License | TABPSM06 | Main Redundant SCADA Server |  | Software |  |  | x
32804 | SL-TABPSM07 | IFIX License | TABPSM07 | Main Redundant SCADA Server |  | Software |  |  | x
32805 | SL-TABPSM11 | IFIX License | TABPSM11 | Main Redundant SCADA Server |  | Software |  |  | x
32806 | SL-TABPSM15 | IFIX License | TABPSM15 | Main Redundant SCADA Server |  | Software |  |  | x
32807 | SL-TABPSN09 | IFIX License | TABPSN09 | SCADA Server |  | Software |  |  | x
32808 | SL-TABPSN14 | IFIX License | TABPSM14 | SCADA Server |  | Software |  |  | x
32809 | SL-TABPSP01 | IFIX License | TABPSP01 | WIN911 Paging Server |  | Software |  |  | x
32810 | SL-TABPSX02 | IFIX License | TABPSX02 | Citrix/Intellution Terminal Server |  | Software |  |  | x
32833 | SL-W16114 | IFIX License | W16114 | Workstation |  | Software |  |  | x
81123 | YTF-AVANTIS | Avantis PRO | YTF | Tiffield Data Center |  | Software |  |  | x
105381 | SL-AB-EMS | IFIX License | AB-EMS | Development/Cold Back-up Server |  | Software |  |  | x
105382 | SL-COLPSC01 | IFIX License | COLPSC01 | Ifix iClient |  | Software |  |  | x
105383 | SL-COLPSX01 | IFIX License | COLPSX01 | Citrix/Intellution Terminal Server |  | Software |  |  | x
105384 | SL-EMSVIEW | IFIX License | EMSVIEW | EMS View Workstation |  | Software |  |  | x
105434 | SL-FISPSC03 | IFIX License | FIS-ADM BLDG | Building Location |  | Software |  |  | x
105437 | SL-MMI17 | IFIX License | MMI17 | MMI workstation |  | Software |  |  | x
105438 | SL-MTPVIEW3 | IFIX License | MTPVIEW3 | MTPVIEW Workstation |  | Software |  |  | x
105439 | SL-PWATER | IFIX License | PWATER | Spare Workstation |  | Software |  |  | x
105440 | SL-TABPSB03 | IFIX License | TABPSB03 | Backup Redundant SCADA Server |  | Software |  |  | x
105441 | SL-TABPSB05 | IFIX License | TABPSB05 | Backup Redundant SCADA Server |  | Software |  |  | x
105442 | SL-TABPSB07 | IFIX License | TABPSB07 | Backup Redundant SCADA Server |  | Software |  |  | x
105443 | SL-TABPSB10 | IFIX License | TABPSB10 | Backup Redundant SCADA Server |  | Software |  |  | x
105444 | SL-TABPSB11 | IFIX License | TABPSB11 | Backup Redundant SCADA Server |  | Software |  |  | x
105445 | SL-TABPSC10 | IFIX License | TABPSC10 | Ifix iClient |  | Software |  |  | x
105446 | SL-TABPSC11 | IFIX License | TABPSC11 | Ifix iClient |  | Software |  |  | x
105447 | SL-TABPSC12 | IFIX License | TABPSC12 | Ifix iClient |  | Software |  |  | x
105448 | SL-TABPSC14 | IFIX License | TABPSC14 | Ifix iClient |  | Software |  |  | x
105449 | SL-TABPSC15 | IFIX License | TABPSC15 | Ifix iClient |  | Software |  |  | x
105450 | SL-TABPSC16 | IFIX License | TABPSC16 | Ifix iClient |  | Software |  |  | x
105451 | SL-TABPSC17 | IFIX License | TABPSC17 | Ifix iClient |  | Software |  |  | x
105452 | SL-TABPSC30 | IFIX License | TABPSC30 | Ifix iClient |  | Software |  |  | x
105453 | SL-TABPSC34 | IFIX License | TABPSC34 | Ifix iClient |  | Software |  |  | x
105454 | SL-TABPSC36 | IFIX License | TABPSC36 | Ifix iClient |  | Software |  |  | x
105455 | SL-TABPSM04 | IFIX License | TABPSM04 | Main Redundant SCADA Server |  | Software |  |  | x
105456 | SL-TABPSM05 | IFIX License | TABPSM05 | Main Redundant SCADA Server |  | Software |  |  | x
105457 | SL-TABPSM10 | IFIX License | TABPSM10 | Main Redundant SCADA Server |  | Software |  |  | x
105481 | SL-WPHI01AB | IFIX License | WPHI01AB | SERVER - IHISTORIAN |  | Software |  |  | x

## Storage
Column1 | Entity_number | Description | Parent | Parent_Description | Category | Class | Suspended | Tag | Valid_Class
7767 | DOS-DIS-STRA | TRK Disinfection - Sodium Hypochlorite Storage | TRK-DIS | TRK Disinfection | Analyzer,Chlorine | Storage |  |  | http://www.toronto.ca/TWONTO#building
61090 | THC-PRS-CP-0101 | Ferrous Chloride Unloading Control Panel | THC-PRS-T-0100 | Tank, FRP, Ferrous Chloride, Storage, Storage Tank Area | Control Panel,Instrumentation | Storage |  | CP | http://www.toronto.ca/TWONTO#process_control_panel
61900 | THC-SM-STRC-0001 | Waste Oil Management Place, Building A | THC-SUSPENDED | Suspended entity |  | Storage | 35268 | STRC | http://www.toronto.ca/TWONTO#building
61901 | THC-SM-STRC-0002 | Waste Oil Management Place, East side | THC-MCS-MEQ | Machine Shop and Equipment |  | Storage |  | STRC | http://www.toronto.ca/TWONTO#building
128845 | THC-SM-STRC-0001 | Waste Oil Management Place, Building A | THC-MCS-MEQ | Machine Shop and Equipment |  | Storage | 35268 | STRC | http://www.toronto.ca/TWONTO#building
140911 | TNT-WA9-SPARES | Spares for Equipments,pumps etc., | TNT-GRK-PRTY-1000 | Building Services | Pump | Storage |  |  | http://www.toronto.ca/TWONTO#collection_of_assets

## None
Column1 | Entity_number | Description | Parent | Parent_Description | Category | Class | Suspended | Tag | Valid_Class | Asset_Type
7 | TAB_EL1_L_1501 | Electrical Power Line,EL1-BUS-1501,EL1-TR-1501,North Substation | TAB_EL1_13.8KV_LINES | Electrical Power Line,13.8KV,North Substation | [5 empty] | Division
8 | TAB_EL1_L_1502 | Electrical Power Line,EL1-BUS-1502,EL1-TR-1502,North Substation | TAB_EL1_13.8KV_LINES | Electrical Power Line,13.8KV,North Substation | [5 empty] | Division
9 | TAB_EL1_L_1503 | Electrical Power Line,EL1-BUS-1501,EL1-TR-1503,North Substation | TAB_EL1_13.8KV_LINES | Electrical Power Line,13.8KV,North Substation | [5 empty] | Division
10 | TAB_EL1_L_1504 | Electrical Power Line,EL1-BUS-1502,EL1-TR-1504,North Substation | TAB_EL1_13.8KV_LINES | Electrical Power Line,13.8KV,North Substation | [5 empty] | Division
11 | TAB_EL1_L_1505 | Electrical Power Line,EL1-BUS-1501,EL1-TR-1505,North Substation | TAB_EL1_13.8KV_LINES | Electrical Power Line,13.8KV,North Substation | [5 empty] | Division
13 | 16821 | Raw Water Intake | FIS-RW | Raw Water Production | [5 empty] | Sub-Process
15 | 16847 | Treated Water Suction Channel | FIS-TRW | Treated Water Production | [5 empty] | Sub-Process
16 | 16856 | Emergency Power, Diesel & UPS | FIS-ELS | System, Electrical Distribution System | [5 empty] | Sub-Process
17 | 16861 | Facility Stores | FIS-GRK | FIS Buildings & Grounds | [5 empty] | Sub-Process
18 | 17800 | TAB Power Distribution Projects | 52349 | TAB Power Distribution | [5 empty] | Building Service
28 | 21381 | TAB Process Control Projects | 52349 | TAB Power Distribution | [5 empty] | Building Service
34 | 36233 | TAB Power Failure August 14, 2003 | 52349 | TAB Power Distribution | [5 empty] | Building Service
52 | TAB_EL1_L_1506 | Electrical Power Line,EL1-BUS-1502,EL1-TR-1506,North Substation | TAB_EL1_13.8KV_LINES | Electrical Power Line,13.8KV,North Substation | [5 empty] | Division
53 | 16825 | Raw Water Flume | FIS-RW | Raw Water Production | [5 empty] | Sub-Process
54 | 16854 | Process Control & Instrumentation | FIS-ELS | System, Electrical Distribution System | [5 empty] | Sub-Process
66 | 32752 | TAB Process Computers | 52349 | TAB Power Distribution | [5 empty] | Building Service
92 | 52349 | TAB Power Distribution | TAB POWER DISTRIB | TAB Power Distribution and Process Control | [5 empty] | Building Service
124 | 52349 | TAB Power Distribution | TAB-WORK-AREA-8 | Electrical Sub- Stations | [5 empty] | Building Service
126 | 53304 | Bio-Filter PM's | TAB-SLO-BIO | Odour Control Facility-WA4 | Filter |  |  |  |  | Mechanical Equipment
146 | 535058 | Extinguisher, Fire, SN# 535058, Dry, 18 lbs, Ozone #1, Aeration | TAB-WA7-FEQ-2148S | Extinguisher, Fire - Aeration | Fire Prevention,Extinguisher |  | 32990 |  |  | Obsolete Entity
147 | 535079 | Extinguisher, Fire, SN# 535079, Dry, 19 lbs, Ozone #2, Aeration | TAB-SUSPENDED ENTITY | Suspended entities | Fire Prevention,Extinguisher |  | 32991 |  |  | Obsolete Entity
167 | {FIS-ELS-CP} | Asset Group,Control Panels, ELS Load Shedding Control | FIS-ELS | System, Electrical Distribution System | [5 empty] | Division
168 | {FIS-ELS-LP} | Asset Group, Power Distribution Cabinets,208/120V Island WTP | FIS-ELS | System, Electrical Distribution System | [5 empty] | Division
169 | {FIS-ELS-PDP} | Asset Group, Power Distribution Cabinets,600 V,Island WTP | FIS-ELS | System, Electrical Distribution System | [5 empty] | Division
235 | BEFORE SO2 | Before S02 Sampling | FHA-SAMP | Sampling Systems | [5 empty] | Sub-Process
236 | BOM | Business Operations Management | TW | Toronto Water | [5 empty] | Section
237 | BOM - LABORATORY | Business Operations Management | BOM ADMIN | Business Operation Management | [5 empty] | Work Area
238 | BOM - SERVICES | Business Customer Support | BOM ADMIN | Business Operation Management | [5 empty] | Work Area
240 | BOM-LAB-COM | Laboratory - Commissioners St. | BOM - LABORATORY | Business Operations Management | [5 empty] | Process
241 | BOM-LAB-DEE | Laboratory - Dee Avenue | BOM - LABORATORY | Business Operations Management | [5 empty] | Process
242 | BOM-LAB-DEE-INORG | Laboratory - Inorganic | BOM-LAB-DEE | Laboratory - Dee Avenue | [5 empty] | Sub-Process
243 | BOM-LAB-DEE-ORG | Laboratory - Organic | BOM-LAB-DEE | Laboratory - Dee Avenue | [5 empty] | Sub-Process
244 | BOM-LAB-TAB | Laboratory - Ashbridges Bay Treatment Plant | BOM - LABORATORY | Business Operations Management | [5 empty] | Process
245 | BOM-LAB-TAB-INORG | Laboratory - Inorganic | BOM-LAB-TAB | Laboratory - Ashbridges Bay Treatment Plant | [5 empty] | Sub-Process
248 | BUS | Business Unit Support | TW | Toronto Water | [5 empty] | Section
1084 | 535058 | Extinguisher, Fire, SN# 535058, Dry, 18 lbs, Ozone #1, Aeration | TAB-SUSPENDED ENTITY | Suspended entities | Fire Prevention,Extinguisher |  | 32990 |  |  | Obsolete Entity
1085 | 535079 | Extinguisher, Fire, SN# 535079, Dry, 19 lbs, Ozone #2, Aeration | TAB-WA7-FEQ-2148S | Extinguisher, Fire - Aeration | Fire Prevention,Extinguisher |  | 32991 |  |  | Obsolete Entity
1105 | {FIS-ELS-CAB} | Asset Group,Electrical Distribution Bus Cabinets | FIS-ELS | System, Electrical Distribution System | [5 empty] | Division
1106 | {FIS-ELS-CBL} | Asset Group,ELS Lines,13.8 kV / 4.16 kV | FIS-ELS | System, Electrical Distribution System | [5 empty] | Division
1107 | {FIS-ELS-TR} | Asset Group,Transformers | FIS-ELS | System, Electrical Distribution System | [5 empty] | Division
1108 | {FIS-ELS-TR}.1 | Asset Group,Transformers,Oil-filled | {FIS-ELS-TR} | Asset Group,Transformers | [5 empty] | Division
1109 | {FIS-ELS-TR}.2 | Asset Group,Transformers,Dry-Type | {FIS-ELS-TR} | Asset Group,Transformers | [5 empty] | Division
1930 | AFTER SO2 | After SO2 Sampling | FHA-SAMP | Sampling Systems | [5 empty] | Sub-Process
1934 | B | Cluster B | [7 empty] | Department
1937 | BOM ADMIN | Business Operation Management | BOM | Business Operations Management | [5 empty] | Facility
1938 | BOM PUBLIC OUTREACH | Public Outreach Program | BOM - SERVICES | Business Customer Support | [5 empty] | Process
1939 | BOM-LAB-COM-INORG | Laboratory - Inorganic | BOM-LAB-COM | Laboratory - Commissioners St. | [5 empty] | Sub-Process
1940 | BOM-LAB-TAB-ORG | Laboratory - Organic | BOM-LAB-TAB | Laboratory - Ashbridges Bay Treatment Plant | [5 empty] | Sub-Process
1951 | CENTRATE | Centrate Collection | TAB-DEW CENTRATE | Centrate Systems | [5 empty] | Sub-Process
2483 | COE | DOS - CONSTRUCTION EAST | DOS | DIVISIONAL OPERATIONS SERVICES | [5 empty] | Work Area
2484 | COE-FL | Floor slab for HUSAR, DOS - CONSTRUCTION EAST | COE | DOS - CONSTRUCTION EAST | [5 empty] | Sub Area
2485 | COL COMMUNICATIONS | COL Communications | COL-SPC1 | Process Control Systems - Administrative | [5 empty] | Process
2487 | COL SCADA CLIENTS | COL SCADA Clients | COL-SPC1 | Process Control Systems - Administrative | [5 empty] | Process
2488 | COL SCADA SERVERS | COL SCADA Servers | COL-SPC1 | Process Control Systems - Administrative | [5 empty] | Process
2489 | COL SCADA SUPPORT | COL SCADA Support | COL-SPC1 | Process Control Systems - Administrative | [5 empty] | Process
2498 | COL-120-LIT-0702S | SUSPENDED.Level Transmitter,Downstream, Coxwell Control Chambers No. 7&8, MTI | COL-MTI | Mid-Toronto Interceptor | Transmitter,Level |  | 40041 | LIT |  | Instrumentation Equipment
2579 | COL-BCV-FA-0001S | Fire Alarm system, Drywell | COL-BCV | Carlingview Blower Station | Fire Prevention,Alarm |  | 42915 | FA |  | Obsolete Entity
2580 | COL-BCV-FA-0001S | Fire Alarm system, Drywell | COL-BCV-MISC | Miscellaneous Equipment | Fire Prevention,Alarm |  | 42915 | FA |  | Obsolete Entity
2581 | COL-BCV-FA-0001S | Fire Alarm system, Drywell | COL-W-OBSOLETE | Col West Obsolete Entities | Fire Prevention,Alarm |  | 42915 | FA |  | Obsolete Entity
2602 | COL-BDC-FA-0001S | Fire Alarm system, Drywell | COL-BDC-MISC | Miscellaneous Equipment | Fire Prevention,Alarm |  | 40166 | FA |  | Obsolete Entity
2628 | COL-BEB-MISC | Miscellaneous Equipment | COL-BEB | Edenbridge Blower Station | [5 empty] | Sub-Process
2629 | COL-BEB-OIT-0001 | Operator Interface Terminal | COL-BEB | Edenbridge Blower Station | Computer Equipment,Monitor |  |  | OIT |  | Electrical Equipment
2630 | COL-BEB-OIT-0001 | Operator Interface Terminal | COL-BEB-MISC | Miscellaneous Equipment | Computer Equipment,Monitor |  |  | OIT |  | Electrical Equipment
2644 | COL-CCC-MISC | Miscellaneous Equipment | COL-CCC | Charles Caccia Park Storm Sanitary Combined Water Tank | [5 empty] | Sub-Process
2650 | COL-CED-MISC | Miscellaneous Equipment | COL-CED | Coatsworth Cut CSO Storage Tank | [5 empty] | Sub-Process
2655 | COL-CENTRAL | Central | COL | Complex Systems | [5 empty] | Work Area
2656 | COL-EAST | East | COL | Complex Systems | [5 empty] | Work Area
2657 | COL-EAST-PS | East Pumping Stations | COL-EAST | East | [5 empty] | Sub Area
2658 | COL-EAST-STM | Storm | COL-EAST | East | [5 empty] | Sub Area
2950 | COL-PBF-CP-0200 | Control Panel | COL-PBF-MISC | Miscellaneous Equipment | Control Panel |  |  | CP |  | Electrical Equipment
2952 | COL-PBF-DM-0001 | Damper/Louver | COL-PBF-MISC | Miscellaneous Equipment | Damper/Louver |  |  | DM |  | Mechanical Equipment
2953 | COL-PBF-DM-0002 | Damper/Louver | COL-PBF-MISC | Miscellaneous Equipment | Damper/Louver |  |  | DM |  | Mechanical Equipment
2954 | COL-PBF-DM-0004 | Damper/Louver | COL-PBF-MISC | Miscellaneous Equipment | Damper/Louver |  |  | DM |  | Mechanical Equipment
2955 | COL-PBF-FEQ-0001S | Fire Prevention, Extinguisher | COL-PBF-MISC | Miscellaneous Equipment | Fire Prevention,Extinguisher |  | 41312 | FEQ |  | Obsolete Entity
2956 | COL-PBF-FEQ-0001S | Fire Prevention, Extinguisher | COL-W-OBSOLETE | Col West Obsolete Entities | Fire Prevention,Extinguisher |  | 41312 | FEQ |  | Obsolete Entity
2957 | COL-PBF-FIT-0001 | Transmitter, Flow | COL-PBF-MISC | Miscellaneous Equipment | Transmitter |  |  | FIT |  | Instrumentation Equipment
2958 | COL-PBF-FN-0001 | Fan, Exhaust | COL-PBF-MISC | Miscellaneous Equipment | Fan |  |  | FN |  | Mechanical Equipment
2959 | COL-PBF-GEN-0001 | Generator, Electricity | COL-PBF-MISC | Miscellaneous Equipment | Generator |  |  | GEN |  | Electrical Equipment
2960 | COL-PBF-HTR-0001 | Heater, Main Control Panel | COL-PBF | Bluffers Park Sewage Pumping Station | Heater |  |  | HTR |  | Mechanical Equipment
2961 | COL-PBF-HTR-0002 | Heater | COL-PBF-MISC | Miscellaneous Equipment | Heater |  |  | HTR |  | Mechanical Equipment
2962 | COL-PBF-LIT-0100 | Transmitter, Level | COL-PBF-MISC | Miscellaneous Equipment | Transmitter,Level |  |  | LIT |  | Instrumentation Equipment
2963 | COL-PBF-LSH-0103 | Switch, Level-High | COL-PBF | Bluffers Park Sewage Pumping Station | Switch,Level |  |  | LSH |  | Instrumentation Equipment
2964 | COL-PBF-LSH-0103 | Switch, Level-High | COL-PBF-MISC | Miscellaneous Equipment | Switch,Level |  |  | LSH |  | Instrumentation Equipment
2965 | COL-PBF-LSHH-0104 | Switch, Level High-High | COL-PBF-MISC | Miscellaneous Equipment | Switch,Level |  |  | LSHH |  | Instrumentation Equipment
2966 | COL-PBF-LSL-0102 | Switch, Level-Low | COL-PBF | Bluffers Park Sewage Pumping Station | Switch |  |  | LSL |  | Instrumentation Equipment
2967 | COL-PBF-LSL-0102 | Switch, Level-Low | COL-PBF-MISC | Miscellaneous Equipment | Switch |  |  | LSL |  | Instrumentation Equipment
2968 | COL-PBF-LTG-0001 | Lighting | COL-PBF-MISC | Miscellaneous Equipment | Control Panel |  |  | LTG |  | Electrical Equipment
2969 | COL-PBF-MISC | Miscellaneous Equipment | COL-PCF | Clark Pumping Station | [5 empty] | Sub-Process
2970 | COL-PBF-P-0001 | Pump, Centrifugal | COL-PBF-MISC | Miscellaneous Equipment | Pump |  | 34116 | P |  | Mechanical Equipment
2971 | COL-PBF-P-0200A | Pump, Centrifugal | COL-PBF | Bluffers Park Sewage Pumping Station | Pump |  |  | P |  | Mechanical Equipment
2972 | COL-PBF-RPU-0001 | Remote Processing Unit | COL-PBF-MISC | Miscellaneous Equipment | RPU |  |  | RPU |  | Electrical Equipment
2973 | COL-PBF-SS-0001 | Security System | COL-PBF | Bluffers Park Sewage Pumping Station | Security System |  |  | SS |  | Electrical Equipment
2974 | COL-PBF-SW-0001 | Switch, Power | COL-PBF | Bluffers Park Sewage Pumping Station | Switch |  |  | SW |  | Electrical Equipment
2975 | COL-PBF-SW-0001 | Switch, Power | COL-PBF-MISC | Miscellaneous Equipment | Switch |  |  | SW |  | Electrical Equipment
2976 | COL-PBF-TS-0001 | Switch, Transfer | COL-PBF-MISC | Miscellaneous Equipment | Switch |  |  | TS |  | Electrical Equipment
2986 | COL-PBF-WEL-0100 | Wet well | COL-PBF | Bluffers Park Sewage Pumping Station | Well |  |  | WEL |  | Mechanical Equipment
3137 | COL-PBP-MISC | Miscellaneous Equipment | COL-PBP | Baby Point Sewage Pumping Station | [5 empty] | Sub-Process
3138 | COL-PBP-OIT-0001 | Operator Interface Terminal | COL-PBP | Baby Point Sewage Pumping Station | Computer Equipment,Monitor |  |  | OIT |  | Electrical Equipment
3228 | COL-PBR-CH-0001 | Chamber, Valve | COL-PBR-MISC | Miscellaneous Equipment | Chamber |  |  | CH |  | Mechanical Equipment
3229 | COL-PBR-FEQ-0001S | Fire Prevention, Extinguisher | COL-PBR | Berry Road Sewage Pumping Station | Fire Prevention,Extinguisher |  | 41314 | FEQ |  | Obsolete Entity
3230 | COL-PBR-FEQ-0001S | Fire Prevention, Extinguisher | COL-PBR-MISC | Miscellaneous Equipment | Fire Prevention,Extinguisher |  | 41314 | FEQ |  | Obsolete Entity
3231 | COL-PBR-FEQ-0001S | Fire Prevention, Extinguisher | COL-W-OBSOLETE | Col West Obsolete Entities | Fire Prevention,Extinguisher |  | 41314 | FEQ |  | Obsolete Entity
3237 | COL-PBR-GRF-0001 | Indicator, Ground Fault | COL-PBR | Berry Road Sewage Pumping Station |  |  |  | GRF |  | Electrical Equipment
3238 | COL-PBR-HTR-0001 | Heater, Electrical Panel | COL-PBR | Berry Road Sewage Pumping Station | Heater |  |  | HTR |  | Mechanical Equipment
3239 | COL-PBR-JIT-0001 | Meter, Power Indicating Transmitter | COL-PBR-MISC | Miscellaneous Equipment | Meter |  |  | JIT |  | Instrumentation Equipment
3240 | COL-PBR-LIT-0100 | Transmitter, Level | COL-PBR-MISC | Miscellaneous Equipment | Transmitter,Level |  |  | LIT |  | Instrumentation Equipment
3241 | COL-PBR-LIT-0101 | Transmitter, Level | COL-PBR-MISC | Miscellaneous Equipment | Transmitter,Level |  |  | LIT |  | Instrumentation Equipment
3242 | COL-PBR-LP-0001 | Control Panel, Electrical | COL-PBR-MISC | Miscellaneous Equipment | Control Panel |  |  | LP |  | Electrical Equipment
3243 | COL-PBR-LSH-0103 | Switch, Level | COL-PBR-MISC | Miscellaneous Equipment | Switch,Level |  |  | LSH |  | Instrumentation Equipment
3244 | COL-PBR-LSL-0102 | Switch, Level | COL-PBR-MISC | Miscellaneous Equipment | Switch,Level |  |  | LSL |  | Instrumentation Equipment
3245 | COL-PBR-LSLL-0101 | Switch, Level-Low | COL-PBR | Berry Road Sewage Pumping Station | Switch |  |  | LSLL |  | Instrumentation Equipment
3254 | COL-PBR-SW-0001 | Switch, Main Electrical Disconnect | COL-PBR | Berry Road Sewage Pumping Station | Switch |  |  | SW |  | Electrical Equipment
3255 | COL-PBR-SW-0001 | Switch, Main Electrical Disconnect | COL-PBR-MISC | Miscellaneous Equipment | Switch |  |  | SW |  | Electrical Equipment
3256 | COL-PBR-SW-0002 | Switch, Groud Fault Indicator | COL-PBR | Berry Road Sewage Pumping Station | Switch |  |  | SW |  | Electrical Equipment
3257 | COL-PBR-SW-0002 | Switch, Groud Fault Indicator | COL-PBR-MISC | Miscellaneous Equipment | Switch |  |  | SW |  | Electrical Equipment
3258 | COL-PBR-SW-0003 | Switch, Lighting Transformer | COL-PBR | Berry Road Sewage Pumping Station | Switch |  |  | SW |  | Electrical Equipment
3259 | COL-PBR-TR-0001 | Transformer, TR1 | COL-PBR | Berry Road Sewage Pumping Station | Transformer |  |  | TR |  | Electrical Equipment
3260 | COL-PBR-TS-0001 | Switch, Transfer | COL-PBR | Berry Road Sewage Pumping Station | Switch |  |  | TS |  | Electrical Equipment
3261 | COL-PBR-UPS-0001 | UPS | COL-PBR | Berry Road Sewage Pumping Station | Uninterruptible Power Supply |  |  | UPS |  | Electrical Equipment
3262 | COL-PBR-UPS-0001 | UPS | COL-PBR-MISC | Miscellaneous Equipment | Uninterruptible Power Supply |  |  | UPS |  | Electrical Equipment
3267 | COL-PBR-WEL-0100 | Well, Wet | COL-PBR | Berry Road Sewage Pumping Station |  |  |  | WEL |  | Mechanical Equipment
3269 | COL-PBY-CB-0001 | Circuit Breaker, | COL-PBY-MISC | Miscellaneous Equipment | Circuit Breaker |  |  | CB |  | Electrical Equipment
3270 | COL-PBY-CP-0001 | Control Panel, Operator | COL-PBY-MISC | Miscellaneous Equipment | Control Panel |  |  | CP |  | Electrical Equipment
3271 | COL-PBY-CP-0003 | Control Panel, Backup float relay | COL-PBY-MISC | Miscellaneous Equipment | Control Panel |  |  | CP |  | Electrical Equipment
3272 | COL-PBY-FEQ-0001S | Fire Prevention, Extinguisher | COL-PBY | Brick Yard Sewage Pumping Station | Fire Prevention,Extinguisher |  | 42605 | FEQ |  | Obsolete Entity
3274 | COL-PBY-GDR-0001 | Grinder, Comminutor | COL-PBY-MISC | Miscellaneous Equipment | Screen |  |  | GDR |  | Mechanical Equipment
3275 | COL-PBY-GDR-0001 | Grinder, Comminutor | COL-PCU-MISC | Miscellaneous Equipment | Screen |  |  | GDR |  | Mechanical Equipment
3276 | COL-PBY-LSH-0103 | Switch, Level-High | COL-PBY | Brick Yard Sewage Pumping Station | Switch,Level |  |  | LSH |  | Instrumentation Equipment
3277 | COL-PBY-LSHH-0104 | Switch, Level High-High | COL-PBY-MISC | Miscellaneous Equipment | Switch,Level |  |  | LSHH |  | Instrumentation Equipment
3278 | COL-PBY-LSHH-0105 | Switch, Level High-High | COL-PBY-MISC | Miscellaneous Equipment | Switch,Level |  |  | LSHH |  | Instrumentation Equipment
3279 | COL-PBY-LSL-0102 | Switch, Level-Low | COL-PBY | Brick Yard Sewage Pumping Station | Switch |  |  | LSL |  | Instrumentation Equipment
3280 | COL-PBY-LSLL-0101 | Switch, Level Low-Low | COL-PBY-MISC | Miscellaneous Equipment | Switch,Level |  |  | LSLL |  | Instrumentation Equipment
3281 | COL-PBY-P-0100 | Pump, Centrifugal | COL-PBY | Brick Yard Sewage Pumping Station | Pump |  |  | P |  | Mechanical Equipment
3282 | COL-PBY-RPU-0001 | Remote Processing Unit | COL-PBY-MISC | Miscellaneous Equipment | RPU |  |  | RPU |  | Electrical Equipment
3284 | COL-PBY-TS-0001 | Switch, Transfer | COL-PBY-MISC | Miscellaneous Equipment | Switch |  |  | TS |  | Electrical Equipment
3292 | COL-PBY-WEL-0100 | Wet Well | COL-PBY | Brick Yard Sewage Pumping Station | Well |  |  | WEL |  | Mechanical Equipment
3348 | COL-PCF-MISC | Miscellaneous Equipment | COL-PCF | Clark Pumping Station | [5 empty] | Sub-Process
3372 | COL-PCP-BFP-0002 | Back Flow Preventer | COL-PCP | Copeland Pumping Station | Valve,Backflow Preventer |  | 33591 | BFP |  | Mechanical Equipment
3373 | COL-PCP-BFP-0002 | Back Flow Preventer | COL-PCP-MISC | Miscellaneous Equipment | Valve,Backflow Preventer |  | 33591 | BFP |  | Mechanical Equipment
3374 | COL-PCP-CB-0001 | Circuit Breaker, Transformer Feed | COL-PCP | Copeland Pumping Station | Circuit Breaker |  |  | CB |  | Electrical Equipment
3375 | COL-PCP-CB-0003 | Circuit Breaker, Main | COL-PCP | Copeland Pumping Station | Circuit Breaker |  |  | CB |  | Electrical Equipment
3376 | COL-PCP-CB-0003 | Circuit Breaker, Main | COL-PCP-MISC | Miscellaneous Equipment | Circuit Breaker |  |  | CB |  | Electrical Equipment
3378 | COL-PCP-CH-0002 | Force Main Valve Chamber 2 | COL-PBF-MISC | Miscellaneous Equipment |  |  | 34014 | CH |  | Mechanical Equipment
3379 | COL-PCP-FEQ-0001S | Fire Prevention, Extinguisher | COL-PCP-MISC | Miscellaneous Equipment | Fire Prevention,Extinguisher |  | 41316 | FEQ |  | Obsolete Entity
3380 | COL-PCP-FEQ-0001S | Fire Prevention, Extinguisher | COL-W-OBSOLETE | Col West Obsolete Entities | Fire Prevention,Extinguisher |  | 41316 | FEQ |  | Obsolete Entity
3385 | COL-PCP-HTR-0002 | Heater, Valve Chamber | COL-PCP-MISC | Miscellaneous Equipment | Heater |  |  | HTR |  | Mechanical Equipment
3386 | COL-PCP-JIT-0001 | Meter, Power Indicating Transmitter, Main Power | COL-PCP-MISC | Miscellaneous Equipment | Meter |  |  | JIT |  | Instrumentation Equipment
3387 | COL-PCP-LIT-0101 | Transmitter, Level | COL-PCP | Copeland Pumping Station | Transmitter,Level |  |  | LIT |  | Instrumentation Equipment
3388 | COL-PCP-LP-0001 | Control Panel, Lighting | COL-PCP | Copeland Pumping Station | Control Panel |  |  | LP |  | Electrical Equipment
3389 | COL-PCP-LP-0001 | Control Panel, Lighting | COL-PCP-MISC | Miscellaneous Equipment | Control Panel |  |  | LP |  | Electrical Equipment
3390 | COL-PCP-LSH-0103 | Switch, Level-High | COL-PCP | Copeland Pumping Station | Switch,Level |  |  | LSH |  | Instrumentation Equipment
3391 | COL-PCP-LSH-0104 | Switch, Level-High | COL-PCP | Copeland Pumping Station | Switch,Level |  |  | LSH |  | Instrumentation Equipment
3392 | COL-PCP-LSH-0104 | Switch, Level-High | COL-PCP-MISC | Miscellaneous Equipment | Switch,Level |  |  | LSH |  | Instrumentation Equipment
3393 | COL-PCP-LSH-0105 | Switch, Level-High | COL-PCP | Copeland Pumping Station | Switch,Level |  |  | LSH |  | Instrumentation Equipment
3394 | COL-PCP-LSH-0105 | Switch, Level-High | COL-PCP-MISC | Miscellaneous Equipment | Switch,Level |  |  | LSH |  | Instrumentation Equipment
3395 | COL-PCP-LSH-0106 | Switch, Level-High | COL-PCP-MISC | Miscellaneous Equipment | Switch,Level |  |  | LSH |  | Instrumentation Equipment
3396 | COL-PCP-LSL-0102 | Switch, Level-Low | COL-PCP-MISC | Miscellaneous Equipment | Switch |  |  | LSL |  | Instrumentation Equipment
3397 | COL-PCP-LSLL-0101 | Switch, Level Low-Low | COL-PCP | Copeland Pumping Station | Switch,Level |  |  | LSLL |  | Instrumentation Equipment
3398 | COL-PCP-LSLL-0101 | Switch, Level Low-Low | COL-PCP-MISC | Miscellaneous Equipment | Switch,Level |  |  | LSLL |  | Instrumentation Equipment
3399 | COL-PCP-MCC-0001 | Motor Control Centre | COL-PCP | Copeland Pumping Station | Control Panel,MCC |  |  | MCC |  | Electrical Equipment
3400 | COL-PCP-MCC-0001 | Motor Control Centre | COL-PCP-MISC | Miscellaneous Equipment | Control Panel,MCC |  |  | MCC |  | Electrical Equipment
3401 | COL-PCP-MISC | Miscellaneous Equipment | COL-PCP | Copeland Pumping Station | [5 empty] | Sub-Process
3402 | COL-PCP-PIP-0001 | Piping | COL-PCP-MISC | Miscellaneous Equipment | Pump |  |  | PIP |  | Mechanical Equipment
3403 | COL-PCP-RPU-0001 | Control Panel, Operator | COL-PCP-MISC | Miscellaneous Equipment | Control Panel |  |  | RPU |  | Electrical Equipment
3405 | COL-PCP-SS-0001 | Security System | COL-PCP | Copeland Pumping Station | Security System |  |  | SS |  | Electrical Equipment
3406 | COL-PCP-TR-0001 | Control Panel, Electrical | COL-PCP-MISC | Miscellaneous Equipment | Transformer |  |  | TR |  | Electrical Equipment
3407 | COL-PCP-TS-0001 | Switch, Transfer | COL-PCP-MISC | Miscellaneous Equipment | Switch |  |  | TS |  | Electrical Equipment
3417 | COL-PCP-WEL-0200 | Well, Dry | COL-PCP-MISC | Miscellaneous Equipment | Well |  |  | WEL |  | Mechanical Equipment
3422 | COL-PCU-AUX | Auxiliary Equipment | COL-PCU | Cumber Pumping Station | [5 empty] | Sub-Process
3423 | COL-PCU-AUX-ELEC | Electrical Equipment | COL-PCU-AUX | Auxiliary Equipment | [5 empty] | Sub-Process
3424 | COL-PCU-AUX-INST | Instrumentation Equipment | COL-PCU-AUX | Auxiliary Equipment | [5 empty] | Sub-Process
3425 | COL-PCU-AUX-MECH | Mechanical Equipment | COL-PCU-AUX | Auxiliary Equipment | [5 empty] | Sub-Process
3439 | COL-PCU-CP-0002 | Control Panel, Operator, PLC, Cumber PS | COL-PCU-MISC | Miscellaneous Equipment | Control Panel |  | 34984 | CP |  | Electrical Equipment
3440 | COL-PCU-CP-0002 | Control Panel, Operator, PLC, Cumber PS | COL-PCU-SUSPENDED | Cumber P.S.suspended entities | Control Panel |  | 34984 | CP |  | Electrical Equipment
3441 | COL-PCU-CP-0003 | Control Panel, Operator, Lighting and Transformer, Cumber PS | COL-PCU | Cumber Pumping Station | Control Panel |  | 34985 | CP |  | Electrical Equipment
3442 | COL-PCU-CP-0003 | Control Panel, Operator, Lighting and Transformer, Cumber PS | COL-PCU-SUSPENDED | Cumber P.S.suspended entities | Control Panel |  | 34985 | CP |  | Electrical Equipment
3443 | COL-PCU-CP-0004 | Control Panel, Operator, Alarm Reset, Cumber PS | COL-PCU-SUSPENDED | Cumber P.S.suspended entities | Control Panel |  | 34986 | CP |  | Electrical Equipment
3444 | COL-PCU-CP-0005 | Control Panel, Operator, Power Indicating, Cumber PS | COL-PCU-MISC | Miscellaneous Equipment | Control Panel |  | 34987 | CP |  | Electrical Equipment
3445 | COL-PCU-CP-0005 | Control Panel, Operator, Power Indicating, Cumber PS | COL-PCU-SUSPENDED | Cumber P.S.suspended entities | Control Panel |  | 34987 | CP |  | Electrical Equipment
3446 | COL-PCU-CP-0006 | Control Panel, Operator, Pumps, Cumber PS | COL-PCU | Cumber Pumping Station | Control Panel |  | 34988 | CP |  | Electrical Equipment
3447 | COL-PCU-CP-0006 | Control Panel, Operator, Pumps, Cumber PS | COL-PCU-MISC | Miscellaneous Equipment | Control Panel |  | 34988 | CP |  | Electrical Equipment
3448 | COL-PCU-CP-0007 | Control Panel, Operator, Battery Charger, Cumber PS115VAC/11AMP/60HZ, 24VDC/30AMP. Cell: 20N1-CA | COL-PCU | Cumber Pumping Station | Control Panel |  | 34989 | CP |  | Electrical Equipment
3455 | COL-PCU-DM-0001 | Damper/Louver, Main Floor | COL-PCU-MISC | Miscellaneous Equipment | Damper/Louver |  | 34990 | DM |  | Mechanical Equipment
3456 | COL-PCU-DM-0001 | Damper/Louver, Main Floor | COL-PCU-SUSPENDED | Cumber P.S.suspended entities | Damper/Louver |  | 34990 | DM |  | Mechanical Equipment
3457 | COL-PCU-DM-0002 | Damper/Louver, Diesel Room | COL-PCU-MISC | Miscellaneous Equipment | Damper/Louver |  | 34991 | DM |  | Mechanical Equipment
3458 | COL-PCU-DM-0002 | Damper/Louver, Diesel Room | COL-PCU-SUSPENDED | Cumber P.S.suspended entities | Damper/Louver |  | 34991 | DM |  | Mechanical Equipment
3460 | COL-PCU-DR-5332 | Door Entry System | COL-PCU | Cumber Pumping Station |  |  | 35002 | DR |  | Electrical Equipment
3461 | COL-PCU-DR-5332 | Door Entry System | COL-PCU-SUSPENDED | Cumber P.S.suspended entities |  |  | 35002 | DR |  | Electrical Equipment
3465 | COL-PCU-FE-5331 | Flow Element | COL-PCU | Cumber Pumping Station | Switch,Flow |  | 34992 | FE |  | Instrumentation Equipment
3466 | COL-PCU-FE-5331 | Flow Element | COL-PCU-MISC | Miscellaneous Equipment | Switch,Flow |  | 34992 | FE |  | Instrumentation Equipment
3467 | COL-PCU-FE-5331 | Flow Element | COL-PCU-SUSPENDED | Cumber P.S.suspended entities | Switch,Flow |  | 34992 | FE |  | Instrumentation Equipment
3475 | COL-PCU-FEQ-0005 | Fire Prevention, Extinguisher | COL-PCU-MISC | Miscellaneous Equipment | Fire Prevention,Extinguisher |  | 34993 | FEQ |  | Mechanical Equipment
3476 | COL-PCU-FEQ-0005 | Fire Prevention, Extinguisher | COL-PCU-SUSPENDED | Cumber P.S.suspended entities | Fire Prevention,Extinguisher |  | 34993 | FEQ |  | Mechanical Equipment
3479 | COL-PCU-FIT-5003 | Transmitter, Flow | COL-PCU-SUSPENDED | Cumber P.S.suspended entities | Transmitter |  | 34938 | FIT |  | Instrumentation Equipment
3480 | COL-PCU-FIT-5118 | Transmitter, Flow | COL-PCU-SUSPENDED | Cumber P.S.suspended entities | Transmitter |  | 34950 | FIT |  | Instrumentation Equipment
3481 | COL-PCU-FIT-5138 | Transmitter, Flow | COL-PCU-SUSPENDED | Cumber P.S.suspended entities | Transmitter |  | 34952 | FIT |  | Instrumentation Equipment
3482 | COL-PCU-FIT-5158 | Transmitter, Flow | COL-PCU-MISC | Miscellaneous Equipment | Transmitter |  | 34953 | FIT |  | Instrumentation Equipment
3483 | COL-PCU-FIT-5158 | Transmitter, Flow | COL-PCU-SUSPENDED | Cumber P.S.suspended entities | Transmitter |  | 34953 | FIT |  | Instrumentation Equipment
3490 | COL-PCU-FSL-5113 | Flow switch, Low | COL-PCU | Cumber Pumping Station | Switch,Flow-Low |  | 34961 | FSL |  | Instrumentation Equipment
3491 | COL-PCU-FSL-5113 | Flow switch, Low | COL-PCU-SUSPENDED | Cumber P.S.suspended entities | Switch,Flow-Low |  | 34961 | FSL |  | Instrumentation Equipment
3492 | COL-PCU-FSL-5133 | Flow switch, Low | COL-PCU-SUSPENDED | Cumber P.S.suspended entities | Switch,Flow-Low |  | 34962 | FSL |  | Instrumentation Equipment
3493 | COL-PCU-FSL-5153 | Flow switch, Low | COL-PCU | Cumber Pumping Station | Switch,Flow-Low |  | 34963 | FSL |  | Instrumentation Equipment
3494 | COL-PCU-FSL-5153 | Flow switch, Low | COL-PCU-MISC | Miscellaneous Equipment | Switch,Flow-Low |  | 34963 | FSL |  | Instrumentation Equipment
3495 | COL-PCU-FSL-5153 | Flow switch, Low | COL-PCU-SUSPENDED | Cumber P.S.suspended entities | Switch,Flow-Low |  | 34963 | FSL |  | Instrumentation Equipment
3501 | COL-PCU-GDR-5100 | Grinder, Comminutor | COL-PCU-MISC | Miscellaneous Equipment | Grinder |  | 34939 | GDR |  | Mechanical Equipment
3502 | COL-PCU-GDR-5100 | Grinder, Comminutor | COL-PCU-SUSPENDED | Cumber P.S.suspended entities | Grinder |  | 34939 | GDR |  | Mechanical Equipment
3504 | COL-PCU-GEN-5200 | Generator, Electricity | COL-PCU-MISC | Miscellaneous Equipment | Generator |  | 34940 | GEN |  | Electrical Equipment
3505 | COL-PCU-GEN-5200 | Generator, Electricity | COL-PCU-SUSPENDED | Cumber P.S.suspended entities | Generator |  | 34940 | GEN |  | Electrical Equipment
3507 | COL-PCU-HS-5335 | Transfer switch position | COL-PCU-SUSPENDED | Cumber P.S.suspended entities | Switch |  | 34994 | HS |  | Electrical Equipment
3511 | COL-PCU-HTR-0003 | Heater, Pump Floor | COL-PCU-MISC | Miscellaneous Equipment | Heater |  | 34995 | HTR |  | Mechanical Equipment
3512 | COL-PCU-HTR-0003 | Heater, Pump Floor | COL-PCU-SUSPENDED | Cumber P.S.suspended entities | Heater |  | 34995 | HTR |  | Mechanical Equipment
3517 | COL-PCU-JSL-5336 | Power failure alarm | COL-PCU | Cumber Pumping Station | Switch |  | 34996 | JSL |  | Electrical Equipment
3518 | COL-PCU-JSL-5336 | Power failure alarm | COL-PCU-MISC | Miscellaneous Equipment | Switch |  | 34996 | JSL |  | Electrical Equipment
3519 | COL-PCU-JSL-5337 | RPU Power failure alarm | COL-PCU-MISC | Miscellaneous Equipment | Switch |  | 34997 | JSL |  | Electrical Equipment
3522 | COL-PCU-LIT-0101 | Transmitter, Level | COL-PCU | Cumber Pumping Station | Transmitter,Level |  | 34941 | LIT |  | Instrumentation Equipment
3524 | COL-PCU-LIT-0201 | Transmitter, Level | COL-PCU-MISC | Miscellaneous Equipment | Transmitter,Level |  | 34942 | LIT |  | Instrumentation Equipment
3525 | COL-PCU-LIT-0201 | Transmitter, Level | COL-PCU-SUSPENDED | Cumber P.S.suspended entities | Transmitter,Level |  | 34942 | LIT |  | Instrumentation Equipment
3531 | COL-PCU-LSH-0102 | Switch, Level-High | COL-PCU-SUSPENDED | Cumber P.S.suspended entities | Switch,Level |  | 34968 | LSH |  | Instrumentation Equipment
3534 | COL-PCU-LSH-0202 | Switch, Level-High | COL-PCU | Cumber Pumping Station | Switch,Level |  | 34969 | LSH |  | Instrumentation Equipment
3535 | COL-PCU-LSH-0202 | Switch, Level-High | COL-PCU-MISC | Miscellaneous Equipment | Switch,Level |  | 34969 | LSH |  | Instrumentation Equipment
3536 | COL-PCU-LSH-0202 | Switch, Level-High | COL-PCU-SUSPENDED | Cumber P.S.suspended entities | Switch,Level |  | 34969 | LSH |  | Instrumentation Equipment
3540 | COL-PCU-LSH-5005 | Switch, Level-High | COL-PCU-MISC | Miscellaneous Equipment | Switch,Level |  | 34971 | LSH |  | Instrumentation Equipment
3541 | COL-PCU-LSH-5334 | Switch, Level-High | COL-PCU | Cumber Pumping Station | Switch,Level |  | 34973 | LSH |  | Instrumentation Equipment
3542 | COL-PCU-LSH-5334 | Switch, Level-High | COL-PCU-SUSPENDED | Cumber P.S.suspended entities | Switch,Level |  | 34973 | LSH |  | Instrumentation Equipment
3544 | COL-PCU-LSL-0103 | Switch, Level-Low | COL-PCU | Cumber Pumping Station | Switch |  | 34974 | LSL |  | Instrumentation Equipment
3546 | COL-PCU-LSL-0203 | Switch, Level-Low | COL-PCU | Cumber Pumping Station | Switch |  | 34975 | LSL |  | Instrumentation Equipment
3547 | COL-PCU-LSL-5201 | Switch, Level-Low | COL-PCU | Cumber Pumping Station | Switch |  | 34976 | LSL |  | Instrumentation Equipment
3550 | COL-PCU-LSLL-5201 | Level Switch, Low Low | COL-PCU-SUSPENDED | Cumber P.S.suspended entities | Switch,Level |  | 34967 | LSLL |  | Instrumentation Equipment
3563 | COL-PCU-MCC-0001 | Motor Control Centre | COL-PCU | Cumber Pumping Station | Control Panel,MCC |  | 34924 | MCC |  | Electrical Equipment
3564 | COL-PCU-MCC-0001 | Motor Control Centre | COL-PCU-MISC | Miscellaneous Equipment | Control Panel,MCC |  | 34924 | MCC |  | Electrical Equipment
3565 | COL-PCU-MCC-0002 | Motor Control Centre | COL-PCU-SUSPENDED | Cumber P.S.suspended entities | Control Panel,MCC |  | 34925 | MCC |  | Electrical Equipment
3566 | COL-PCU-MISC | Miscellaneous Equipment | COL-PCU | Cumber Pumping Station |  |  | 35008 |  |  | Obsolete Entity
3567 | COL-PCU-OIT-0001 | Operator Interface Terminal | COL-PCU | Cumber Pumping Station | Computer Equipment,Monitor |  |  | OIT |  | Electrical Equipment
3574 | COL-PCU-P-5110 | Pump, Centrifugal | COL-PCU | Cumber Pumping Station | Pump |  | 35904 | P |  | Mechanical Equipment
3575 | COL-PCU-P-5130 | Pump, Centrifugal | COL-PCU-SUSPENDED | Cumber P.S.suspended entities | Pump |  | 34933 | P |  | Mechanical Equipment
3581 | COL-PCU-PSL-5183 | Switch, Pressure-Low, Drain Pump 5170, Cumber PS | COL-PCU | Cumber Pumping Station | Switch |  | 34999 | PSL |  | Instrumentation Equipment
3582 | COL-PCU-PSL-5183 | Switch, Pressure-Low, Drain Pump 5170, Cumber PS | COL-PCU-SUSPENDED | Cumber P.S.suspended entities | Switch |  | 34999 | PSL |  | Instrumentation Equipment
3583 | COL-PCU-PUMP | Pumping Equipment | COL-PCU | Cumber Pumping Station | [5 empty] | Sub-Process
3655 | COL-PCU-RPU-0102 | Remote Processor Unit, Diesel Room | COL-PCU-MISC | Miscellaneous Equipment | RPU |  | 34998 | RPU |  | Electrical Equipment
3656 | COL-PCU-RPU-0102 | Remote Processor Unit, Diesel Room | COL-PCU-SUSPENDED | Cumber P.S.suspended entities | RPU |  | 34998 | RPU |  | Electrical Equipment
3657 | COL-PCU-SS-5300 | Security System | COL-PCU-SUSPENDED | Cumber P.S.suspended entities | Security System |  | 35001 | SS |  | Electrical Equipment
3658 | COL-PCU-SS-5332 | Door entry system | COL-PCU | Cumber Pumping Station | Security System |  | 35003 | SS |  | Electrical Equipment
3659 | COL-PCU-SS-5332 | Door entry system | COL-PCU-MISC | Miscellaneous Equipment | Security System |  | 35003 | SS |  | Electrical Equipment
3660 | COL-PCU-SS-5332 | Door entry system | COL-PCU-SUSPENDED | Cumber P.S.suspended entities | Security System |  | 35003 | SS |  | Electrical Equipment
3661 | COL-PCU-SS-5333 | Door open acknowledge | COL-PCU | Cumber Pumping Station | Security System |  | 35004 | SS |  | Electrical Equipment
3662 | COL-PCU-SS-5333 | Door open acknowledge | COL-PCU-MISC | Miscellaneous Equipment | Security System |  | 35004 | SS |  | Electrical Equipment
3663 | COL-PCU-SUSPENDED | Cumber P.S.suspended entities | COL-PCU | Cumber Pumping Station | [5 empty] | Obsolete Entity
3676 | COL-PCU-TSH-5110 | Temperature switch, High | COL-PCU | Cumber Pumping Station | Switch,Temperature-High |  | 34964 | TSH |  | Electrical Equipment
3677 | COL-PCU-TSH-5110 | Temperature switch, High | COL-PCU-SUSPENDED | Cumber P.S.suspended entities | Switch,Temperature-High |  | 34964 | TSH |  | Electrical Equipment
3678 | COL-PCU-TSH-5150 | Temperature switch, High | COL-PCU | Cumber Pumping Station | Switch,Temperature-High |  | 34966 | TSH |  | Electrical Equipment
3679 | COL-PCU-TSH-5150 | Temperature switch, High | COL-PCU-MISC | Miscellaneous Equipment | Switch,Temperature-High |  | 34966 | TSH |  | Electrical Equipment
3680 | COL-PCU-TSH-5150 | Temperature switch, High | COL-PCU-SUSPENDED | Cumber P.S.suspended entities | Switch,Temperature-High |  | 34966 | TSH |  | Electrical Equipment
3681 | COL-PCU-TSH-5301 | Switch, Temperature-High, Building, Cumber PS | COL-PCU-MISC | Miscellaneous Equipment | Switch |  | 35005 | TSH |  | Instrumentation Equipment
3682 | COL-PCU-TSL-5302 | Switch, Temperature-Low, Building, Cumber PS | COL-PCU-SUSPENDED | Cumber P.S.suspended entities | Switch |  | 35006 | TSL |  | Instrumentation Equipment
3714 | COL-PDA-FEQ-0001S | Fire Prevention, Extinguisher | COL-W-OBSOLETE | Col West Obsolete Entities | Fire Prevention,Extinguisher |  | 42682 | FEQ |  | Obsolete Entity
3717 | COL-PDA-LSHH-0104 | Switch, Level High-High | COL-PDA | Dacotah Sewage Pumping Station (Algonquin Island PS #2) | Switch,Level |  |  | LSHH |  | Instrumentation Equipment
3718 | COL-PDA-LSLL-0101 | Switch, Level Low-Low | COL-PDA | Dacotah Sewage Pumping Station (Algonquin Island PS #2) | Switch,Level |  |  | LSLL |  | Instrumentation Equipment
3727 | COL-PDG-CB-0002 | Circuit Breaker, Load | COL-PDG | Douglas Drive Syphon | Circuit Breaker |  |  | CB |  | Electrical Equipment
3728 | COL-PDG-CP-0001 | Control Panel, Operator | COL-PDG-MISC | Miscellaneous Equipment | Control Panel |  |  | CP |  | Electrical Equipment
3729 | COL-PDG-LIT-0101 | Transmitter, Level | COL-PDG | Douglas Drive Syphon | Transmitter,Level |  |  | LIT |  | Instrumentation Equipment
3730 | COL-PDG-LSH-0101 | Switch, Level-High | COL-PDG | Douglas Drive Syphon | Switch,Level |  |  | LSH |  | Instrumentation Equipment
3731 | COL-PDG-T-0100 | Tank | COL-PDG | Douglas Drive Syphon | Tank |  |  | T |  | Mechanical Equipment
3732 | COL-PDG-T-0100 | Tank | COL-PDG-MISC | Miscellaneous Equipment | Tank |  |  | T |  | Mechanical Equipment
3733 | COL-PDG-UPS-0001 | UPS, Douglas Drive Syphon | COL-PDG | Douglas Drive Syphon | Uninterruptible Power Supply |  |  | UPS |  | Electrical Equipment
3737 | COL-PEV-ALR-0001 | Control Panel, Operator | COL-PEV | Ellis Sewage Pumping Station | Control Panel |  |  | ALR |  | Electrical Equipment
3738 | COL-PEV-BAT-0001 | Battery, Rechargeable | COL-PEV | Ellis Sewage Pumping Station | Battery |  |  | BAT |  | Electrical Equipment
3739 | COL-PEV-BAT-0001 | Battery, Rechargeable | COL-PEV-MISC | Miscellaneous Equipment | Battery |  |  | BAT |  | Electrical Equipment
3742 | COL-PEV-CP-0001 | Control Panel, Operator | COL-PEV | Ellis Sewage Pumping Station | Control Panel |  |  | CP |  | Electrical Equipment
3743 | COL-PEV-CP-0001 | Control Panel, Operator | COL-PEV-MISC | Miscellaneous Equipment | Control Panel |  |  | CP |  | Electrical Equipment
3744 | COL-PEV-CP-0002 | Control Panel, Electrical | COL-PEV | Ellis Sewage Pumping Station | Control Panel |  |  | CP |  | Electrical Equipment
3745 | COL-PEV-CP-0002 | Control Panel, Electrical | COL-PEV-MISC | Miscellaneous Equipment | Control Panel |  |  | CP |  | Electrical Equipment
3805 | COL-PEV-CP-0003 | Control Panel, Operator | COL-PEV-MISC | Miscellaneous Equipment | Control Panel |  |  | CP |  | Electrical Equipment
3810 | COL-PEV-FN-0001 | Fan, Centrifugal | COL-PEV | Ellis Sewage Pumping Station | Fan |  |  | FN |  | Mechanical Equipment
3811 | COL-PEV-FN-0001 | Fan, Centrifugal | COL-PEV-MISC | Miscellaneous Equipment | Fan |  |  | FN |  | Mechanical Equipment
3812 | COL-PEV-FN-0002 | Fan, Centrifugal | COL-PEV | Ellis Sewage Pumping Station | Fan |  |  | FN |  | Mechanical Equipment
3813 | COL-PEV-FN-0003 | Fan, Centrifugal | COL-PEV-MISC | Miscellaneous Equipment | Fan |  |  | FN |  | Mechanical Equipment
3814 | COL-PEV-FQ-0001 | Meter, Flow | COL-PEV-MISC | Miscellaneous Equipment | Meter,Flow |  |  | FQ |  | Instrumentation Equipment
3816 | COL-PEV-GC-0001 | Grit Chamber | COL-PEV-MISC | Miscellaneous Equipment |  |  | 34396 | GC |  | Sub-sub-process
3817 | COL-PEV-GC-0001 | Grit Chamber | COL-PSK-MISC | Miscellaneous Equipment |  |  | 34396 | GC |  | Sub-sub-process
3820 | COL-PEV-GRF-0001 | Indicator, Ground Fault | COL-PEV | Ellis Sewage Pumping Station |  |  |  | GRF |  | Electrical Equipment
3823 | COL-PEV-HTR-0002 | Heater, Duct | COL-PEV | Ellis Sewage Pumping Station | Heater |  |  | HTR |  | Mechanical Equipment
3824 | COL-PEV-JIT-0001 | Meter, Power Indicating Transmitter, Main Power | COL-PEV | Ellis Sewage Pumping Station | Meter |  |  | JIT |  | Instrumentation Equipment
3825 | COL-PEV-JIT-0001 | Meter, Power Indicating Transmitter, Main Power | COL-PEV-MISC | Miscellaneous Equipment | Meter |  |  | JIT |  | Instrumentation Equipment
3826 | COL-PEV-LIT-0100 | Transmitter, Level | COL-PEV-MISC | Miscellaneous Equipment | Transmitter,Level |  |  | LIT |  | Instrumentation Equipment
3827 | COL-PEV-LIT-0101 | Transmitter, Level | COL-PEV | Ellis Sewage Pumping Station | Transmitter,Level |  |  | LIT |  | Instrumentation Equipment
3828 | COL-PEV-LSH-0001 | Switch, Level-High | COL-PEV | Ellis Sewage Pumping Station | Switch,Level |  |  | LSH |  | Instrumentation Equipment
3829 | COL-PEV-LSH-0001 | Switch, Level-High | COL-PEV-MISC | Miscellaneous Equipment | Switch,Level |  |  | LSH |  | Instrumentation Equipment
3830 | COL-PEV-LSH-0002 | Switch, Level High | COL-PEV-MISC | Miscellaneous Equipment | Switch,Level |  |  | LSH |  | Instrumentation Equipment
3831 | COL-PEV-LSHH-0104 | Switch, Level High-High | COL-PEV | Ellis Sewage Pumping Station | Switch,Level |  |  | LSHH |  | Instrumentation Equipment
3832 | COL-PEV-LSHH-0104 | Switch, Level High-High | COL-PEV-MISC | Miscellaneous Equipment | Switch,Level |  |  | LSHH |  | Instrumentation Equipment
3833 | COL-PEV-LSHH-0105 | Switch, Level High-High | COL-PEV | Ellis Sewage Pumping Station | Switch,Level |  |  | LSHH |  | Instrumentation Equipment
3834 | COL-PEV-LSHH-0105 | Switch, Level High-High | COL-PEV-MISC | Miscellaneous Equipment | Switch,Level |  |  | LSHH |  | Instrumentation Equipment
3843 | COL-PEV-SC-0001 | Screen, Bar | COL-PEV | Ellis Sewage Pumping Station | Screen |  |  | SC |  | Mechanical Equipment
3845 | COL-PEV-SW-0001 | Switch, Main Power | COL-PEV | Ellis Sewage Pumping Station | Switch |  |  | SW |  | Electrical Equipment
3846 | COL-PEV-SW-0001 | Switch, Main Power | COL-PEV-MISC | Miscellaneous Equipment | Switch |  |  | SW |  | Electrical Equipment
3847 | COL-PEV-SW-0002 | Switch, Unit Heater | COL-PEV | Ellis Sewage Pumping Station | Switch |  |  | SW |  | Electrical Equipment
3848 | COL-PEV-SW-0003 | Switch, Transformer | COL-PEV-MISC | Miscellaneous Equipment | Switch |  |  | SW |  | Electrical Equipment
3849 | COL-PEV-SW-0004 | Switch, Distribution | COL-PEV-MISC | Miscellaneous Equipment | Switch |  |  | SW |  | Electrical Equipment
3858 | COL-PEV-WEL-0500 | Wet well | COL-PEV | Ellis Sewage Pumping Station |  |  |  | WEL |  | Sub-sub-process
3928 | COL-PEV-WEL-0500 | Wet well | COL-PEV-MISC | Miscellaneous Equipment |  |  |  | WEL |  | Sub-sub-process
3929 | COL-PEV-WEL-0600 | Dry Well | COL-PEV-MISC | Miscellaneous Equipment |  |  |  | WEL |  | Sub-sub-process
3932 | COL-PFB-CP-0001 | Control Panel, Operator | COL-PFB | Fallingbrook Pumping Station | Control Panel |  |  | CP |  | Electrical Equipment
3936 | COL-PFB-GRF-0001 | Indicator, Ground Fault | COL-PFB | Fallingbrook Pumping Station | Indicator,Ground Fault |  |  | GRF |  | Electrical Equipment
3937 | COL-PFB-HTR-0001 | Heater, Wet Well | COL-PFB-MISC | Miscellaneous Equipment | Heater |  |  | HTR |  | Mechanical Equipment
3938 | COL-PFB-JIT-0001 | Meter, Power Indicating Transmitter, Main Power | COL-PFB | Fallingbrook Pumping Station | Meter |  |  | JIT |  | Instrumentation Equipment
3939 | COL-PFB-LIT-0101 | Transmitter, Level | COL-PFB | Fallingbrook Pumping Station | Transmitter,Level |  |  | LIT |  | Instrumentation Equipment
3940 | COL-PFB-LP-0001 | Control Panel, Electrical | COL-PFB | Fallingbrook Pumping Station | Control Panel |  |  | LP |  | Electrical Equipment
3941 | COL-PFB-LSHH-0104 | Switch, Level High-High | COL-PFB | Fallingbrook Pumping Station | Switch,Level |  |  | LSHH |  | Instrumentation Equipment
3942 | COL-PFB-LSLL-0101 | Switch, Level Low-Low | COL-PFB-MISC | Miscellaneous Equipment | Switch,Level |  |  | LSLL |  | Instrumentation Equipment
3944 | COL-PFB-MISC | Miscellaneous Equipment | COL-PFB | Fallingbrook Pumping Station | [5 empty] | Sub-Process
3947 | COL-PFB-SW-0002 | Switch, Transformer | COL-PFB-MISC | Miscellaneous Equipment | Switch |  |  | SW |  | Electrical Equipment
3948 | COL-PFB-TS-0001 | Switch, Transfer | COL-PFB | Fallingbrook Pumping Station | Switch |  |  | TS |  | Electrical Equipment
3949 | COL-PFB-TS-0001 | Switch, Transfer | COL-PFB-MISC | Miscellaneous Equipment | Switch |  |  | TS |  | Electrical Equipment
3950 | COL-PFB-UPS-0001 | UPS | COL-PFB-MISC | Miscellaneous Equipment | Uninterruptible Power Supply |  |  | UPS |  | Electrical Equipment
3967 | COL-PFH-LSLL-0101 | Switch, Level Low-Low | COL-PFH | Fire Hall Sewage Pumping Station (Wards Island PS#4) | Switch,Level |  |  | LSLL |  | Instrumentation Equipment
3968 | COL-PFH-LSLL-0102 | Switch, Level Low-Low | COL-PFH | Fire Hall Sewage Pumping Station (Wards Island PS#4) | Switch,Level |  |  | LSLL |  | Instrumentation Equipment
3969 | COL-PFH-LSLL-0104 | Switch, Level Low-Low | COL-PFH | Fire Hall Sewage Pumping Station (Wards Island PS#4) | Switch,Level |  |  | LSLL |  | Instrumentation Equipment
3971 | COL-PFH-MISC | Miscellaneous Equipment | COL-PFH | Fire Hall Sewage Pumping Station (Wards Island PS#4) | [5 empty] | Sub-Process
4055 | COL-PFI-LSLL-0101 | Switch, Level Low-Low | COL-PFI | Fifth Street Sewage Pumping Station (Wards Island PS #8) | Switch,Level |  |  | LSLL |  | Instrumentation Equipment
4056 | COL-PFI-LSLL-0103 | Switch, Level Low-Low | COL-PFI | Fifth Street Sewage Pumping Station (Wards Island PS #8) | Switch,Level |  |  | LSLL |  | Instrumentation Equipment
4072 | COL-PFO-LSLL-0101 | Switch, Level Low-Low | COL-PFO | Fourth Street Sewage Pumping Station (Wards Island PS#9) | Switch,Level |  |  | LSLL |  | Instrumentation Equipment
4074 | COL-PFO-MISC | Miscellaneous Equipment | COL-PFO | Fourth Street Sewage Pumping Station (Wards Island PS#9) | [5 empty] | Sub-Process
4083 | COL-PGA-CP-0001 | Control Panel, Operator | COL-PGA-MISC | Miscellaneous Equipment | Control Panel |  |  | CP |  | Electrical Equipment
4089 | COL-PGA-GRF-0001 | Indicator, Ground Fault | COL-PGA-MISC | Miscellaneous Equipment |  |  |  | GRF |  | Electrical Equipment
4090 | COL-PGA-HTR-0001 | Heater, MCC Room | COL-PGA | Greyabbey Sewage Pumping Station | Heater |  |  | HTR |  | Mechanical Equipment
4091 | COL-PGA-HTR-0001 | Heater, MCC Room | COL-PGA-MISC | Miscellaneous Equipment | Heater |  |  | HTR |  | Mechanical Equipment
4092 | COL-PGA-HTR-0002 | Heater, Hot Water | COL-PGA | Greyabbey Sewage Pumping Station | Heater |  |  | HTR |  | Mechanical Equipment
4163 | COL-PGA-HTR-0002 | Heater, Hot Water | COL-PGA-MISC | Miscellaneous Equipment | Heater |  |  | HTR |  | Mechanical Equipment
4164 | COL-PGA-JIT-0002 | Meter, Power Indicating Transmitter, Main Power | COL-PGA | Greyabbey Sewage Pumping Station | Meter |  |  | JIT |  | Instrumentation Equipment
4165 | COL-PGA-LIT-0101 | Transmitter, Level | COL-PGA-MISC | Miscellaneous Equipment | Transmitter,Level |  |  | LIT |  | Instrumentation Equipment
4172 | COL-PGA-MCC-0001 | Motor Control Centre | COL-PGA | Greyabbey Sewage Pumping Station | Control Panel,MCC |  |  | MCC |  | Electrical Equipment
4173 | COL-PGA-MISC | Miscellaneous Equipment | COL-PLB | Long Branch Pumping Station | [5 empty] | Sub-Process
4176 | COL-PGA-RPU-0001 | Remote Processing Unit | COL-PGA-MISC | Miscellaneous Equipment | RPU |  |  | RPU |  | Electrical Equipment
4177 | COL-PGA-SS-0001 | Security System | COL-PGA | Greyabbey Sewage Pumping Station | Security System |  |  | SS |  | Electrical Equipment
4178 | COL-PGA-SS-0001 | Security System | COL-PGA-MISC | Miscellaneous Equipment | Security System |  |  | SS |  | Electrical Equipment
4189 | COL-PGA-WEL-0100 | Wet Well | COL-PGA | Greyabbey Sewage Pumping Station | Well |  |  | WEL |  | Mechanical Equipment
4192 | COL-PGB-HTR-0001 | Heater, Control Panel | COL-PGB | Governors Bridge Sewage Pumping Station | Heater |  |  | HTR |  | Mechanical Equipment
4193 | COL-PGB-LIT-0100 | Transmitter, Level | COL-PGB-MISC | Miscellaneous Equipment | Transmitter,Level |  |  | LIT |  | Instrumentation Equipment
4194 | COL-PGB-LIT-0101 | Transmitter, Level | COL-PGB | Governors Bridge Sewage Pumping Station | Transmitter,Level |  |  | LIT |  | Instrumentation Equipment
4195 | COL-PGB-LIT-0101 | Transmitter, Level | COL-PGB-MISC | Miscellaneous Equipment | Transmitter,Level |  |  | LIT |  | Instrumentation Equipment
4196 | COL-PGB-LP-0001 | Control Panel, Lighting | COL-PGB-MISC | Miscellaneous Equipment | Control Panel |  |  | LP |  | Electrical Equipment
4197 | COL-PGB-LSH-0104 | Switch, Level High | COL-PGB-MISC | Miscellaneous Equipment | Switch,Level |  |  | LSH |  | Instrumentation Equipment
4198 | COL-PGB-LSHH-0105 | Switch, Level High-High | COL-PGB-MISC | Miscellaneous Equipment | Switch,Level |  |  | LSHH |  | Instrumentation Equipment
4199 | COL-PGB-LSL-0102 | Switch, Level-Low | COL-PGB | Governors Bridge Sewage Pumping Station | Switch |  |  | LSL |  | Instrumentation Equipment
4200 | COL-PGB-LSL-0102 | Switch, Level-Low | COL-PGB-MISC | Miscellaneous Equipment | Switch |  |  | LSL |  | Instrumentation Equipment
4201 | COL-PGB-LSLL-0101 | Switch, Level Low-Low | COL-PGB | Governors Bridge Sewage Pumping Station | Switch,Level |  |  | LSLL |  | Instrumentation Equipment
4202 | COL-PGB-MISC | Miscellaneous Equipment | COL-PGB | Governors Bridge Sewage Pumping Station | [5 empty] | Sub-Process
4203 | COL-PGB-SW-0001 | Switch, Main Electrical Disconnect | COL-PGB-MISC | Miscellaneous Equipment | Switch |  |  | SW |  | Electrical Equipment
4204 | COL-PGB-TS-0001 | Switch, Transfer | COL-PGB | Governors Bridge Sewage Pumping Station | Switch |  |  | TS |  | Electrical Equipment
4212 | COL-PGB-WEL-0100 | Wet Well | COL-PGB | Governors Bridge Sewage Pumping Station | Well |  |  | WEL |  | Mechanical Equipment
4213 | COL-PGB-WEL-0100 | Wet Well | COL-PGB-MISC | Miscellaneous Equipment | Well |  |  | WEL |  | Mechanical Equipment
4215 | COL-PGR-BFP-0001 | Back Flow Preventer | COL-PGR-MISC | Miscellaneous Equipment | Valve,Backflow Preventer |  |  | BFP |  | Mechanical Equipment
4216 | COL-PGR-CP-0002 | Control Panel, Operator | COL-PGR-MISC | Miscellaneous Equipment | Control Panel |  |  | CP |  | Electrical Equipment
4217 | COL-PGR-FEQ-0001S | Fire Prevention, Extinguisher | COL-PGR-MISC | Miscellaneous Equipment | Fire Prevention,Extinguisher |  | 42684 | FEQ |  | Obsolete Entity
4218 | COL-PGR-FEQ-0001S | Fire Prevention, Extinguisher | COL-W-OBSOLETE | Col West Obsolete Entities | Fire Prevention,Extinguisher |  | 42684 | FEQ |  | Obsolete Entity
4220 | COL-PGR-FQ-0001 | Meter, Flow | COL-PGR | Grand River Sewage Pumping Station | Meter,Flow |  |  | FQ |  | Instrumentation Equipment
4221 | COL-PGR-JIT-0002 | Meter, Power Indicating Transmitter, Main Power | COL-PGR | Grand River Sewage Pumping Station | Meter |  |  | JIT |  | Instrumentation Equipment
4222 | COL-PGR-LSHH-0105 | Switch, Level-High | COL-PGR | Grand River Sewage Pumping Station | Switch,Level |  |  | LSHH |  | Instrumentation Equipment
4223 | COL-PGR-LSHH-0105 | Switch, Level-High | COL-PGR-MISC | Miscellaneous Equipment | Switch,Level |  |  | LSHH |  | Instrumentation Equipment
4224 | COL-PGR-LSL-0102 | Switch, Level | COL-PGR | Grand River Sewage Pumping Station | Switch,Level |  |  | LSL |  | Instrumentation Equipment
4225 | COL-PGR-LSL-0102 | Switch, Level | COL-PGR-MISC | Miscellaneous Equipment | Switch,Level |  |  | LSL |  | Instrumentation Equipment
4226 | COL-PGR-LSLL-0101 | Switch, Level | COL-PGR | Grand River Sewage Pumping Station | Switch,Level |  |  | LSLL |  | Instrumentation Equipment
4227 | COL-PGR-LSLL-0101 | Switch, Level | COL-PGR-MISC | Miscellaneous Equipment | Switch,Level |  |  | LSLL |  | Instrumentation Equipment
4228 | COL-PGR-LTG-0001 | Lighting | COL-PGR-MISC | Miscellaneous Equipment | Control Panel |  |  | LTG |  | Electrical Equipment
4229 | COL-PGR-MISC | Miscellaneous Equipment | COL-PGR | Grand River Sewage Pumping Station | [5 empty] | Sub-Process
4230 | COL-PGR-RPU-0001 | Control Panel, Electrical | COL-PGR | Grand River Sewage Pumping Station | Control Panel |  |  | RPU |  | Electrical Equipment
4232 | COL-PGR-SS-0001 | Security System | COL-PGR | Grand River Sewage Pumping Station | Security System |  |  | SS |  | Electrical Equipment
4233 | COL-PGR-TS-0001 | Switch, Transfer | COL-PGR | Grand River Sewage Pumping Station | Switch |  |  | TS |  | Electrical Equipment
4238 | COL-PGR-WEL-0100 | Wet Well | COL-PGR-MISC | Miscellaneous Equipment | Well |  |  | WEL |  | Mechanical Equipment
4241 | COL-PHA-AHU-0001 | Air Handling Unit | COL-PHA-MISC | Miscellaneous Equipment |  |  |  | AHU |  | Mechanical Equipment
4242 | COL-PHA-GA-0101 | Gauge | COL-PHA-MISC | Miscellaneous Equipment |  |  |  | GA |  | Mechanical Equipment
4243 | COL-PHA-P-0100 | Pump | COL-PHA | Hanlan's Point Sewage Pumping Station |  |  |  | P |  | Mechanical Equipment
4244 | COL-PHA-P-0200 | Pump | COL-PHA | Hanlan's Point Sewage Pumping Station |  |  |  | P |  | Mechanical Equipment
4245 | COL-PHA-V-0001 | Valve | COL-PHA-MISC | Miscellaneous Equipment |  |  |  | V |  | Mechanical Equipment
4246 | COL-PHA-V-0003 | Valve | COL-PHA-MISC | Miscellaneous Equipment |  |  |  | V |  | Mechanical Equipment
4247 | COL-PHA-V-0004 | Valve | COL-PHA-MISC | Miscellaneous Equipment |  |  |  | V |  | Mechanical Equipment
4248 | COL-PHA-V-0006 | Valve | COL-PHA-MISC | Miscellaneous Equipment |  |  |  | V |  | Mechanical Equipment
4249 | COL-PHA-V-0009 | Valve | COL-PHA-MISC | Miscellaneous Equipment |  |  |  | V |  | Mechanical Equipment
4250 | COL-PHA-V-0201 | Valve | COL-PHA-P-0200 | Pump |  |  |  | V |  | Mechanical Equipment
4251 | COL-PHA-V-0202 | Valve | COL-PHA-P-0200 | Pump |  |  |  | V |  | Mechanical Equipment
4252 | COL-PHA-V-0203 | Valve | COL-PHA-P-0200 | Pump |  |  |  | V |  | Mechanical Equipment
4253 | COL-PHA-V-0301 | Valve | COL-PHA-P-0300 | Pump |  |  |  | V |  | Mechanical Equipment
4254 | COL-PHA-V-0303 | Valve | COL-PHA-P-0300 | Pump |  |  |  | V |  | Mechanical Equipment
4282 | COL-PHB-OIT-0001 | Operator Interface Terminal | COL-PHB-MISC | Miscellaneous Equipment | Computer Equipment,Monitor |  |  | OIT |  | Electrical Equipment
4305 | COL-PHF-CH-0001 | Chamber | COL-PHF-MISC | Miscellaneous Equipment | Chamber |  |  | CH |  | Mechanical Equipment
4306 | COL-PHF-CP-0001 | Control Panel, Alarm | COL-PHF | Highfield Sewage Pumping Station | Control Panel |  |  | CP |  | Electrical Equipment
4307 | COL-PHF-CP-0001 | Control Panel, Alarm | COL-PHF-MISC | Miscellaneous Equipment | Control Panel |  |  | CP |  | Electrical Equipment
4308 | COL-PHF-FEQ-0001S | Fire Prevention, Extinguisher | COL-PHF | Highfield Sewage Pumping Station | Fire Prevention,Extinguisher |  | 42685 | FEQ |  | Obsolete Entity
4309 | COL-PHF-JIT-0001 | Meter, Power Indicating Transmitter, Main Power | COL-PHF | Highfield Sewage Pumping Station | Meter |  |  | JIT |  | Instrumentation Equipment
4310 | COL-PHF-JIT-0001 | Meter, Power Indicating Transmitter, Main Power | COL-PHF-MISC | Miscellaneous Equipment | Meter |  |  | JIT |  | Instrumentation Equipment
4311 | COL-PHF-LSH-0102 | Switch, Level-High | COL-PHF | Highfield Sewage Pumping Station | Switch,Level |  |  | LSH |  | Instrumentation Equipment
4312 | COL-PHF-LSH-0102 | Switch, Level-High | COL-PHF-MISC | Miscellaneous Equipment | Switch,Level |  |  | LSH |  | Instrumentation Equipment
4313 | COL-PHF-MISC | Miscellaneous Equipment | COL-PHF | Highfield Sewage Pumping Station | [5 empty] | Sub-Process
4459 | COL-PHP-ALR-0001 | Control Panel, Gas Alarm | COL-PHP | High Park Sewage Pumping Station | Control Panel |  |  | ALR |  | Electrical Equipment
4460 | COL-PHP-ALR-0002 | Control Panel, Operator | COL-PHP | High Park Sewage Pumping Station | Control Panel |  |  | ALR |  | Electrical Equipment
4466 | COL-PHP-CB-0002 | Circuit Breaker, Transformer 0001 | COL-PHP | High Park Sewage Pumping Station | Circuit Breaker |  |  | CB |  | Electrical Equipment
4467 | COL-PHP-CP-0001 | Control Panel, Operator | COL-PHP | High Park Sewage Pumping Station | Control Panel |  |  | CP |  | Electrical Equipment
4468 | COL-PHP-CP-0001 | Control Panel, Operator | COL-PHP-MISC | Miscellaneous Equipment | Control Panel |  |  | CP |  | Electrical Equipment
4469 | COL-PHP-CP-0002 | Control Panel, Operator | COL-PHP-MISC | Miscellaneous Equipment | Control Panel |  |  | CP |  | Electrical Equipment
4471 | COL-PHP-DM-0001 | Damper, Manual | COL-PHP | High Park Sewage Pumping Station | Damper/Louver |  |  | DM |  | Mechanical Equipment
4474 | COL-PHP-FEQ-0001S | Fire Prevention, Extinguisher | COL-PHP | High Park Sewage Pumping Station | Fire Prevention,Extinguisher |  | 42686 | FEQ |  | Mechanical Equipment
4475 | COL-PHP-FEQ-0001S | Fire Prevention, Extinguisher | COL-PHP-MISC | Miscellaneous Equipment | Fire Prevention,Extinguisher |  | 42686 | FEQ |  | Mechanical Equipment
4477 | COL-PHP-FN-0001 | Fan, Centrifugal | COL-PHP | High Park Sewage Pumping Station | Fan |  |  | FN |  | Mechanical Equipment
4478 | COL-PHP-FN-0002 | Fan, Centrifugal | COL-PHP | High Park Sewage Pumping Station | Fan |  |  | FN |  | Mechanical Equipment
4479 | COL-PHP-FN-0003 | Fan, Centrifugal | COL-PHP | High Park Sewage Pumping Station | Fan |  |  | FN |  | Mechanical Equipment
4480 | COL-PHP-FN-0003 | Fan, Centrifugal | COL-PHP-MISC | Miscellaneous Equipment | Fan |  |  | FN |  | Mechanical Equipment
4483 | COL-PHP-GRF-0001 | Indicator, Ground Fault | COL-PHP | High Park Sewage Pumping Station |  |  |  | GRF |  | Electrical Equipment
4485 | COL-PHP-HTR-0002 | Heater, Duct | COL-PHP | High Park Sewage Pumping Station | Heater |  |  | HTR |  | Mechanical Equipment
4486 | COL-PHP-LIT-0100 | Transmitter, Level | COL-PHP-MISC | Miscellaneous Equipment | Transmitter,Level |  |  | LIT |  | Instrumentation Equipment
4487 | COL-PHP-LIT-0201 | Transmitter, Level | COL-PHP-MISC | Miscellaneous Equipment | Transmitter,Level |  |  | LIT |  | Instrumentation Equipment
4488 | COL-PHP-LSH-0203 | Switch, Level-High | COL-PHP-MISC | Miscellaneous Equipment | Switch,Level |  |  | LSH |  | Instrumentation Equipment
4489 | COL-PHP-LSHH-0001 | Switch, Level High-High | COL-PHP-MISC | Miscellaneous Equipment | Switch,Level |  |  | LSHH |  | Instrumentation Equipment
4490 | COL-PHP-LSHH-0101 | Switch, Level High-High | COL-PHP-MISC | Miscellaneous Equipment | Switch,Level |  |  | LSHH |  | Instrumentation Equipment
4499 | COL-PHP-MISC | Miscellaneous Equipment | COL-PHP | High Park Sewage Pumping Station | [5 empty] | Sub-Process
4501 | COL-PHP-MON-0002 | Monitor | COL-PHP | High Park Sewage Pumping Station |  |  |  | MON |  | Electrical Equipment
4503 | COL-PHP-P-0002 | Pump, Centrifugal | COL-PHP | High Park Sewage Pumping Station | Pump |  | 34122 | P |  | Mechanical Equipment
4516 | COL-PHP-WEL-0500 | Wet well | COL-PHP-MISC | Miscellaneous Equipment |  |  |  | WEL |  | Sub-sub-process
4517 | COL-PHP-WEL-0600 | Dry Well | COL-PHP | High Park Sewage Pumping Station |  |  |  | WEL |  | Sub-sub-process
4518 | COL-PIR-CP-0001 | Control Panel, Operator | COL-PIR | Island Road Sewage Pumping Station | Control Panel |  |  | CP |  | Electrical Equipment
4519 | COL-PIR-FEQ-0001S | Fire Prevention, Extinguisher | COL-PIR-MISC | Miscellaneous Equipment | Fire Prevention,Extinguisher |  | 42687 | FEQ |  | Obsolete Entity
4520 | COL-PIR-FQ-0001 | Meter, Flow | COL-PIR | Island Road Sewage Pumping Station | Meter,Flow |  |  | FQ |  | Instrumentation Equipment
4521 | COL-PIR-GEN-0001 | Generator, Electricity | COL-PIR-MISC | Miscellaneous Equipment | Generator |  |  | GEN |  | Electrical Equipment
4522 | COL-PIR-GRF-0001 | Indicator, Ground Fault | COL-PIR-MISC | Miscellaneous Equipment |  |  |  | GRF |  | Electrical Equipment
4523 | COL-PIR-HTR-0001 | Heater | COL-PIR-MISC | Miscellaneous Equipment | Heater |  |  | HTR |  | Mechanical Equipment
4524 | COL-PIR-JIT-0001 | Meter, Power Indicating Transmitter, Main Power | COL-PIR | Island Road Sewage Pumping Station | Meter |  |  | JIT |  | Instrumentation Equipment
4525 | COL-PIR-LIT-0100 | Transmitter, Level | COL-PIR | Island Road Sewage Pumping Station | Transmitter,Level |  |  | LIT |  | Instrumentation Equipment
4526 | COL-PIR-LP-0001 | Control Panel, Lighting | COL-PIR | Island Road Sewage Pumping Station | Control Panel |  |  | LP |  | Electrical Equipment
4527 | COL-PIR-LSH-0103 | Switch, Level-High | COL-PIR | Island Road Sewage Pumping Station | Switch,Level |  |  | LSH |  | Instrumentation Equipment
4528 | COL-PIR-LSH-0103 | Switch, Level-High | COL-PIR-MISC | Miscellaneous Equipment | Switch,Level |  |  | LSH |  | Instrumentation Equipment
4529 | COL-PIR-LSH-0104 | Switch, Level-High | COL-PIR-MISC | Miscellaneous Equipment | Switch,Level |  |  | LSH |  | Instrumentation Equipment
4530 | COL-PIR-LSHH-0104 | Switch, Level High-High | COL-PIR-MISC | Miscellaneous Equipment | Switch,Level |  |  | LSHH |  | Instrumentation Equipment
4531 | COL-PIR-LSL-0102 | Switch, Level-Low | COL-PIR | Island Road Sewage Pumping Station | Switch |  |  | LSL |  | Instrumentation Equipment
4532 | COL-PIR-LSLL-0101 | Switch, Level Low-Low | COL-PIR-MISC | Miscellaneous Equipment | Switch,Level |  |  | LSLL |  | Instrumentation Equipment
4533 | COL-PIR-MISC | Miscellaneous Equipment | COL-PIR | Island Road Sewage Pumping Station | [5 empty] | Sub-Process
4534 | COL-PIR-P-0100 | Pump, Centrifugal | COL-PIR | Island Road Sewage Pumping Station | Pump |  |  | P |  | Mechanical Equipment
4535 | COL-PIR-RPU-0001 | Control Panel, Electrical | COL-PIR-MISC | Miscellaneous Equipment | Control Panel |  |  | RPU |  | Electrical Equipment
4537 | COL-PIR-SS-0001 | Security System | COL-PIR-MISC | Miscellaneous Equipment | Security System |  |  | SS |  | Electrical Equipment
4538 | COL-PIR-SW-0001 | Switch, Fused | COL-PIR-MISC | Miscellaneous Equipment | Switch |  |  | SW |  | Electrical Equipment
4539 | COL-PIR-SW-0003 | Switch, Lighting Transformer | COL-PIR | Island Road Sewage Pumping Station | Switch |  |  | SW |  | Electrical Equipment
4540 | COL-PIR-SW-0003 | Switch, Lighting Transformer | COL-PIR-MISC | Miscellaneous Equipment | Switch |  |  | SW |  | Electrical Equipment
4541 | COL-PIR-SW-0004 | Switch, Unit Heater 0001 | COL-PIR-MISC | Miscellaneous Equipment | Switch |  |  | SW |  | Electrical Equipment
4542 | COL-PIR-TR-0001 | Transformer, Power | COL-PIR | Island Road Sewage Pumping Station | Transformer |  |  | TR |  | Electrical Equipment
4543 | COL-PIR-TS-0001 | Switch, Transfer | COL-PIR | Island Road Sewage Pumping Station | Switch |  |  | TS |  | Electrical Equipment
4544 | COL-PIR-UPS-0001 | UPS | COL-PIR | Island Road Sewage Pumping Station | Uninterruptible Power Supply |  |  | UPS |  | Electrical Equipment
4545 | COL-PIR-UPS-0001 | UPS | COL-PIR-MISC | Miscellaneous Equipment | Uninterruptible Power Supply |  |  | UPS |  | Electrical Equipment
4548 | COL-PIR-WEL-0100 | Wet well | COL-PIR | Island Road Sewage Pumping Station | Well |  |  | WEL |  | Mechanical Equipment
4551 | COL-PKG-ALR-0001 | Control Panel, Electrical | COL-PKG | Kingston Rd Pumping Station | Control Panel |  |  | ALR |  | Electrical Equipment
4552 | COL-PKG-ALR-0001 | Control Panel, Electrical | COL-PKG-MISC | Miscellaneous Equipment | Control Panel |  |  | ALR |  | Electrical Equipment
4555 | COL-PKG-COM-0001 | Control Panel, Operator | COL-PKG-MISC | Miscellaneous Equipment | Control Panel |  |  | COM |  | Electrical Equipment
4556 | COL-PKG-CP-0001 | Control Panel, Operator | COL-PKG-MISC | Miscellaneous Equipment | Control Panel |  |  | CP |  | Electrical Equipment
4558 | COL-PKG-DM-0001 | Damper/Louver, Generator Room | COL-PKG | Kingston Rd Pumping Station | Damper/Louver |  |  | DM |  | Mechanical Equipment
4559 | COL-PKG-DM-0001 | Damper/Louver, Generator Room | COL-PKG-MISC | Miscellaneous Equipment | Damper/Louver |  |  | DM |  | Mechanical Equipment
4560 | COL-PKG-DM-0002 | Damper/Louver, Generator Room | COL-PKG | Kingston Rd Pumping Station | Damper/Louver |  |  | DM |  | Mechanical Equipment
4561 | COL-PKG-DM-0002 | Damper/Louver, Generator Room | COL-PKG-MISC | Miscellaneous Equipment | Damper/Louver |  |  | DM |  | Mechanical Equipment
4562 | COL-PKG-DM-0003 | Damper/Louver, Dry Well | COL-PKG | Kingston Rd Pumping Station | Damper/Louver |  |  | DM |  | Mechanical Equipment
4563 | COL-PKG-DM-0003 | Damper/Louver, Dry Well | COL-PKG-MISC | Miscellaneous Equipment | Damper/Louver |  |  | DM |  | Mechanical Equipment
4566 | COL-PKG-FEQ-0001S | Fire Prevention, Extinguisher | COL-W-OBSOLETE | Col West Obsolete Entities | Fire Prevention,Extinguisher |  | 42688 | FEQ |  | Obsolete Entity
4567 | COL-PKG-FN-0001 | Fan, Exhaust | COL-PKG | Kingston Rd Pumping Station | Fan |  |  | FN |  | Mechanical Equipment
4573 | COL-PKG-GRF-0001 | Indicator, Ground Fault | COL-PKG | Kingston Rd Pumping Station |  |  |  | GRF |  | Electrical Equipment
4574 | COL-PKG-GRF-0001 | Indicator, Ground Fault | COL-PKG-MISC | Miscellaneous Equipment |  |  |  | GRF |  | Electrical Equipment
4575 | COL-PKG-HTR-0001 | Heater, Dry Well | COL-PKG | Kingston Rd Pumping Station | Heater |  |  | HTR |  | Mechanical Equipment
4576 | COL-PKG-HTR-0001 | Heater, Dry Well | COL-PKG-MISC | Miscellaneous Equipment | Heater |  |  | HTR |  | Mechanical Equipment
4577 | COL-PKG-JIT-0001 | Meter, Power Indicating Transmitter | COL-PKG-MISC | Miscellaneous Equipment | Meter |  |  | JIT |  | Instrumentation Equipment
4578 | COL-PKG-LIT-0100 | Transmitter, Level | COL-PKG-MISC | Miscellaneous Equipment | Transmitter,Level |  |  | LIT |  | Instrumentation Equipment
4579 | COL-PKG-LIT-0300 | Transmitter, Level | COL-PKG-MISC | Miscellaneous Equipment | Transmitter,Level |  |  | LIT |  | Instrumentation Equipment
4580 | COL-PKG-LP-0001 | Control Panel, Lighting | COL-PKG | Kingston Rd Pumping Station | Control Panel |  |  | LP |  | Electrical Equipment
4581 | COL-PKG-LSH-0002 | Switch, Level-High | COL-PKG-MISC | Miscellaneous Equipment | Switch,Level |  |  | LSH |  | Instrumentation Equipment
4582 | COL-PKG-LSH-0203 | Switch, Level-High | COL-PKG-MISC | Miscellaneous Equipment | Switch,Level |  |  | LSH |  | Instrumentation Equipment
4583 | COL-PKG-LSHH-0204 | Switch, Level High-High | COL-PKG-MISC | Miscellaneous Equipment | Switch,Level |  |  | LSHH |  | Instrumentation Equipment
4584 | COL-PKG-LSL-0202 | Switch, Level | COL-PKG-MISC | Miscellaneous Equipment | Switch,Level |  |  | LSL |  | Instrumentation Equipment
4585 | COL-PKG-LSLL-0101 | Switch, Level Low-Low | COL-PKG-MISC | Miscellaneous Equipment | Switch,Level |  |  | LSLL |  | Instrumentation Equipment
4591 | COL-PKG-MCC-0002 | Motor Control Centre, New | COL-PKG | Kingston Rd Pumping Station | Control Panel,MCC |  |  | MCC |  | Electrical Equipment
4592 | COL-PKG-MISC | Miscellaneous Equipment | COL-PKG | Kingston Rd Pumping Station | [5 empty] | Sub-Process
4593 | COL-PKG-P-0001 | Pump, Submersible | COL-PKG | Kingston Rd Pumping Station | Pump |  |  | P |  | Mechanical Equipment
4594 | COL-PKG-P-0001 | Pump, Submersible | COL-PKG-MISC | Miscellaneous Equipment | Pump |  |  | P |  | Mechanical Equipment
4598 | COL-PKG-T-0001 | Tank, Domestic Hot Water | COL-PKG-MISC | Miscellaneous Equipment | Tank |  |  | T |  | Mechanical Equipment
4599 | COL-PKG-T-0002 | Tank, Diesel Fuel | COL-PKG-MISC | Miscellaneous Equipment | Tank |  |  | T |  | Mechanical Equipment
4618 | COL-PKG-WEL-0100 | Wet well | COL-PKG | Kingston Rd Pumping Station | Well |  |  | WEL |  | Mechanical Equipment
4619 | COL-PKG-WEL-0100 | Wet well | COL-PKG-MISC | Miscellaneous Equipment | Well |  |  | WEL |  | Mechanical Equipment
4620 | COL-PKG-WEL-0200 | Wet well | COL-PKG | Kingston Rd Pumping Station | Well |  |  | WEL |  | Mechanical Equipment
4621 | COL-PKG-WEL-0200 | Wet well | COL-PKG-MISC | Miscellaneous Equipment | Well |  |  | WEL |  | Mechanical Equipment
4626 | COL-PKP-AIT-0002 | Transmitter, Gas | COL-PKP-MISC | Miscellaneous Equipment | Transmitter |  |  | AIT |  | Instrumentation Equipment
4627 | COL-PKP-AIT-0003 | Transmitter, Gas | COL-PKP-MISC | Miscellaneous Equipment | Transmitter |  |  | AIT |  | Instrumentation Equipment
4651 | COL-PKP-MISC | Miscellaneous Equipment | COL-PKP | Kennedy Park Sewage Pumping Station | [5 empty] | Sub-Process
4682 | COL-PKS-CP-0001 | Control Panel, Operator | COL-PKS | King St West Sewage Pumping Station | Control Panel |  |  | CP |  | Electrical Equipment
4683 | COL-PKS-G-0001 | Gate, Sluice | COL-PKS | King St West Sewage Pumping Station | Valve |  |  | G |  | Mechanical Equipment
4685 | COL-PKS-MISC | Miscellaneous Equipment | COL-PKS | King St West Sewage Pumping Station | [5 empty] | Sub-Process
4698 | COL-PLB-AUX | Auxiliary Equipment | COL-PLB | Long Branch Pumping Station | [5 empty] | Sub-Process
4699 | COL-PLB-AUX-ELEC | Electrical Equipment | COL-PLB-AUX | Auxiliary Equipment | [5 empty] | Sub-Process
4813 | COL-PLB-OIT-0001 | Operator Interface Terminal | COL-PLB | Long Branch Pumping Station | Computer Equipment,Monitor |  |  | OIT |  | Electrical Equipment
4832 | COL-PLB-PUMP | Pumping Equipment | COL-PLB | Long Branch Pumping Station | [5 empty] | Sub-Process
4898 | COL-PLV-CB-0001 | Circuit Breaker, | COL-PLV | Livingston Road Pumping Station | Circuit Breaker |  |  | CB |  | Electrical Equipment
4899 | COL-PLV-CP-0001 | Control Panel | COL-PLV-MISC | Miscellaneous Equipment | Control Panel |  |  | CP |  | Electrical Equipment
4900 | COL-PLV-DM-0001 | Damper/Louver | COL-PLV | Livingston Road Pumping Station | Damper/Louver |  |  | DM |  | Mechanical Equipment
4901 | COL-PLV-FEQ-0001S | Fire Prevention, Extinguisher | COL-PLV | Livingston Road Pumping Station | Fire Prevention,Extinguisher |  | 42696 | FEQ |  | Obsolete Entity
4902 | COL-PLV-FEQ-0001S | Fire Prevention, Extinguisher | COL-PLV-MISC | Miscellaneous Equipment | Fire Prevention,Extinguisher |  | 42696 | FEQ |  | Obsolete Entity
4903 | COL-PLV-FEQ-0001S | Fire Prevention, Extinguisher | COL-W-OBSOLETE | Col West Obsolete Entities | Fire Prevention,Extinguisher |  | 42696 | FEQ |  | Obsolete Entity
4905 | COL-PLV-FN-0001 | Fan, Centrifugal | COL-PLV | Livingston Road Pumping Station | Fan |  |  | FN |  | Mechanical Equipment
4906 | COL-PLV-FN-0002 | Fan, Centrifugal | COL-PLV | Livingston Road Pumping Station | Fan |  |  | FN |  | Mechanical Equipment
4907 | COL-PLV-FN-0002 | Fan, Centrifugal | COL-PLV-MISC | Miscellaneous Equipment | Fan |  |  | FN |  | Mechanical Equipment
4908 | COL-PLV-FN-0003 | Fan, Exhaust | COL-PLV | Livingston Road Pumping Station | Fan |  |  | FN |  | Mechanical Equipment
4909 | COL-PLV-FN-0003 | Fan, Exhaust | COL-PLV-MISC | Miscellaneous Equipment | Fan |  |  | FN |  | Mechanical Equipment
4910 | COL-PLV-FQ-0001 | Meter, Flow | COL-PLV-MISC | Miscellaneous Equipment | Meter,Flow |  |  | FQ |  | Instrumentation Equipment
4912 | COL-PLV-HTR-0002 | Heater | COL-PLV-MISC | Miscellaneous Equipment | Heater |  |  | HTR |  | Mechanical Equipment
4913 | COL-PLV-LIT-0101 | Transmitter, Level | COL-PLV | Livingston Road Pumping Station | Transmitter,Level |  |  | LIT |  | Instrumentation Equipment
4914 | COL-PLV-LIT-0201 | Transmitter, Level | COL-PLV-MISC | Miscellaneous Equipment | Transmitter,Level |  |  | LIT |  | Instrumentation Equipment
4915 | COL-PLV-LSH-0001 | Switch, Level-High | COL-PLV | Livingston Road Pumping Station | Switch,Level |  |  | LSH |  | Electrical Equipment
4916 | COL-PLV-LSH-0103 | Switch, Level-High | COL-PLV-MISC | Miscellaneous Equipment | Switch,Level |  |  | LSH |  | Electrical Equipment
4917 | COL-PLV-LSH-0203 | Switch, Level-High | COL-PLV | Livingston Road Pumping Station | Switch,Level |  |  | LSH |  | Electrical Equipment
4918 | COL-PLV-LSHH-0002 | Switch, Level High-High | COL-PLV-MISC | Miscellaneous Equipment | Switch,Level |  |  | LSHH |  | Electrical Equipment
4919 | COL-PLV-LSHH-0104 | Switch, Level High-High | COL-PLV | Livingston Road Pumping Station | Switch,Level |  |  | LSHH |  | Electrical Equipment
4920 | COL-PLV-LSHH-0204 | Switch, Level High-High | COL-PLV | Livingston Road Pumping Station | Switch,Level |  |  | LSHH |  | Electrical Equipment
4921 | COL-PLV-LSL-0202 | Switch, Level-Low | COL-PLV-MISC | Miscellaneous Equipment | Switch,Level |  |  | LSL |  | Electrical Equipment
4922 | COL-PLV-LSLL-0101 | Switch, Level Low-Low | COL-PLV | Livingston Road Pumping Station | Switch,Level |  |  | LSLL |  | Electrical Equipment
4923 | COL-PLV-LSLL-0201 | Switch, Level Low-Low | COL-PLV-MISC | Miscellaneous Equipment | Switch,Level |  |  | LSLL |  | Electrical Equipment
4924 | COL-PLV-MCC-0001 | Motor Control Centre | COL-PLV | Livingston Road Pumping Station | Control Panel,MCC |  |  | MCC |  | Electrical Equipment
4925 | COL-PLV-MCC-0001 | Motor Control Centre | COL-PLV-MISC | Miscellaneous Equipment | Control Panel,MCC |  |  | MCC |  | Electrical Equipment
4926 | COL-PLV-MISC | Miscellaneous Equipment | COL-PLV | Livingston Road Pumping Station | [5 empty] | Sub-Process
4927 | COL-PLV-MISC | Miscellaneous Equipment | COL-PNT | New Toronto Pumping Station | [5 empty] | Sub-Process
4929 | COL-PLV-P-0200 | Pump, Centrifugal | COL-PLV | Livingston Road Pumping Station | Pump |  |  | P |  | Mechanical Equipment
4930 | COL-PLV-RPU-0001 | Control Panel | COL-PLV-MISC | Miscellaneous Equipment | Control Panel |  |  | RPU |  | Electrical Equipment
4931 | COL-PLV-SS-0001 | Security System | COL-PLV-MISC | Miscellaneous Equipment | Security System |  |  | SS |  | Electrical Equipment
4932 | COL-PLV-T-0001 | Tank, Diesel Fuel | COL-PLV-MISC | Miscellaneous Equipment | Tank |  |  | T |  | Mechanical Equipment
4933 | COL-PLV-TR-0001 | Transformer | COL-PLV | Livingston Road Pumping Station | Transformer |  |  | TR |  | Electrical Equipment
4934 | COL-PLV-TR-0001 | Transformer | COL-PLV-MISC | Miscellaneous Equipment | Transformer |  |  | TR |  | Electrical Equipment
4945 | COL-PLV-WEL-0100 | Wet well, West | COL-PLV | Livingston Road Pumping Station | Well |  |  | WEL |  | Mechanical Equipment
4946 | COL-PLV-WEL-0100 | Wet well, West | COL-PLV-MISC | Miscellaneous Equipment | Well |  |  | WEL |  | Mechanical Equipment
4947 | COL-PLV-WEL-0200 | Wet well, East | COL-PLV | Livingston Road Pumping Station | Well |  |  | WEL |  | Mechanical Equipment
4953 | COL-PMD-CB-0001 | Breaker, Main Electrical | COL-PMD-MISC | Miscellaneous Equipment | Circuit Breaker |  |  | CB |  | Electrical Equipment
4954 | COL-PMD-CH-0002 | Chamber, Overflow | COL-PMD | Midland Pumping Station | Chamber |  |  | CH |  | Mechanical Equipment
4955 | COL-PMD-CH-0002 | Chamber, Overflow | COL-PMD-MISC | Miscellaneous Equipment | Chamber |  |  | CH |  | Mechanical Equipment
4959 | COL-PMD-COM-0001 | Control Panel, Operator | COL-PMD | Midland Pumping Station | Control Panel |  |  | COM |  | Electrical Equipment
4961 | COL-PMD-DM-0002 | Damper/Louver, Supply Air | COL-PMD-MISC | Miscellaneous Equipment | Damper/Louver |  |  | DM |  | Mechanical Equipment
4962 | COL-PMD-DM-0003 | Damper/Louver, Supply Air | COL-PMD | Midland Pumping Station | Damper/Louver |  |  | DM |  | Mechanical Equipment
4965 | COL-PMD-FN-0001 | Fan, Supply | COL-PMD | Midland Pumping Station | Fan |  |  | FN |  | Mechanical Equipment
4966 | COL-PMD-FN-0001 | Fan, Supply | COL-PMD-MISC | Miscellaneous Equipment | Fan |  |  | FN |  | Mechanical Equipment
4967 | COL-PMD-FN-0002 | Fan, Exhaust | COL-PMD | Midland Pumping Station | Fan |  |  | FN |  | Mechanical Equipment
4968 | COL-PMD-FQ-0001 | Meter, Flow | COL-PMD-MISC | Miscellaneous Equipment | Meter,Flow |  |  | FQ |  | Instrumentation Equipment
4974 | COL-PMD-GRF-0001 | Indicator, Ground Fault | COL-PMD | Midland Pumping Station | Indicator,Ground Fault |  |  | GRF |  | Electrical Equipment
4975 | COL-PMD-GRF-0001 | Indicator, Ground Fault | COL-PMD-MISC | Miscellaneous Equipment | Indicator,Ground Fault |  |  | GRF |  | Electrical Equipment
4976 | COL-PMD-JIT-0001 | Meter, Power Indicating Transmitter, Main Power | COL-PMD | Midland Pumping Station | Meter |  |  | JIT |  | Instrumentation Equipment
4977 | COL-PMD-LIT-0101 | Transmitter, Level | COL-PMD | Midland Pumping Station | Transmitter,Level |  |  | LIT |  | Instrumentation Equipment
4978 | COL-PMD-LIT-0201 | Transmitter, Level | COL-PMD | Midland Pumping Station | Transmitter,Level |  |  | LIT |  | Instrumentation Equipment
4979 | COL-PMD-LP-0001 | Control Panel, Lighting | COL-PMD | Midland Pumping Station | Control Panel |  |  | LP |  | Electrical Equipment
4980 | COL-PMD-LP-0001 | Control Panel, Lighting | COL-PMD-MISC | Miscellaneous Equipment | Control Panel |  |  | LP |  | Electrical Equipment
4981 | COL-PMD-LSH-0103 | Switch, Level-High | COL-PMD | Midland Pumping Station | Switch,Level |  |  | LSH |  | Instrumentation Equipment
4982 | COL-PMD-LSH-0103 | Switch, Level-High | COL-PMD-MISC | Miscellaneous Equipment | Switch,Level |  |  | LSH |  | Instrumentation Equipment
4983 | COL-PMD-LSHH-0104 | Switch, Level High-High | COL-PMD | Midland Pumping Station | Switch,Level |  |  | LSHH |  | Instrumentation Equipment
4984 | COL-PMD-LSHH-0204 | Switch, Level High-High | COL-PMD | Midland Pumping Station | Switch,Level |  |  | LSHH |  | Instrumentation Equipment
4985 | COL-PMD-LSL-0102 | Switch, Level-Low | COL-PMD | Midland Pumping Station | Switch |  |  | LSL |  | Instrumentation Equipment
4986 | COL-PMD-LSL-0102 | Switch, Level-Low | COL-PMD-MISC | Miscellaneous Equipment | Switch |  |  | LSL |  | Instrumentation Equipment
4987 | COL-PMD-LSL-0202 | Switch, Level-Low | COL-PMD | Midland Pumping Station | Switch |  |  | LSL |  | Instrumentation Equipment
4988 | COL-PMD-LSL-0202 | Switch, Level-Low | COL-PMD-MISC | Miscellaneous Equipment | Switch |  |  | LSL |  | Instrumentation Equipment
4989 | COL-PMD-LSLL-0101 | Switch, Level Low-Low | COL-PMD-MISC | Miscellaneous Equipment | Switch,Level |  |  | LSLL |  | Instrumentation Equipment
4990 | COL-PMD-LSLL-0201 | Switch, Level Low-Low | COL-PMD | Midland Pumping Station | Switch,Level |  |  | LSLL |  | Instrumentation Equipment
4995 | COL-PMD-MISC | Miscellaneous Equipment | COL-PMD | Midland Pumping Station | [5 empty] | Sub-Process
5001 | COL-PMD-T-0001 | Tank, Diesel Fuel | COL-PMD | Midland Pumping Station | Tank |  |  | T |  | Mechanical Equipment
5002 | COL-PMD-T-0001 | Tank, Diesel Fuel | COL-PMD-MISC | Miscellaneous Equipment | Tank |  |  | T |  | Mechanical Equipment
5003 | COL-PMD-T-0002 | Tank, Domestic Hot Water | COL-PMD-MISC | Miscellaneous Equipment | Tank |  |  | T |  | Mechanical Equipment
5006 | COL-PMD-TR-0001 | Transformer, Power | COL-PMD-MISC | Miscellaneous Equipment | Transformer |  |  | TR |  | Electrical Equipment
5007 | COL-PMD-TS-0001 | Switch, Transfer | COL-PMD | Midland Pumping Station | Switch |  |  | TS |  | Electrical Equipment
5547 | COL-PMM-MISC | Miscellaneous Equipment | COL-PMM | Mimico Pumping Station | [5 empty] | Sub-Process
5548 | COL-PMM-OIT-0001 | Operator Interface Terminal | COL-PMM | Mimico Pumping Station | Computer Equipment,Monitor |  |  | OIT |  | Electrical Equipment
5569 | COL-PMM-SW-0001 | Switch, Main Power | COL-PMM-MISC | Miscellaneous Equipment | Switch |  |  | SW |  | Electrical Equipment
5681 | COL-PMP-CP-0001 | Control Panel, Operator | COL-PMP | Mount Pleasant Sewage Pumping Station | Control Panel |  |  | CP |  | Electrical Equipment
5682 | COL-PMP-FEQ-0001S | Fire Prevention, Extinguisher | COL-PMP | Mount Pleasant Sewage Pumping Station | Fire Prevention,Extinguisher |  | 40171 | FEQ |  | Obsolete Entity
5683 | COL-PMP-FEQ-0001S | Fire Prevention, Extinguisher | COL-W-OBSOLETE | Col West Obsolete Entities | Fire Prevention,Extinguisher |  | 40171 | FEQ |  | Obsolete Entity
5684 | COL-PMP-P-0100 | Pump, Centrifugal | COL-PMP | Mount Pleasant Sewage Pumping Station | Pump |  |  | P |  | Mechanical Equipment
5685 | COL-PMP-P-0200 | Pump, Centrifugal | COL-PMP | Mount Pleasant Sewage Pumping Station | Pump |  |  | P |  | Mechanical Equipment
5686 | COL-PMP-WEL-0100 | Wet Well | COL-PMP | Mount Pleasant Sewage Pumping Station | Well |  |  | WEL |  | Mechanical Equipment
5688 | COL-PMT-BFP-0001 | Back Flow Preventer | COL-PMT-MISC | Miscellaneous Equipment | Valve,Backflow Preventer |  |  | BFP |  | Mechanical Equipment
5689 | COL-PMT-COM-0001 | Control Panel, Operator | COL-PMT-MISC | Miscellaneous Equipment | Control Panel |  |  | COM |  | Electrical Equipment
5690 | COL-PMT-CP-0001 | Control Panel, Operator | COL-PMT-MISC | Miscellaneous Equipment | Control Panel |  |  | CP |  | Electrical Equipment
5765 | COL-PMT-FQ-0001 | Meter, Flow | COL-PMT | Military Trail Sewage Pumping Station | Meter,Flow |  |  | FQ |  | Instrumentation Equipment
5766 | COL-PMT-JIT-0001 | Meter, Power Indicating Transmitter, Main Power | COL-PMT | Military Trail Sewage Pumping Station | Meter |  |  | JIT |  | Instrumentation Equipment
5767 | COL-PMT-LSHH-0104 | Switch, Level High-High | COL-PMT | Military Trail Sewage Pumping Station | Switch,Level |  |  | LSHH |  | Instrumentation Equipment
5768 | COL-PMT-LSHH-0104 | Switch, Level High-High | COL-PMT-MISC | Miscellaneous Equipment | Switch,Level |  |  | LSHH |  | Instrumentation Equipment
5769 | COL-PMT-LSHH-0105 | Switch, Level High-High | COL-PMT-MISC | Miscellaneous Equipment | Switch,Level |  |  | LSHH |  | Instrumentation Equipment
5770 | COL-PMT-LSL-0102 | Switch, Level-Low | COL-PMT | Military Trail Sewage Pumping Station | Switch |  |  | LSL |  | Instrumentation Equipment
5771 | COL-PMT-RPU-0001 | Remote Processing Unit | COL-PMT-MISC | Miscellaneous Equipment | RPU |  |  | RPU |  | Electrical Equipment
5772 | COL-PMT-SS-0001 | Security System | COL-PMT | Military Trail Sewage Pumping Station | Security System |  |  | SS |  | Electrical Equipment
5773 | COL-PMT-SS-0001 | Security System | COL-PMT-MISC | Miscellaneous Equipment | Security System |  |  | SS |  | Electrical Equipment
5774 | COL-PMT-SW-0001 | Switch, Main Electrical Disconnect | COL-PMT | Military Trail Sewage Pumping Station | Switch |  |  | SW |  | Electrical Equipment
5775 | COL-PMT-TS-0001 | Switch, Power Transfer | COL-PMT | Military Trail Sewage Pumping Station | Switch |  |  | TS |  | Electrical Equipment
5776 | COL-PMT-TS-0001 | Switch, Power Transfer | COL-PMT-MISC | Miscellaneous Equipment | Switch |  |  | TS |  | Electrical Equipment
5778 | COL-PMT-WEL-0100 | Wet well | COL-PMT-MISC | Miscellaneous Equipment | Well |  |  | WEL |  | Mechanical Equipment
5784 | COL-PMY-AHU-0001 | Air Handling Unit | COL-PMY | Maryport Sewage Pumping Station | Air Handling Unit |  |  | AHU |  | Electrical Equipment
5785 | COL-PMY-AHU-0001 | Air Handling Unit | COL-PMY-MISC | Miscellaneous Equipment | Air Handling Unit |  |  | AHU |  | Electrical Equipment
5789 | COL-PMY-C-0001 | Compressor, Air | COL-PMY | Maryport Sewage Pumping Station | Compressor |  |  | C |  | Mechanical Equipment
5790 | COL-PMY-CAP-0003 | Capacitor, MCC-0002 | COL-PMY | Maryport Sewage Pumping Station | Capacitor |  |  | CAP |  | Electrical Equipment
5791 | COL-PMY-CAP-0003 | Capacitor, MCC-0002 | COL-PMY-MISC | Miscellaneous Equipment | Capacitor |  |  | CAP |  | Electrical Equipment
5792 | COL-PMY-CAP-0004 | Capacitor, MCC-0002 | COL-PMY | Maryport Sewage Pumping Station | Capacitor |  |  | CAP |  | Electrical Equipment
5793 | COL-PMY-CAP-0004 | Capacitor, MCC-0002 | COL-PMY-MISC | Miscellaneous Equipment | Capacitor |  |  | CAP |  | Electrical Equipment
5794 | COL-PMY-CAP-0005 | Capacitor, MCC-0002 | COL-PMY | Maryport Sewage Pumping Station | Capacitor |  |  | CAP |  | Electrical Equipment
5795 | COL-PMY-CAP-0005 | Capacitor, MCC-0002 | COL-PMY-MISC | Miscellaneous Equipment | Capacitor |  |  | CAP |  | Electrical Equipment
5796 | COL-PMY-CB-0002 | Breaker, Emergency Power Supply | COL-PMY | Maryport Sewage Pumping Station | Circuit Breaker |  |  | CB |  | Electrical Equipment
5797 | COL-PMY-CB-0003 | Breaker, Power Supply | COL-PMY-MISC | Miscellaneous Equipment | Circuit Breaker |  |  | CB |  | Electrical Equipment
5798 | COL-PMY-CP-0001 | Control Panel. Instrumentation, Instrument Air Pressure Control | COL-PMY | Maryport Sewage Pumping Station | Control Panel |  |  | CP |  | Electrical Equipment
5799 | COL-PMY-CP-0002 | Control Panel, Fire Alarm | COL-PMY | Maryport Sewage Pumping Station | Control Panel |  |  | CP |  | Electrical Equipment
5800 | COL-PMY-CP-0003 | Control Panel, Instrumentation | COL-PMY | Maryport Sewage Pumping Station | Control Panel |  |  | CP |  | Electrical Equipment
5801 | COL-PMY-CP-0003 | Control Panel, Instrumentation | COL-PMY-MISC | Miscellaneous Equipment | Control Panel |  |  | CP |  | Electrical Equipment
5802 | COL-PMY-CP-0004 | Control Panel, Electrical | COL-PMY | Maryport Sewage Pumping Station | Control Panel |  |  | CP |  | Electrical Equipment
5803 | COL-PMY-CP-0005 | Control Panel, Combination Starter | COL-PMY-MISC | Miscellaneous Equipment | Control Panel |  |  | CP |  | Electrical Equipment
5804 | COL-PMY-CRN-0001 | Crane, Shaft 8A | COL-PMY | Maryport Sewage Pumping Station | Crane |  |  | CRN |  | Mechanical Equipment
5805 | COL-PMY-CRN-0001 | Crane, Shaft 8A | COL-PMY-MISC | Miscellaneous Equipment | Crane |  |  | CRN |  | Mechanical Equipment
5806 | COL-PMY-DM-0001 | Damper, Gas | COL-PMY | Maryport Sewage Pumping Station | Damper/Louver |  |  | DM |  | Mechanical Equipment
5807 | COL-PMY-DM-0002 | Damper, Gas | COL-PMY | Maryport Sewage Pumping Station | Damper/Louver |  |  | DM |  | Mechanical Equipment
5808 | COL-PMY-DM-0002 | Damper, Gas | COL-PMY-MISC | Miscellaneous Equipment | Damper/Louver |  |  | DM |  | Mechanical Equipment
5809 | COL-PMY-DM-0003 | Damper, Gas | COL-PMY | Maryport Sewage Pumping Station | Damper/Louver |  |  | DM |  | Mechanical Equipment
5810 | COL-PMY-DM-0003 | Damper, Gas | COL-PMY-MISC | Miscellaneous Equipment | Damper/Louver |  |  | DM |  | Mechanical Equipment
5811 | COL-PMY-DM-0004 | Damper, Gas | COL-PMY | Maryport Sewage Pumping Station | Damper/Louver |  |  | DM |  | Mechanical Equipment
5812 | COL-PMY-DM-0004 | Damper, Gas | COL-PMY-MISC | Miscellaneous Equipment | Damper/Louver |  |  | DM |  | Mechanical Equipment
5813 | COL-PMY-DM-0005 | Damper, Gas | COL-PMY-MISC | Miscellaneous Equipment | Damper/Louver |  |  | DM |  | Mechanical Equipment
5814 | COL-PMY-DM-0009 | Damper, Gas | COL-PMY | Maryport Sewage Pumping Station | Damper/Louver |  |  | DM |  | Mechanical Equipment
5815 | COL-PMY-DM-0009 | Damper, Gas | COL-PMY-MISC | Miscellaneous Equipment | Damper/Louver |  |  | DM |  | Mechanical Equipment
5816 | COL-PMY-DM-0011 | Damper, Gas | COL-PMY | Maryport Sewage Pumping Station | Damper/Louver |  |  | DM |  | Mechanical Equipment
5817 | COL-PMY-DM-0013 | Damper, Gas | COL-PMY | Maryport Sewage Pumping Station | Damper/Louver |  |  | DM |  | Mechanical Equipment
5818 | COL-PMY-DM-0013 | Damper, Gas | COL-PMY-MISC | Miscellaneous Equipment | Damper/Louver |  |  | DM |  | Mechanical Equipment
5819 | COL-PMY-DM-0014 | Damper, Gas | COL-PMY | Maryport Sewage Pumping Station | Damper/Louver |  |  | DM |  | Mechanical Equipment
5820 | COL-PMY-DM-0014 | Damper, Gas | COL-PMY-MISC | Miscellaneous Equipment | Damper/Louver |  |  | DM |  | Mechanical Equipment
5821 | COL-PMY-DM-0015 | Damper, Gas | COL-PMY-MISC | Miscellaneous Equipment | Damper/Louver |  |  | DM |  | Mechanical Equipment
5822 | COL-PMY-DR-0003 | Switch, Door | COL-PMY | Maryport Sewage Pumping Station | Switch |  |  | DR |  | Electrical Equipment
5823 | COL-PMY-DR-0003 | Switch, Door | COL-PMY-MISC | Miscellaneous Equipment | Switch |  |  | DR |  | Electrical Equipment
5824 | COL-PMY-F-0001 | Filter, Activated Carbon | COL-PMY | Maryport Sewage Pumping Station | Fan |  |  | F |  | Mechanical Equipment
5825 | COL-PMY-F-0001 | Filter, Activated Carbon | COL-PMY-MISC | Miscellaneous Equipment | Fan |  |  | F |  | Mechanical Equipment
5826 | COL-PMY-F-0002 | Filter, Compressed Air | COL-PMY-MISC | Miscellaneous Equipment | Filter |  |  | F |  | Mechanical Equipment
5827 | COL-PMY-FA-0001S | Fire Alarm System, above EL 171.50m | COL-W-OBSOLETE | Col West Obsolete Entities | Building Service,Fire Alarm |  | 42919 | FA |  | Obsolete Entity
5828 | COL-PMY-FA-0002S | Fire Alarm System, Electrical Room | COL-W-OBSOLETE | Col West Obsolete Entities | Building Service,Fire Alarm |  | 42920 | FA |  | Obsolete Entity
5829 | COL-PMY-FA-0003S | Fire Alarm System, Fan Room | COL-PMY | Maryport Sewage Pumping Station | Building Service,Fire Alarm |  | 42921 | FA |  | Obsolete Entity
5830 | COL-PMY-FA-0004S | Fire Alarm System, RPU-0001 | COL-PMY | Maryport Sewage Pumping Station | Building Service,Fire Alarm |  | 42922 | FA |  | Obsolete Entity
5831 | COL-PMY-FA-0004S | Fire Alarm System, RPU-0001 | COL-PMY-MISC | Miscellaneous Equipment | Building Service,Fire Alarm |  | 42922 | FA |  | Obsolete Entity
5832 | COL-PMY-FA-0005S | Fire Alarm System, Shaft 8B | COL-PMY-MISC | Miscellaneous Equipment | Building Service,Fire Alarm |  | 42923 | FA |  | Obsolete Entity
5833 | COL-PMY-FA-0005S | Fire Alarm System, Shaft 8B | COL-W-OBSOLETE | Col West Obsolete Entities | Building Service,Fire Alarm |  | 42923 | FA |  | Obsolete Entity
5834 | COL-PMY-FEQ-0001S | Fire Prevention, Extinguisher | COL-PMY-MISC | Miscellaneous Equipment | Fire Prevention,Extinguisher |  | 40919 | FEQ |  | Obsolete Entity
5835 | COL-PMY-FEQ-0001S | Fire Prevention, Extinguisher | COL-W-OBSOLETE | Col West Obsolete Entities | Fire Prevention,Extinguisher |  | 40919 | FEQ |  | Obsolete Entity
5836 | COL-PMY-FEQ-0002S | Fire Prevention, Extinguisher | COL-PMY-MISC | Miscellaneous Equipment | Fire Prevention,Extinguisher |  | 40921 | FEQ |  | Obsolete Entity
5837 | COL-PMY-FEQ-0002S | Fire Prevention, Extinguisher | COL-W-OBSOLETE | Col West Obsolete Entities | Fire Prevention,Extinguisher |  | 40921 | FEQ |  | Obsolete Entity
5838 | COL-PMY-FEQ-0003S | Fire Prevention, Extinguisher | COL-PMY | Maryport Sewage Pumping Station | Fire Prevention,Extinguisher |  | 40922 | FEQ |  | Obsolete Entity
5839 | COL-PMY-FEQ-0003S | Fire Prevention, Extinguisher | COL-PMY-MISC | Miscellaneous Equipment | Fire Prevention,Extinguisher |  | 40922 | FEQ |  | Obsolete Entity
5840 | COL-PMY-FEQ-0004S | Fire Prevention, Extinguisher | COL-PMY | Maryport Sewage Pumping Station | Fire Prevention,Extinguisher |  | 40923 | FEQ |  | Obsolete Entity
5841 | COL-PMY-FEQ-0004S | Fire Prevention, Extinguisher | COL-W-OBSOLETE | Col West Obsolete Entities | Fire Prevention,Extinguisher |  | 40923 | FEQ |  | Obsolete Entity
5842 | COL-PMY-FEQ-0005S | Fire Prevention, Extinguisher | COL-PMY | Maryport Sewage Pumping Station | Fire Prevention,Extinguisher |  | 40924 | FEQ |  | Obsolete Entity
5843 | COL-PMY-FEQ-0006S | Fire Prevention, Extinguisher | COL-W-OBSOLETE | Col West Obsolete Entities | Fire Prevention,Extinguisher |  | 40925 | FEQ |  | Obsolete Entity
5844 | COL-PMY-FN-0001 | Fan, Low Volume Supply | COL-PMY-MISC | Miscellaneous Equipment | Fan |  |  | FN |  | Mechanical Equipment
5845 | COL-PMY-FN-0002 | Fan, High Volume Supply | COL-PMY | Maryport Sewage Pumping Station | Fan |  |  | FN |  | Mechanical Equipment
5846 | COL-PMY-FN-0003 | Fan, Low Volume Exhaust | COL-PMY | Maryport Sewage Pumping Station | Fan |  |  | FN |  | Mechanical Equipment
5847 | COL-PMY-FN-0004 | Fan, High Volume Exhaust | COL-PMY | Maryport Sewage Pumping Station | Fan |  |  | FN |  | Mechanical Equipment
5848 | COL-PMY-FN-0004 | Fan, High Volume Exhaust | COL-PMY-MISC | Miscellaneous Equipment | Fan |  |  | FN |  | Mechanical Equipment
5849 | COL-PMY-FN-0008 | Fan, Shaft 8B | COL-PMY | Maryport Sewage Pumping Station | Fan |  |  | FN |  | Mechanical Equipment
5850 | COL-PMY-FSL-0001 | Switch, Flow-Low | COL-PMY | Maryport Sewage Pumping Station | Switch |  |  | FSL |  | Instrumentation Equipment
5851 | COL-PMY-FSL-0001 | Switch, Flow-Low | COL-PMY-MISC | Miscellaneous Equipment | Switch |  |  | FSL |  | Instrumentation Equipment
5852 | COL-PMY-FSL-0002 | Switch, Flow-Low | COL-PMY | Maryport Sewage Pumping Station | Switch |  |  | FSL |  | Instrumentation Equipment
5853 | COL-PMY-FSL-0002 | Switch, Flow-Low | COL-PMY-MISC | Miscellaneous Equipment | Switch |  |  | FSL |  | Instrumentation Equipment
5854 | COL-PMY-FSL-0004 | Switch, Flow-Low | COL-PMY-MISC | Miscellaneous Equipment | Switch |  |  | FSL |  | Instrumentation Equipment
5855 | COL-PMY-FSL-0007 | Switch, Flow-Low | COL-PMY | Maryport Sewage Pumping Station | Switch |  |  | FSL |  | Instrumentation Equipment
5859 | COL-PMY-HTR-0003 | Heater, Unit | COL-PMY | Maryport Sewage Pumping Station | Heater |  |  | HTR |  | Mechanical Equipment
5860 | COL-PMY-JIT-0001 | Meter, Power Indicating Transmitter | COL-PMY | Maryport Sewage Pumping Station | Meter |  |  | JIT |  | Instrumentation Equipment
5861 | COL-PMY-JIT-0002 | Meter, Power Indicating Transmitter | COL-PMY-MISC | Miscellaneous Equipment | Meter |  |  | JIT |  | Instrumentation Equipment
5862 | COL-PMY-JIT-0004 | Meter, Voltage | COL-PMY-MISC | Miscellaneous Equipment | Meter |  |  | JIT |  | Instrumentation Equipment
5863 | COL-PMY-LIT-0101 | Transmitter, Level | COL-PMY | Maryport Sewage Pumping Station | Transmitter,Level |  |  | LIT |  | Instrumentation Equipment
5864 | COL-PMY-LIT-0101 | Transmitter, Level | COL-PMY-MISC | Miscellaneous Equipment | Transmitter,Level |  |  | LIT |  | Instrumentation Equipment
5865 | COL-PMY-LP-0001 | Control Panel, Lighting | COL-PMY | Maryport Sewage Pumping Station | Control Panel |  |  | LP |  | Electrical Equipment
5866 | COL-PMY-LP-0002 | Control Panel, Lighting | COL-PMY | Maryport Sewage Pumping Station | Control Panel |  |  | LP |  | Electrical Equipment
5867 | COL-PMY-LP-0003 | Control Panel, Lighting | COL-PMY | Maryport Sewage Pumping Station | Control Panel |  |  | LP |  | Electrical Equipment
5868 | COL-PMY-LS-0201 | Switch, Level | COL-PMY-MISC | Miscellaneous Equipment | Switch,Level |  |  | LS |  | Instrumentation Equipment
5869 | COL-PMY-LSH-0103 | Switch, Level-High | COL-PMY-MISC | Miscellaneous Equipment | Switch |  |  | LSH |  | Instrumentation Equipment
5870 | COL-PMY-LSL-0102 | Switch, Level-Low | COL-PMY-MISC | Miscellaneous Equipment | Switch |  |  | LSL |  | Instrumentation Equipment
5871 | COL-PMY-LSLL-0101 | Switch, Level-Low Low | COL-PMY | Maryport Sewage Pumping Station | Switch |  |  | LSLL |  | Instrumentation Equipment
5872 | COL-PMY-LTG-0001S | Lighting, Emergency Lighting | COL-PMY-MISC | Miscellaneous Equipment | Lighting |  | 42948 | LTG |  | Obsolete Entity
5873 | COL-PMY-LTG-0001S | Lighting, Emergency Lighting | COL-W-OBSOLETE | Col West Obsolete Entities | Lighting |  | 42948 | LTG |  | Obsolete Entity
5874 | COL-PMY-LTG-0002S | Lighting, Emergency Lighting | COL-PMY | Maryport Sewage Pumping Station | Lighting |  | 42949 | LTG |  | Obsolete Entity
5875 | COL-PMY-MCC-0002 | Motor Control Centre, Emergency Power | COL-PMY-MISC | Miscellaneous Equipment | Control Panel,MCC |  |  | MCC |  | Electrical Equipment
5876 | COL-PMY-PI-0001 | Indicator, Pressure | COL-PMY | Maryport Sewage Pumping Station | Meter |  |  | PI |  | Instrumentation Equipment
5877 | COL-PMY-PIT-0001 | Transmitter, Pressure | COL-PMY-MISC | Miscellaneous Equipment | Transmitter |  |  | PIT |  | Instrumentation Equipment
5878 | COL-PMY-PIT-0002 | Transmitter, Pressure | COL-PMY-MISC | Miscellaneous Equipment | Transmitter |  |  | PIT |  | Instrumentation Equipment
5879 | COL-PMY-PSL-0001 | Switch, Level-Pressure | COL-PMY | Maryport Sewage Pumping Station | Switch |  |  | PSL |  | Instrumentation Equipment
5880 | COL-PMY-RPU-0001 | Remote Processing Unit, Shaft 8A | COL-PMY | Maryport Sewage Pumping Station | RPU |  |  | RPU |  | Electrical Equipment
5881 | COL-PMY-RPU-0001 | Remote Processing Unit, Shaft 8A | COL-PMY-MISC | Miscellaneous Equipment | RPU |  |  | RPU |  | Electrical Equipment
5882 | COL-PMY-SS-0001 | Security System, Shaft 8A | COL-PMY | Maryport Sewage Pumping Station | Security System |  |  | SS |  | Electrical Equipment
5883 | COL-PMY-SS-0002 | Security System | COL-PMY | Maryport Sewage Pumping Station | Security System |  |  | SS |  | Electrical Equipment
5884 | COL-PMY-SS-0002 | Security System | COL-PMY-MISC | Miscellaneous Equipment | Security System |  |  | SS |  | Electrical Equipment
5885 | COL-PMY-TR-0001 | Transformer, Power Metering | COL-PMY-MISC | Miscellaneous Equipment | Transformer |  |  | TR |  | Electrical Equipment
5886 | COL-PMY-TS-0001 | Switch, Transfer | COL-PMY | Maryport Sewage Pumping Station | Switch |  |  | TS |  | Electrical Equipment
5887 | COL-PMY-TS-0001 | Switch, Transfer | COL-PMY-MISC | Miscellaneous Equipment | Switch |  |  | TS |  | Electrical Equipment
5888 | COL-PMY-TS-0002 | Switch, Transfer | COL-PMY | Maryport Sewage Pumping Station | Switch |  |  | TS |  | Electrical Equipment
5889 | COL-PMY-TS-0002 | Switch, Transfer | COL-PMY-MISC | Miscellaneous Equipment | Switch |  |  | TS |  | Electrical Equipment
5908 | COL-PMY-WEL-0100 | Wet Well | COL-PMY | Maryport Sewage Pumping Station | Well |  |  | WEL |  | Mechanical Equipment
5909 | COL-PMY-WEL-0100 | Wet Well | COL-PMY-MISC | Miscellaneous Equipment | Well |  |  | WEL |  | Mechanical Equipment
5910 | COL-PMYB-MISC | Miscellaneous Equipment | COL-PMB | Metro Building #2 Sewage Pumping Station | [5 empty] | Sub-Process
6005 | COL-PNT-MISC | Miscellaneous Equipment | COL-PNT | New Toronto Pumping Station | [5 empty] | Sub-Process
6006 | COL-PNT-OIT-0001 | Operator Interface Terminal | COL-PNT | New Toronto Pumping Station | Computer Equipment,Monitor |  |  | OIT |  | Electrical Equipment
6215 | COL-POM-MISC | Miscellaneous Equipment | COL-POM | Old Mill Sewage Pumping Station | [5 empty] | Sub-Process
6216 | COL-POM-OIT-0001 | Operator Interface Terminal | COL-POM | Old Mill Sewage Pumping Station | Computer Equipment,Monitor |  |  | OIT |  | Electrical Equipment
6217 | COL-POM-OIT-0001 | Operator Interface Terminal | COL-POM-MISC | Miscellaneous Equipment | Computer Equipment,Monitor |  |  | OIT |  | Electrical Equipment
6220 | COL-POM-PIP-0001 | Piping | COL-POM-MISC | Miscellaneous Equipment | Pump |  |  | PIP |  | Mechanical Equipment
6238 | COL-PPU-ALR-0001 | Control Panel, Electrical | COL-PPU | Port Union Road Sewage Pumping Station | Control Panel |  |  | ALR |  | Electrical Equipment
6239 | COL-PPU-ALR-0001 | Control Panel, Electrical | COL-PPU-MISC | Miscellaneous Equipment | Control Panel |  |  | ALR |  | Electrical Equipment
6242 | COL-PPU-COM-0001 | Control Panel, Operator | COL-PPU | Port Union Road Sewage Pumping Station | Control Panel |  |  | COM |  | Electrical Equipment
6243 | COL-PPU-COM-0001 | Control Panel, Operator | COL-PPU-MISC | Miscellaneous Equipment | Control Panel |  |  | COM |  | Electrical Equipment
6244 | COL-PPU-CP-0001 | Control Panel, Operator | COL-PPU | Port Union Road Sewage Pumping Station | Control Panel |  |  | CP |  | Electrical Equipment
6245 | COL-PPU-CP-0001 | Control Panel, Operator | COL-PPU-MISC | Miscellaneous Equipment | Control Panel |  |  | CP |  | Electrical Equipment
6246 | COL-PPU-DM-0001 | Damper/Louver, Generator Room | COL-PPU | Port Union Road Sewage Pumping Station | Damper/Louver |  |  | DM |  | Mechanical Equipment
6314 | COL-PPU-DM-0001 | Damper/Louver, Generator Room | COL-PPU-MISC | Miscellaneous Equipment | Damper/Louver |  |  | DM |  | Mechanical Equipment
6315 | COL-PPU-DM-0002 | Damper/Louver, Generator Room | COL-PPU | Port Union Road Sewage Pumping Station | Damper/Louver |  |  | DM |  | Mechanical Equipment
6316 | COL-PPU-DM-0002 | Damper/Louver, Generator Room | COL-PPU-MISC | Miscellaneous Equipment | Damper/Louver |  |  | DM |  | Mechanical Equipment
6317 | COL-PPU-DM-0003 | Damper/Louver, Generator Room | COL-PPU | Port Union Road Sewage Pumping Station | Damper/Louver |  |  | DM |  | Mechanical Equipment
6318 | COL-PPU-DM-0003 | Damper/Louver, Generator Room | COL-PPU-MISC | Miscellaneous Equipment | Damper/Louver |  |  | DM |  | Mechanical Equipment
6319 | COL-PPU-DM-0004 | Damper/Louver, Generator Room | COL-PPU | Port Union Road Sewage Pumping Station | Damper/Louver |  |  | DM |  | Mechanical Equipment
6320 | COL-PPU-DM-0004 | Damper/Louver, Generator Room | COL-PPU-MISC | Miscellaneous Equipment | Damper/Louver |  |  | DM |  | Mechanical Equipment
6322 | COL-PPU-FN-0001 | Fan, Centrifugal | COL-PPU | Port Union Road Sewage Pumping Station | Fan |  |  | FN |  | Mechanical Equipment
6323 | COL-PPU-FN-0001 | Fan, Centrifugal | COL-PPU-MISC | Miscellaneous Equipment | Fan |  |  | FN |  | Mechanical Equipment
6324 | COL-PPU-FQ-0001 | Meter, Flow | COL-PPU | Port Union Road Sewage Pumping Station | Meter,Flow |  |  | FQ |  | Instrumentation Equipment
6325 | COL-PPU-FQ-0001 | Meter, Flow | COL-PPU-MISC | Miscellaneous Equipment | Meter,Flow |  |  | FQ |  | Instrumentation Equipment
6326 | COL-PPU-LP-0001 | Control Panel, Lighting | COL-PPU | Port Union Road Sewage Pumping Station | Control Panel |  |  | LP |  | Electrical Equipment
6327 | COL-PPU-LP-0001 | Control Panel, Lighting | COL-PPU-MISC | Miscellaneous Equipment | Control Panel |  |  | LP |  | Electrical Equipment
6328 | COL-PPU-LSLL-0101 | Switch, Level Low-Low | COL-PPU | Port Union Road Sewage Pumping Station | Switch,Level |  |  | LSLL |  | Instrumentation Equipment
6329 | COL-PPU-LSLL-0101 | Switch, Level Low-Low | COL-PPU-MISC | Miscellaneous Equipment | Switch,Level |  |  | LSLL |  | Instrumentation Equipment
6330 | COL-PPU-LTG-0001 | Control Panel, Electrical | COL-PPU | Port Union Road Sewage Pumping Station | Control Panel |  |  | LTG |  | Electrical Equipment
6331 | COL-PPU-LTG-0001 | Control Panel, Electrical | COL-PPU-MISC | Miscellaneous Equipment | Control Panel |  |  | LTG |  | Electrical Equipment
6332 | COL-PPU-RPU-0001 | Remote Processing Unit | COL-PPU-MISC | Miscellaneous Equipment | RPU |  |  | RPU |  | Electrical Equipment
6333 | COL-PPU-SS-0001 | Security System | COL-PPU | Port Union Road Sewage Pumping Station | Security System |  |  | SS |  | Electrical Equipment
6334 | COL-PPU-SS-0001 | Security System | COL-PPU-MISC | Miscellaneous Equipment | Security System |  |  | SS |  | Electrical Equipment
6335 | COL-PPU-T-0001 | Tank, Diesel Fuel | COL-PPU-MISC | Miscellaneous Equipment | Tank |  |  | T |  | Mechanical Equipment
6336 | COL-PPU-T-0002 | Tank, Domestic Hot Water | COL-PPU | Port Union Road Sewage Pumping Station | Tank |  |  | T |  | Mechanical Equipment
6337 | COL-PPU-T-0002 | Tank, Domestic Hot Water | COL-PPU-MISC | Miscellaneous Equipment | Tank |  |  | T |  | Mechanical Equipment
6338 | COL-PPU-TR-0001 | Transformer, Power | COL-PPU | Port Union Road Sewage Pumping Station | Transformer |  |  | TR |  | Electrical Equipment
6339 | COL-PPU-TR-0001 | Transformer, Power | COL-PPU-MISC | Miscellaneous Equipment | Transformer |  |  | TR |  | Electrical Equipment
6347 | COL-PPU-WEL-0100 | Wet Well | COL-PPU | Port Union Road Sewage Pumping Station | Well |  |  | WEL |  | Mechanical Equipment
6348 | COL-PPU-WEL-0100 | Wet Well | COL-PPU-MISC | Miscellaneous Equipment | Well |  |  | WEL |  | Mechanical Equipment
6394 | COL-PQW-MISC | Miscellaneous Equipment | COL-PQW | Queensway Sewage Pumping Station | [5 empty] | Sub-Process
6494 | COL-PRC-LSLL-0102 | Switch, Level Low-Low | COL-PRC | Rectory Café Sewage Pumping Station (Wards Island PS #5) | Switch,Level |  |  | LSLL |  | Instrumentation Equipment
6495 | COL-PRC-LSLL-0103 | Switch, Level Low-Low | COL-PRC | Rectory Café Sewage Pumping Station (Wards Island PS #5) | Switch,Level |  |  | LSLL |  | Instrumentation Equipment
6496 | COL-PRC-LSLL-0104 | Switch, Level Low-Low | COL-PRC | Rectory Café Sewage Pumping Station (Wards Island PS #5) | Switch,Level |  |  | LSLL |  | Instrumentation Equipment
6499 | COL-PRC-MISC | Miscellaneous Equipment | COL-PRC | Rectory Café Sewage Pumping Station (Wards Island PS #5) | [5 empty] | Sub-Process
6514 | COL-PRD-CB-0001 | Circuit Breaker, Main | COL-PRD | Redland Pumping Station | Circuit Breaker |  |  | CB |  | Electrical Equipment
6515 | COL-PRD-CB-0001 | Circuit Breaker, Main | COL-PRD-MISC | Miscellaneous Equipment | Circuit Breaker |  |  | CB |  | Electrical Equipment
6516 | COL-PRD-CH-0001 | Chamber, Inlet | COL-PRD | Redland Pumping Station | Chamber |  |  | CH |  | Mechanical Equipment
6517 | COL-PRD-CH-0002 | Chamber, Overflow | COL-PRD | Redland Pumping Station | Chamber |  |  | CH |  | Mechanical Equipment
6518 | COL-PRD-CH-0003 | Force main Chamber 1 | COL-PRD-MISC | Miscellaneous Equipment | Chamber |  | 34027 | CH |  | Mechanical Equipment
6519 | COL-PRD-CH-0006 | Force main Chamber 4 | COL-PRD-MISC | Miscellaneous Equipment | Chamber |  | 34030 | CH |  | Mechanical Equipment
6520 | COL-PRD-CH-0008 | Force main Chamber 6 | COL-PRD-MISC | Miscellaneous Equipment | Chamber |  | 34032 | CH |  | Mechanical Equipment
6521 | COL-PRD-CH-0009 | Force main Chamber 7 | COL-PRD-MISC | Miscellaneous Equipment | Chamber |  | 34033 | CH |  | Mechanical Equipment
6522 | COL-PRD-CH-0010 | Force main Chamber 8 | COL-PRD-MISC | Miscellaneous Equipment | Chamber |  | 34034 | CH |  | Mechanical Equipment
6523 | COL-PRD-CH-0011 | Force main Chamber 9 | COL-PRD-MISC | Miscellaneous Equipment | Chamber |  | 34035 | CH |  | Mechanical Equipment
6524 | COL-PRD-COM-0001 | Control Panel, Operator | COL-PRD | Redland Pumping Station | Control Panel |  |  | COM |  | Electrical Equipment
6525 | COL-PRD-CP-0001 | Control Panel, Electrical | COL-PRD | Redland Pumping Station | Control Panel |  |  | CP |  | Electrical Equipment
6526 | COL-PRD-CP-0001 | Control Panel, Electrical | COL-PRD-MISC | Miscellaneous Equipment | Control Panel |  |  | CP |  | Electrical Equipment
6527 | COL-PRD-CP-0002 | Control Panel, Electrical | COL-PRD | Redland Pumping Station | Control Panel |  |  | CP |  | Electrical Equipment
6528 | COL-PRD-CP-0002 | Control Panel, Electrical | COL-PRD-MISC | Miscellaneous Equipment | Control Panel |  |  | CP |  | Electrical Equipment
6529 | COL-PRD-CRN-0001 | Crane, 1T Overhead | COL-PRD | Redland Pumping Station | Crane |  |  | CRN |  | Mechanical Equipment
6530 | COL-PRD-CRN-0001 | Crane, 1T Overhead | COL-PRD-MISC | Miscellaneous Equipment | Crane |  |  | CRN |  | Mechanical Equipment
6601 | COL-PRD-FN-0001 | Fan, Dry well supply air | COL-PRD | Redland Pumping Station | Fan |  |  | FN |  | Mechanical Equipment
6602 | COL-PRD-FN-0002 | Fan, Dry well exhaust air | COL-PRD-MISC | Miscellaneous Equipment | Fan |  |  | FN |  | Mechanical Equipment
6603 | COL-PRD-FQ-0001 | Meter, Flow | COL-PRD | Redland Pumping Station | Meter,Flow |  |  | FQ |  | Instrumentation Equipment
6606 | COL-PRD-GEN-0002 | Portable Generator, Electricity | COL-PRD | Redland Pumping Station | Generator |  |  | GEN |  | Electrical Equipment
6607 | COL-PRD-HTR-0001 | Heater, Generator Room | COL-PRD | Redland Pumping Station | Heater |  |  | HTR |  | Electrical Equipment
6608 | COL-PRD-HTR-0001 | Heater, Generator Room | COL-PRD-MISC | Miscellaneous Equipment | Heater |  |  | HTR |  | Electrical Equipment
6609 | COL-PRD-HTR-0002 | Heater, MCC Room | COL-PRD | Redland Pumping Station | Heater |  |  | HTR |  | Electrical Equipment
6610 | COL-PRD-HTR-0002 | Heater, MCC Room | COL-PRD-MISC | Miscellaneous Equipment | Heater |  |  | HTR |  | Electrical Equipment
6611 | COL-PRD-HTR-0003 | Heater, Basement | COL-PRD | Redland Pumping Station | Heater |  |  | HTR |  | Electrical Equipment
6612 | COL-PRD-HTR-0003 | Heater, Basement | COL-PRD-MISC | Miscellaneous Equipment | Heater |  |  | HTR |  | Electrical Equipment
6613 | COL-PRD-LP-0001 | Control Panel, Lighting | COL-PRD-MISC | Miscellaneous Equipment | Control Panel |  |  | LP |  | Electrical Equipment
6614 | COL-PRD-LSH-0002 | Switch, Level-High | COL-PRD | Redland Pumping Station | Switch,Level |  |  | LSH |  | Instrumentation Equipment
6615 | COL-PRD-LSH-0002 | Switch, Level-High | COL-PRD-MISC | Miscellaneous Equipment | Switch,Level |  |  | LSH |  | Instrumentation Equipment
6616 | COL-PRD-LSH-0003 | Switch, Level-High | COL-PRD | Redland Pumping Station | Switch,Level |  |  | LSH |  | Instrumentation Equipment
6617 | COL-PRD-LSH-0003 | Switch, Level-High | COL-PRD-MISC | Miscellaneous Equipment | Switch,Level |  |  | LSH |  | Instrumentation Equipment
6618 | COL-PRD-LSH-0104 | Switch, Level-High | COL-PRD | Redland Pumping Station | Switch,Level |  |  | LSH |  | Instrumentation Equipment
6619 | COL-PRD-LSH-0104 | Switch, Level-High | COL-PRD-MISC | Miscellaneous Equipment | Switch,Level |  |  | LSH |  | Instrumentation Equipment
6620 | COL-PRD-LSH-0105 | Switch, Level-High | COL-PRD | Redland Pumping Station | Switch,Level |  |  | LSH |  | Instrumentation Equipment
6621 | COL-PRD-LSH-0105 | Switch, Level-High | COL-PRD-MISC | Miscellaneous Equipment | Switch,Level |  |  | LSH |  | Instrumentation Equipment
6622 | COL-PRD-LSH-0204 | Switch, Level-High | COL-PRD | Redland Pumping Station | Switch,Level |  |  | LSH |  | Instrumentation Equipment
6623 | COL-PRD-LSH-0204 | Switch, Level-High | COL-PRD-MISC | Miscellaneous Equipment | Switch,Level |  |  | LSH |  | Instrumentation Equipment
6624 | COL-PRD-LSH-0205 | Switch, Level-High | COL-PRD | Redland Pumping Station | Switch,Level |  |  | LSH |  | Instrumentation Equipment
6625 | COL-PRD-LSH-0205 | Switch, Level-High | COL-PRD-MISC | Miscellaneous Equipment | Switch,Level |  |  | LSH |  | Instrumentation Equipment
6626 | COL-PRD-LSHH-0107 | Switch, Level High-High | COL-PRD | Redland Pumping Station | Switch,Level |  |  | LSHH |  | Instrumentation Equipment
6627 | COL-PRD-LSHH-0107 | Switch, Level High-High | COL-PRD-MISC | Miscellaneous Equipment | Switch,Level |  |  | LSHH |  | Instrumentation Equipment
6628 | COL-PRD-LSHH-0207 | Switch, Level High-High | COL-PRD-MISC | Miscellaneous Equipment | Switch,Level |  |  | LSHH |  | Instrumentation Equipment
6629 | COL-PRD-LSL-0103 | Switch, Level-Low | COL-PRD-MISC | Miscellaneous Equipment | Switch |  |  | LSL |  | Instrumentation Equipment
6630 | COL-PRD-LSL-0203 | Switch, Level-Low | COL-PRD | Redland Pumping Station | Switch |  |  | LSL |  | Instrumentation Equipment
6631 | COL-PRD-LSL-0203 | Switch, Level-Low | COL-PRD-MISC | Miscellaneous Equipment | Switch |  |  | LSL |  | Instrumentation Equipment
6632 | COL-PRD-LSLL-0101 | Switch, Level Low-Low | COL-PRD | Redland Pumping Station | Switch,Level |  |  | LSLL |  | Instrumentation Equipment
6633 | COL-PRD-LSLL-0101 | Switch, Level Low-Low | COL-PRD-MISC | Miscellaneous Equipment | Switch,Level |  |  | LSLL |  | Instrumentation Equipment
6634 | COL-PRD-LSLL-0102 | Switch, Level Low-Low | COL-PRD | Redland Pumping Station | Switch,Level |  |  | LSLL |  | Instrumentation Equipment
6635 | COL-PRD-LSLL-0102 | Switch, Level Low-Low | COL-PRD-MISC | Miscellaneous Equipment | Switch,Level |  |  | LSLL |  | Instrumentation Equipment
6636 | COL-PRD-MISC | Miscellaneous Equipment | COL-PQW | Queensway Sewage Pumping Station | [5 empty] | Sub-Process
6637 | COL-PRD-P-0001 | Pump, Centrifugal | COL-PRD | Redland Pumping Station | Pump |  | 34153 | P |  | Mechanical Equipment
6638 | COL-PRD-P-0200 | Pump, Centrifugal | COL-PRD | Redland Pumping Station | Pump |  |  | P |  | Mechanical Equipment
6639 | COL-PRD-T-0001 | Tank, Diesel Fuel | COL-PRD | Redland Pumping Station | Tank |  |  | T |  | Mechanical Equipment
6640 | COL-PRD-T-0001 | Tank, Diesel Fuel | COL-PRD-MISC | Miscellaneous Equipment | Tank |  |  | T |  | Mechanical Equipment
6641 | COL-PRD-T-0002 | Tank, Heat Water Tank | COL-PRD-MISC | Miscellaneous Equipment | Tank |  |  | T |  | Mechanical Equipment
6651 | COL-PRG-HTR-0001 | Heater, Electrical Panel | COL-PRG-MISC | Miscellaneous Equipment | Heater |  |  | HTR |  | Mechanical Equipment
6733 | COL-PRR-COM-0001 | Control Panel, Operator | COL-PRR | Riverside Sewage Pumping Station | Control Panel |  |  | COM |  | Electrical Equipment
6734 | COL-PRR-COM-0001 | Control Panel, Operator | COL-PRR-MISC | Miscellaneous Equipment | Control Panel |  |  | COM |  | Electrical Equipment
6735 | COL-PRR-CP-0001 | Control Panel, Operator | COL-PRR | Riverside Sewage Pumping Station | Control Panel |  |  | CP |  | Electrical Equipment
6736 | COL-PRR-CP-0002 | Control Panel, Security | COL-PRR | Riverside Sewage Pumping Station | Control Panel |  |  | CP |  | Electrical Equipment
6737 | COL-PRR-CP-0002 | Control Panel, Security | COL-PRR-MISC | Miscellaneous Equipment | Control Panel |  |  | CP |  | Electrical Equipment
6738 | COL-PRR-CP-0003 | Control Panel, Operator | COL-PRR-MISC | Miscellaneous Equipment | Control Panel |  |  | CP |  | Electrical Equipment
6740 | COL-PRR-FEQ-0001S | Fire Prevention, Extinguisher | COL-PRR | Riverside Sewage Pumping Station | Fire Prevention,Extinguisher |  | 40958 | FEQ |  | Obsolete Entity
6741 | COL-PRR-FEQ-0001S | Fire Prevention, Extinguisher | COL-W-OBSOLETE | Col West Obsolete Entities | Fire Prevention,Extinguisher |  | 40958 | FEQ |  | Obsolete Entity
6745 | COL-PRR-FN-0001 | Fan, Centrifugal | COL-PRR | Riverside Sewage Pumping Station | Fan |  |  | FN |  | Mechanical Equipment
6746 | COL-PRR-FN-0002 | Fan, Centrifugal | COL-PRR | Riverside Sewage Pumping Station | Fan |  |  | FN |  | Mechanical Equipment
6747 | COL-PRR-FN-0002 | Fan, Centrifugal | COL-PRR-MISC | Miscellaneous Equipment | Fan |  |  | FN |  | Mechanical Equipment
6748 | COL-PRR-FN-0003 | Fan, Centrifugal | COL-PRR | Riverside Sewage Pumping Station | Fan |  |  | FN |  | Mechanical Equipment
6749 | COL-PRR-FN-0003 | Fan, Centrifugal | COL-PRR-MISC | Miscellaneous Equipment | Fan |  |  | FN |  | Mechanical Equipment
6750 | COL-PRR-FQ-0001 | Meter, Flow | COL-PRR | Riverside Sewage Pumping Station | Meter,Flow |  |  | FQ |  | Instrumentation Equipment
6751 | COL-PRR-FQ-0001 | Meter, Flow | COL-PRR-MISC | Miscellaneous Equipment | Meter,Flow |  |  | FQ |  | Instrumentation Equipment
6754 | COL-PRR-HTR-0001 | Heater, Unit | COL-PRR | Riverside Sewage Pumping Station | Heater |  |  | HTR |  | Mechanical Equipment
6755 | COL-PRR-HTR-0001 | Heater, Unit | COL-PRR-MISC | Miscellaneous Equipment | Heater |  |  | HTR |  | Mechanical Equipment
6756 | COL-PRR-LSH-0001 | Switch, Level-High | COL-PRR | Riverside Sewage Pumping Station | Switch,Level |  |  | LSH |  | Instrumentation Equipment
6757 | COL-PRR-LSH-0001 | Switch, Level-High | COL-PRR-MISC | Miscellaneous Equipment | Switch,Level |  |  | LSH |  | Instrumentation Equipment
6758 | COL-PRR-LSH-0103 | Switch, Level-High | COL-PRR | Riverside Sewage Pumping Station | Switch,Level |  |  | LSH |  | Instrumentation Equipment
6759 | COL-PRR-LSH-0103 | Switch, Level-High | COL-PRR-MISC | Miscellaneous Equipment | Switch,Level |  |  | LSH |  | Instrumentation Equipment
6760 | COL-PRR-LSHH-0104 | Switch, Level High-High | COL-PRR | Riverside Sewage Pumping Station | Switch,Level |  |  | LSHH |  | Instrumentation Equipment
6761 | COL-PRR-LSLL-0101 | Switch, Level Low-Low | COL-PRR | Riverside Sewage Pumping Station | Switch,Level |  |  | LSLL |  | Instrumentation Equipment
6762 | COL-PRR-LSLL-0101 | Switch, Level Low-Low | COL-PRR-MISC | Miscellaneous Equipment | Switch,Level |  |  | LSLL |  | Instrumentation Equipment
6766 | COL-PRR-MISC | Miscellaneous Equipment | COL-PRR | Riverside Sewage Pumping Station | [5 empty] | Sub-Process
6911 | COL-PRR-SC-0001 | Screen, Intake | COL-PRR | Riverside Sewage Pumping Station | Screen |  |  | SC |  | Mechanical Equipment
6914 | COL-PRR-SW-0001 | Switch, Main Power | COL-PRR-MISC | Miscellaneous Equipment | Switch |  |  | SW |  | Electrical Equipment
6915 | COL-PRR-TR-0001 | Transformer, Lighting | COL-PRR-MISC | Miscellaneous Equipment | Transformer |  |  | TR |  | Electrical Equipment
6924 | COL-PRR-WEL-0001 | Dry Well | COL-PRR | Riverside Sewage Pumping Station | Well |  |  | WEL |  | Mechanical Equipment
6925 | COL-PRR-WEL-0001 | Dry Well | COL-PRR-MISC | Miscellaneous Equipment | Well |  |  | WEL |  | Mechanical Equipment
6926 | COL-PRR-WEL-0100 | Wet Well | COL-PRR | Riverside Sewage Pumping Station | Well |  |  | WEL |  | Mechanical Equipment
6930 | COL-PRX-CP-0001 | Control Panel, Operator | COL-PRX-MISC | Miscellaneous Equipment | Control Panel |  |  | CP |  | Electrical Equipment
6931 | COL-PRX-CP-0002 | Control Panel, Remote Alarm | COL-PRX-MISC | Miscellaneous Equipment | Control Panel |  |  | CP |  | Electrical Equipment
6932 | COL-PRX-FA-0001S | Fire Alarm System, | COL-PRX | Roxborough Sewage Pumping Station | Building Service,Fire Alarm |  | 42927 | FA |  | Obsolete Entity
6933 | COL-PRX-FA-0001S | Fire Alarm System, | COL-PRX-MISC | Miscellaneous Equipment | Building Service,Fire Alarm |  | 42927 | FA |  | Obsolete Entity
6934 | COL-PRX-FA-0001S | Fire Alarm System, | COL-W-OBSOLETE | Col West Obsolete Entities | Building Service,Fire Alarm |  | 42927 | FA |  | Obsolete Entity
6935 | COL-PRX-FEQ-0001S | Fire Prevention, Extinguisher | COL-PRX-MISC | Miscellaneous Equipment | Fire Prevention,Extinguisher |  | 40961 | FEQ |  | Obsolete Entity
6936 | COL-PRX-FEQ-0001S | Fire Prevention, Extinguisher | COL-W-OBSOLETE | Col West Obsolete Entities | Fire Prevention,Extinguisher |  | 40961 | FEQ |  | Obsolete Entity
6937 | COL-PRX-FEQ-0002S | Fire Prevention, Extinguisher | COL-PRX | Roxborough Sewage Pumping Station | Fire Prevention,Extinguisher |  | 40962 | FEQ |  | Obsolete Entity
6938 | COL-PRX-FEQ-0002S | Fire Prevention, Extinguisher | COL-PRX-MISC | Miscellaneous Equipment | Fire Prevention,Extinguisher |  | 40962 | FEQ |  | Obsolete Entity
6939 | COL-PRX-FEQ-0002S | Fire Prevention, Extinguisher | COL-W-OBSOLETE | Col West Obsolete Entities | Fire Prevention,Extinguisher |  | 40962 | FEQ |  | Obsolete Entity
6940 | COL-PRX-FN-0001 | Fan, Centrifugal | COL-PRX | Roxborough Sewage Pumping Station | Fan |  |  | FN |  | Mechanical Equipment
6941 | COL-PRX-FN-0001 | Fan, Centrifugal | COL-PRX-MISC | Miscellaneous Equipment | Fan |  |  | FN |  | Mechanical Equipment
6942 | COL-PRX-FQ-0001 | Meter, Flow | COL-PRX | Roxborough Sewage Pumping Station | Meter,Flow |  |  | FQ |  | Instrumentation Equipment
6943 | COL-PRX-HTR-0001 | Heater, Drywell | COL-PRX-MISC | Miscellaneous Equipment | Heater |  |  | HTR |  | Mechanical Equipment
6944 | COL-PRX-JIT-0001 | Meter, Power Indicating Transmitter, Main Power | COL-PRX | Roxborough Sewage Pumping Station | Meter |  |  | JIT |  | Instrumentation Equipment
6945 | COL-PRX-LP-0001 | Control Panel, Lighting | COL-PRX | Roxborough Sewage Pumping Station | Control Panel |  |  | LP |  | Electrical Equipment
6946 | COL-PRX-LSH-0103 | Switch, Level | COL-PRX | Roxborough Sewage Pumping Station | Switch,Level |  |  | LSH |  | Instrumentation Equipment
6947 | COL-PRX-LSH-0104 | Switch, Level-High | COL-PRX-MISC | Miscellaneous Equipment | Switch,Level |  |  | LSH |  | Instrumentation Equipment
6948 | COL-PRX-LSHH-0104 | Switch, Level | COL-PRX | Roxborough Sewage Pumping Station | Switch,Level |  |  | LSHH |  | Instrumentation Equipment
6949 | COL-PRX-LSHH-0105 | Switch, Level-High | COL-PRX | Roxborough Sewage Pumping Station | Switch,Level |  |  | LSHH |  | Instrumentation Equipment
6950 | COL-PRX-LSHH-0105 | Switch, Level-High | COL-PRX-MISC | Miscellaneous Equipment | Switch,Level |  |  | LSHH |  | Instrumentation Equipment
6951 | COL-PRX-LSHH-0107 | Switch, Level High-High | COL-PRX-MISC | Miscellaneous Equipment | Switch,Level |  |  | LSHH |  | Instrumentation Equipment
6952 | COL-PRX-LSL-0101 | Switch, Level-Low | COL-PRX | Roxborough Sewage Pumping Station | Switch |  |  | LSL |  | Instrumentation Equipment
6953 | COL-PRX-LSL-0102 | Switch, Level | COL-PRX | Roxborough Sewage Pumping Station | Switch,Level |  |  | LSL |  | Instrumentation Equipment
6954 | COL-PRX-LSLL-0101 | Switch, Level Low-Low | COL-PRX-MISC | Miscellaneous Equipment | Switch,Level |  |  | LSLL |  | Instrumentation Equipment
6955 | COL-PRX-PIP-0001 | Piping | COL-PRX-MISC | Miscellaneous Equipment | Pump |  |  | PIP |  | Mechanical Equipment
6956 | COL-PRX-RPU-0001 | Remote Processing Unit | COL-PRX-MISC | Miscellaneous Equipment | RPU |  |  | RPU |  | Electrical Equipment
6958 | COL-PRX-SW-0001 | Switch, Electrical | COL-PRX | Roxborough Sewage Pumping Station | Switch |  |  | SW |  | Electrical Equipment
6959 | COL-PRX-SW-0002 | Switch, Main Electrical Disconnect | COL-PRX-MISC | Miscellaneous Equipment | Switch |  |  | SW |  | Electrical Equipment
6960 | COL-PRX-SW-0003 | Switch, Unit Heater | COL-PRX | Roxborough Sewage Pumping Station | Switch |  |  | SW |  | Electrical Equipment
6961 | COL-PRX-SW-0003 | Switch, Unit Heater | COL-PRX-MISC | Miscellaneous Equipment | Switch |  |  | SW |  | Electrical Equipment
6962 | COL-PRX-TR-0001 | Transformer, Lighting | COL-PRX | Roxborough Sewage Pumping Station | Transformer |  |  | TR |  | Electrical Equipment
6963 | COL-PRX-TR-0001 | Transformer, Lighting | COL-PRX-MISC | Miscellaneous Equipment | Transformer |  |  | TR |  | Electrical Equipment
6964 | COL-PRX-TS-0001 | Switch, Transfer | COL-PRX | Roxborough Sewage Pumping Station | Switch |  |  | TS |  | Electrical Equipment
6972 | COL-PRX-WEL-0100 | Wet Well | COL-PRX | Roxborough Sewage Pumping Station | Well |  |  | WEL |  | Mechanical Equipment
6973 | COL-PRX-WEL-0200 | Dry Well | COL-PRX | Roxborough Sewage Pumping Station | Well |  |  | WEL |  | Mechanical Equipment
6974 | COL-PRX-WEL-0200 | Dry Well | COL-PRX-MISC | Miscellaneous Equipment | Well |  |  | WEL |  | Mechanical Equipment
6975 | COL-PRX-WEL-0300 | Well | COL-PRX | Roxborough Sewage Pumping Station | Well |  |  | WEL |  | Mechanical Equipment
6976 | COL-PSB-CB-0001 | Circuit Breaker, Main | COL-PSB-MISC | Miscellaneous Equipment | Circuit Breaker |  |  | CB |  | Electrical Equipment
6977 | COL-PSB-CP-0001 | Control Panel, Operator | COL-PSB-MISC | Miscellaneous Equipment | Control Panel |  |  | CP |  | Electrical Equipment
6978 | COL-PSB-FEQ-0001S | Fire Prevention, Extinguisher | COL-PSB | Silverbirch Sewage Pumping Station | Fire Prevention,Extinguisher |  | 42714 | FEQ |  | Obsolete Entity
6980 | COL-PSB-LIT-0100 | Transmitter, Level | COL-PSB-MISC | Miscellaneous Equipment | Transmitter,Level |  |  | LIT |  | Instrumentation Equipment
6981 | COL-PSB-LIT-0101 | Transmitter, Level | COL-PSB | Silverbirch Sewage Pumping Station | Transmitter,Level |  |  | LIT |  | Instrumentation Equipment
6982 | COL-PSB-LSHH-0104 | Switch, Level High-High | COL-PSB | Silverbirch Sewage Pumping Station | Switch,Level |  |  | LSHH |  | Instrumentation Equipment
6983 | COL-PSB-LSHH-0104 | Switch, Level High-High | COL-PSB-MISC | Miscellaneous Equipment | Switch,Level |  |  | LSHH |  | Instrumentation Equipment
6984 | COL-PSB-LSL-0102 | Switch, Level-Low | COL-PSB | Silverbirch Sewage Pumping Station | Switch |  |  | LSL |  | Instrumentation Equipment
6985 | COL-PSB-LSLL-0101 | Switch, Level Low-Low | COL-PSB-MISC | Miscellaneous Equipment | Switch |  |  | LSLL |  | Instrumentation Equipment
6986 | COL-PSB-MISC | Miscellaneous Equipment | COL-PSB | Silverbirch Sewage Pumping Station | [5 empty] | Sub-Process
6989 | COL-PSB-RPU-0001 | Remote Processor Unit, Bristol, PLC | COL-PSB | Silverbirch Sewage Pumping Station | RPU |  |  | RPU |  | Electrical Equipment
6991 | COL-PSB-SW-0001 | Switch, Generator Power Disconnect Switch | COL-PSB-MISC | Miscellaneous Equipment | Switch |  |  | SW |  | Electrical Equipment
6992 | COL-PSB-TS-0001 | Switch, Generator Power Transfer Switch | COL-PSB | Silverbirch Sewage Pumping Station | Switch |  |  | TS |  | Electrical Equipment
7005 | COL-PSD-CP-0001 | Control Panel, Operator | COL-PSD-MISC | Miscellaneous Equipment | Control Panel |  |  | CP |  | Electrical Equipment
7094 | COL-PSD-LSHH-0104 | Switch, Level High-High | COL-PSD | Spadina Sewage Pumping Station | Switch,Level |  |  | LSHH |  | Instrumentation Equipment
7095 | COL-PSD-LSL-0102 | Switch, Level-Low | COL-PSD | Spadina Sewage Pumping Station | Switch,Level |  |  | LSL |  | Instrumentation Equipment
7096 | COL-PSD-LSLL-0101 | Switch, Level Low-Low | COL-PSD | Spadina Sewage Pumping Station | Switch,Level |  |  | LSLL |  | Instrumentation Equipment
7097 | COL-PSD-LSLL-0101 | Switch, Level Low-Low | COL-PSD-MISC | Miscellaneous Equipment | Switch,Level |  |  | LSLL |  | Instrumentation Equipment
7106 | COL-PSD-MON-0002 | Monitor | COL-PSD | Spadina Sewage Pumping Station |  |  |  | MON |  | Electrical Equipment
7115 | COL-PSD-SW-0001 | Switch, Main Electrical Disconnect | COL-PSD-MISC | Miscellaneous Equipment | Switch |  |  | SW |  | Electrical Equipment
7131 | COL-PSD-WEL-0100 | Wet Well | COL-PSD-MISC | Miscellaneous Equipment | Well |  |  | WEL |  | Mechanical Equipment
7210 | COL-PSE-LSLL-0102 | Switch, Level Low-Low | COL-PSE | Second Street Sewage Pumping Station (Wards Island PS#10) | Switch,Level |  |  | LSLL |  | Instrumentation Equipment
7211 | COL-PSE-LSLL-0104 | Switch, Level Low-Low | COL-PSE | Second Street Sewage Pumping Station (Wards Island PS#10) | Switch,Level |  |  | LSLL |  | Instrumentation Equipment
7223 | COL-PSH-LSLL-0102 | Switch, Level Low-Low | COL-PSH | Senior’s Home Sewage Pumping Station (Wards Island PS#6) | Switch,Level |  |  | LSLL |  | Instrumentation Equipment
7224 | COL-PSH-LSLL-0103 | Switch, Level Low-Low | COL-PSH | Senior’s Home Sewage Pumping Station (Wards Island PS#6) | Switch,Level |  |  | LSLL |  | Instrumentation Equipment
7225 | COL-PSH-LSLL-0104 | Switch, Level Low-Low | COL-PSH | Senior’s Home Sewage Pumping Station (Wards Island PS#6) | Switch,Level |  |  | LSLL |  | Instrumentation Equipment
7228 | COL-PSH-P-0200 | Submersible Pump | COL-PSH | Senior’s Home Sewage Pumping Station (Wards Island PS#6) |  |  |  | P |  | Mechanical Equipment
7236 | COL-PSI-LSLL-0101 | Switch, Level Low-Low | COL-PSI | Sixth Street Sewage Pumping Station (Wards Island PS#11) | Switch,Level |  |  | LSLL |  | Instrumentation Equipment
7237 | COL-PSI-LSLL-0102 | Switch, Level Low-Low | COL-PSI | Sixth Street Sewage Pumping Station (Wards Island PS#11) | Switch,Level |  |  | LSLL |  | Instrumentation Equipment
7238 | COL-PSI-LSLL-0104 | Switch, Level Low-Low | COL-PSI | Sixth Street Sewage Pumping Station (Wards Island PS#11) | Switch,Level |  |  | LSLL |  | Instrumentation Equipment
7240 | COL-PSI-MISC | Miscellaneous Equipment | COL-PSI | Sixth Street Sewage Pumping Station (Wards Island PS#11) | [5 empty] | Sub-Process
7253 | COL-PSK-ALR-0001 | Control Panel, Operator | COL-PSK-MISC | Miscellaneous Equipment | Control Panel |  |  | ALR |  | Electrical Equipment
7259 | COL-PSK-DM-0001 | Damper, Mech Room | COL-PSK-MISC | Miscellaneous Equipment | Damper/Louver |  |  | DM |  | Mechanical Equipment
7260 | COL-PSK-DM-0002 | Damper, Mech Room | COL-PSK-MISC | Miscellaneous Equipment | Damper/Louver |  |  | DM |  | Mechanical Equipment
7264 | COL-PSK-FEQ-0001S | Fire Prevention, Extinguisher | COL-PSK | Skydome Sewage Pumping Station | Fire Prevention,Extinguisher |  | 40966 | FEQ |  | Obsolete Entity
7265 | COL-PSK-FEQ-0001S | Fire Prevention, Extinguisher | COL-PSK-MISC | Miscellaneous Equipment | Fire Prevention,Extinguisher |  | 40966 | FEQ |  | Obsolete Entity
7266 | COL-PSK-FEQ-0001S | Fire Prevention, Extinguisher | COL-W-OBSOLETE | Col West Obsolete Entities | Fire Prevention,Extinguisher |  | 40966 | FEQ |  | Obsolete Entity
7267 | COL-PSK-FN-0002 | Fan, Exhaust | COL-PSK | Skydome Sewage Pumping Station | Fan |  |  | FN |  | Mechanical Equipment
7271 | COL-PSK-LIT-0100 | Transmitter, Level | COL-PSK-MISC | Miscellaneous Equipment | Transmitter,Level |  |  | LIT |  | Instrumentation Equipment
7272 | COL-PSK-LIT-0101 | Transmitter, Level | COL-PSK | Skydome Sewage Pumping Station | Transmitter,Level |  |  | LIT |  | Instrumentation Equipment
7273 | COL-PSK-LIT-0101 | Transmitter, Level | COL-PSK-MISC | Miscellaneous Equipment | Transmitter,Level |  |  | LIT |  | Instrumentation Equipment
7274 | COL-PSK-LSH-0102 | Switch, Level-High | COL-PSK | Skydome Sewage Pumping Station | Switch,Level |  |  | LSH |  | Instrumentation Equipment
7275 | COL-PSK-LSHH-0103 | Switch, Level High-High | COL-PSK | Skydome Sewage Pumping Station | Switch,Level |  |  | LSHH |  | Instrumentation Equipment
7276 | COL-PSK-LSHH-0103 | Switch, Level High-High | COL-PSK-MISC | Miscellaneous Equipment | Switch,Level |  |  | LSHH |  | Instrumentation Equipment
7277 | COL-PSK-LSL-0101 | Switch, Level-Low | COL-PSK-MISC | Miscellaneous Equipment | Switch,Level |  |  | LSL |  | Instrumentation Equipment
7285 | COL-PSK-MISC | Miscellaneous Equipment | COL-PSK | Skydome Sewage Pumping Station | [5 empty] | Sub-Process
7286 | COL-PSK-MON-0001 | Monitor | COL-PSK | Skydome Sewage Pumping Station |  |  |  | MON |  | Electrical Equipment
7287 | COL-PSK-MON-0001 | Monitor | COL-PSS-MISC | Miscellaneous Equipment |  |  |  | MON |  | Electrical Equipment
7288 | COL-PSK-MON-0002 | Monitor | COL-PSK-MISC | Miscellaneous Equipment |  |  |  | MON |  | Electrical Equipment
7293 | COL-PSK-SS-0001 | Security System | COL-PSK-MISC | Miscellaneous Equipment |  |  |  | SS |  | Electrical Equipment
7294 | COL-PSK-SS-0001 | Security System | COL-PVM-MISC | Miscellaneous Equipment |  |  |  | SS |  | Electrical Equipment
7295 | COL-PSK-SW-0001 | Switch, Power Disconnect | COL-PSK | Skydome Sewage Pumping Station | Switch |  |  | SW |  | Electrical Equipment
7312 | COL-PSK-WEL-0500 | Wet Well | COL-PSK | Skydome Sewage Pumping Station |  |  |  | WEL |  | Sub-sub-process
7313 | COL-PSK-WEL-0500 | Wet Well | COL-PSS-MISC | Miscellaneous Equipment |  |  |  | WEL |  | Sub-sub-process
7314 | COL-PSK-WEL-0600 | Dry Well | COL-PSK | Skydome Sewage Pumping Station |  |  |  | WEL |  | Sub-sub-process
7316 | COL-PSL-CB-0001 | Circuit Breaker, Main | COL-PSL-MISC | Miscellaneous Equipment | Circuit Breaker |  |  | CB |  | Electrical Equipment
7317 | COL-PSL-CH-0001 | Chamber, Inlet | COL-PSL | Sewells Road Sewage Pumping Station | Chamber |  |  | CH |  | Mechanical Equipment
7318 | COL-PSL-CH-0001 | Chamber, Inlet | COL-PSL-MISC | Miscellaneous Equipment | Chamber |  |  | CH |  | Mechanical Equipment
7319 | COL-PSL-COM-0001 | Control Panel, Operator | COL-PSL-MISC | Miscellaneous Equipment | Control Panel |  |  | COM |  | Electrical Equipment
7320 | COL-PSL-DM-0001 | Damper/Louver, Generator Room | COL-PSL | Sewells Road Sewage Pumping Station | Damper/Louver |  |  | DM |  | Mechanical Equipment
7321 | COL-PSL-DM-0002 | Damper/Louver, Generator Room | COL-PSL | Sewells Road Sewage Pumping Station | Damper/Louver |  |  | DM |  | Mechanical Equipment
7322 | COL-PSL-DM-0003 | Damper/Louver, Generator Room | COL-PSL | Sewells Road Sewage Pumping Station | Damper/Louver |  |  | DM |  | Mechanical Equipment
7323 | COL-PSL-DM-0003 | Damper/Louver, Generator Room | COL-PSL-MISC | Miscellaneous Equipment | Damper/Louver |  |  | DM |  | Mechanical Equipment
7324 | COL-PSL-FA-0001S | Fire Alarm System | COL-PSL-MISC | Miscellaneous Equipment | Building Service,Fire Alarm |  | 42930 | FA |  | Obsolete Entity
7325 | COL-PSL-FEQ-0001S | Fire Prevention, Extinguisher | COL-PSL | Sewells Road Sewage Pumping Station | Fire Prevention,Extinguisher |  | 46865 | FEQ |  | Obsolete Entity
7326 | COL-PSL-FEQ-0001S | Fire Prevention, Extinguisher | COL-PSL-MISC | Miscellaneous Equipment | Fire Prevention,Extinguisher |  | 46865 | FEQ |  | Obsolete Entity
7327 | COL-PSL-FEQ-0001S | Fire Prevention, Extinguisher | COL-W-OBSOLETE | Col West Obsolete Entities | Fire Prevention,Extinguisher |  | 46865 | FEQ |  | Obsolete Entity
7330 | COL-PSL-FN-0001 | Fan, Exhaust | COL-PSL | Sewells Road Sewage Pumping Station | Fan |  |  | FN |  | Mechanical Equipment
7331 | COL-PSL-FN-0002 | Fan, Centrifugal | COL-PSL | Sewells Road Sewage Pumping Station | Fan |  |  | FN |  | Mechanical Equipment
7332 | COL-PSL-FQ-0001 | Meter, Flow | COL-PSL | Sewells Road Sewage Pumping Station | Meter,Flow |  |  | FQ |  | Instrumentation Equipment
7334 | COL-PSL-GEN-0001 | Generator, Electricity | COL-PSL | Sewells Road Sewage Pumping Station | Generator |  |  | GEN |  | Electrical Equipment
7335 | COL-PSL-HTR-0001 | Heater, Generator Room | COL-PSL | Sewells Road Sewage Pumping Station | Heater |  |  | HTR |  | Electrical Equipment
7336 | COL-PSL-HTR-0001 | Heater, Generator Room | COL-PSL-MISC | Miscellaneous Equipment | Heater |  |  | HTR |  | Electrical Equipment
7337 | COL-PSL-LIT-0100 | Transmitter, Level | COL-PSL | Sewells Road Sewage Pumping Station | Transmitter,Level |  |  | LIT |  | Instrumentation Equipment
7338 | COL-PSL-LIT-0100 | Transmitter, Level | COL-PSL-MISC | Miscellaneous Equipment | Transmitter,Level |  |  | LIT |  | Instrumentation Equipment
7339 | COL-PSL-LSH-0002 | Switch, Level-High | COL-PSL-MISC | Miscellaneous Equipment | Switch,Level |  |  | LSH |  | Instrumentation Equipment
7340 | COL-PSL-LSH-0103 | Switch, Level-High | COL-PSL-MISC | Miscellaneous Equipment | Switch,Level |  |  | LSH |  | Instrumentation Equipment
7341 | COL-PSL-LSH-0203 | Switch, Level-High | COL-PSL-MISC | Miscellaneous Equipment | Switch,Level |  |  | LSH |  | Instrumentation Equipment
7342 | COL-PSL-LSHH-0104 | Switch, Level High-High | COL-PSL | Sewells Road Sewage Pumping Station | Switch,Level |  |  | LSHH |  | Instrumentation Equipment
7343 | COL-PSL-LSHH-0104 | Switch, Level High-High | COL-PSL-MISC | Miscellaneous Equipment | Switch,Level |  |  | LSHH |  | Instrumentation Equipment
7344 | COL-PSL-LSL-0102 | Switch, Level-Low | COL-PSL | Sewells Road Sewage Pumping Station | Switch,Level |  |  | LSL |  | Instrumentation Equipment
7345 | COL-PSL-LSLL-0101 | Switch, Level Low-Low | COL-PSL | Sewells Road Sewage Pumping Station | Switch,Level |  |  | LSLL |  | Instrumentation Equipment
7346 | COL-PSL-LSLL-0101 | Switch, Level Low-Low | COL-PSL-MISC | Miscellaneous Equipment | Switch,Level |  |  | LSLL |  | Instrumentation Equipment
7347 | COL-PSL-LSLL-0201 | Switch, Level Low-Low | COL-PSL | Sewells Road Sewage Pumping Station | Switch,Level |  |  | LSLL |  | Instrumentation Equipment
7348 | COL-PSL-LTG-0001 | Control Panel, Electrical | COL-PSL-MISC | Miscellaneous Equipment | Control Panel |  |  | LTG |  | Electrical Equipment
7349 | COL-PSL-MCC-0001 | Motor Control Centre | COL-PSL | Sewells Road Sewage Pumping Station | Control Panel,MCC |  |  | MCC |  | Electrical Equipment
7350 | COL-PSL-MCC-0001 | Motor Control Centre | COL-PSL-MISC | Miscellaneous Equipment | Control Panel,MCC |  |  | MCC |  | Electrical Equipment
7351 | COL-PSL-P-0200 | Pump, Centrifugal | COL-PSL | Sewells Road Sewage Pumping Station | Pump |  |  | P |  | Mechanical Equipment
7352 | COL-PSL-RC-0001 | Recorder, Flow | COL-PSL-MISC | Miscellaneous Equipment | Recorder |  |  | RC |  | Instrumentation Equipment
7353 | COL-PSL-T-0001 | Tank, Diesel Fuel | COL-PSL | Sewells Road Sewage Pumping Station | Tank |  |  | T |  | Mechanical Equipment
7354 | COL-PSL-T-0001 | Tank, Diesel Fuel | COL-PSL-MISC | Miscellaneous Equipment | Tank |  |  | T |  | Mechanical Equipment
7355 | COL-PSL-T-0002 | Tank, Domestic Hot Water | COL-PSL | Sewells Road Sewage Pumping Station | Tank |  |  | T |  | Mechanical Equipment
7356 | COL-PSL-T-0002 | Tank, Domestic Hot Water | COL-PSL-MISC | Miscellaneous Equipment | Tank |  |  | T |  | Mechanical Equipment
7357 | COL-PSL-TR-0001 | Transformer, Power | COL-PSL-MISC | Miscellaneous Equipment | Transformer |  |  | TR |  | Electrical Equipment
7358 | COL-PSL-TS-0001 | Switch, Transfer | COL-PSL-MISC | Miscellaneous Equipment | Switch |  |  | TS |  | Electrical Equipment
7437 | COL-PSL-WEL-0100 | Wet well | COL-PSL-MISC | Miscellaneous Equipment | Well |  |  | WEL |  | Mechanical Equipment
7438 | COL-PSL-WEL-0200 | Wet well | COL-PSL | Sewells Road Sewage Pumping Station | Well |  |  | WEL |  | Mechanical Equipment
7439 | COL-PSL-WEL-0200 | Wet well | COL-PSL-MISC | Miscellaneous Equipment | Well |  |  | WEL |  | Mechanical Equipment
7445 | COL-PSM-ALR-0001 | Control Panel, Hazardous Gas Alarm | COL-PSM | Simcoe St Sewage Pumping Station | Control Panel |  |  | ALR |  | Electrical Equipment
7450 | COL-PSM-CB-0001 | Circuit Breaker, Main Incoming | COL-PSM | Simcoe St Sewage Pumping Station | Circuit Breaker |  |  | CB |  | Electrical Equipment
7451 | COL-PSM-CB-0001 | Circuit Breaker, Main Incoming | COL-PSM-MISC | Miscellaneous Equipment | Circuit Breaker |  |  | CB |  | Electrical Equipment
7452 | COL-PSM-CB-0002 | Circuit Breaker, To Lighting Panel 0001 | COL-PSM | Simcoe St Sewage Pumping Station | Circuit Breaker |  |  | CB |  | Electrical Equipment
7453 | COL-PSM-CB-0002 | Circuit Breaker, To Lighting Panel 0001 | COL-PSM-MISC | Miscellaneous Equipment | Circuit Breaker |  |  | CB |  | Electrical Equipment
7456 | COL-PSM-DM-0001 | Damper/Louver, Fan 0001 | COL-PSM | Simcoe St Sewage Pumping Station | Damper/Louver |  |  | DM |  | Mechanical Equipment
7457 | COL-PSM-DM-0001 | Damper/Louver, Fan 0001 | COL-PSM-MISC | Miscellaneous Equipment | Damper/Louver |  |  | DM |  | Mechanical Equipment
7458 | COL-PSM-DM-0002 | Damper/Louver, Fan 0002 | COL-PSM | Simcoe St Sewage Pumping Station | Damper/Louver |  |  | DM |  | Mechanical Equipment
7459 | COL-PSM-DM-0002 | Damper/Louver, Fan 0002 | COL-PSM-MISC | Miscellaneous Equipment | Damper/Louver |  |  | DM |  | Mechanical Equipment
7460 | COL-PSM-DRV-0001 | Drive, Variable Speed Drive Panel | COL-PSM | Simcoe St Sewage Pumping Station | Drive |  |  | DRV |  | Electrical Equipment
7461 | COL-PSM-DRV-0001 | Drive, Variable Speed Drive Panel | COL-PSM-MISC | Miscellaneous Equipment | Drive |  |  | DRV |  | Electrical Equipment
7465 | COL-PSM-FEQ-0001S | Fire Prevention, Extinguisher | COL-PSM | Simcoe St Sewage Pumping Station | Fire Prevention,Extinguisher |  | 40967 | FEQ |  | Obsolete Entity
7466 | COL-PSM-FEQ-0001S | Fire Prevention, Extinguisher | COL-PSM-MISC | Miscellaneous Equipment | Fire Prevention,Extinguisher |  | 40967 | FEQ |  | Obsolete Entity
7467 | COL-PSM-FEQ-0001S | Fire Prevention, Extinguisher | COL-W-OBSOLETE | Col West Obsolete Entities | Fire Prevention,Extinguisher |  | 40967 | FEQ |  | Obsolete Entity
7468 | COL-PSM-FEQ-0002S | Fire Prevention, Extinguisher | COL-PSM | Simcoe St Sewage Pumping Station | Fire Prevention,Extinguisher |  | 40968 | FEQ |  | Obsolete Entity
7469 | COL-PSM-FEQ-0002S | Fire Prevention, Extinguisher | COL-PSM-MISC | Miscellaneous Equipment | Fire Prevention,Extinguisher |  | 40968 | FEQ |  | Obsolete Entity
7470 | COL-PSM-FEQ-0002S | Fire Prevention, Extinguisher | COL-W-OBSOLETE | Col West Obsolete Entities | Fire Prevention,Extinguisher |  | 40968 | FEQ |  | Obsolete Entity
7471 | COL-PSM-FEQ-0003S | Fire Prevention, Extinguisher | COL-PSM | Simcoe St Sewage Pumping Station | Fire Prevention,Extinguisher |  | 40969 | FEQ |  | Obsolete Entity
7472 | COL-PSM-FEQ-0003S | Fire Prevention, Extinguisher | COL-PSM-MISC | Miscellaneous Equipment | Fire Prevention,Extinguisher |  | 40969 | FEQ |  | Obsolete Entity
7473 | COL-PSM-FEQ-0003S | Fire Prevention, Extinguisher | COL-W-OBSOLETE | Col West Obsolete Entities | Fire Prevention,Extinguisher |  | 40969 | FEQ |  | Obsolete Entity
7476 | COL-PSM-FIT-0001 | Transmitter, Flow | COL-PSM-MISC | Miscellaneous Equipment | Transmitter |  |  | FIT |  | Instrumentation Equipment
7479 | COL-PSM-FN-0001 | Fan, Centrifugal | COL-PSM-MISC | Miscellaneous Equipment | Fan |  |  | FN |  | Mechanical Equipment
7480 | COL-PSM-FN-0002 | Fan, Centrifugal | COL-PSM-MISC | Miscellaneous Equipment | Fan |  |  | FN |  | Mechanical Equipment
7481 | COL-PSM-FN-0003 | Fan, Centrifugal | COL-PSM-MISC | Miscellaneous Equipment | Fan |  |  | FN |  | Mechanical Equipment
7525 | COE-WA | Wall slab for HUSAR, DOS - CONSTRUCTION EAST | COE | DOS - CONSTRUCTION EAST | [5 empty] | Sub Area
7526 | COL | Complex Systems | OS | Operational Support | [5 empty] | Facility
7527 | COL ADMIN | Administration | COL | Complex Systems | [5 empty] | Work Area
7528 | COL OIT | COL OIT | COL-SPC1 | Process Control Systems - Administrative | [5 empty] | Process
7530 | COL PLC | COL PLC | COL-SPC1 | Process Control Systems - Administrative | [5 empty] | Process
7539 | COL-120-LIT-0702S | SUSPENDED.Level Transmitter,Downstream, Coxwell Control Chambers No. 7&8, MTI | COL-MTI-CH-0700 | Chamber,Boston Dome Chamber No.7,MTI | Transmitter,Level |  | 40041 | LIT |  | Instrumentation Equipment
7540 | COL-PSM-FN-0004 | Fan, Centrifugal | COL-PSM-MISC | Miscellaneous Equipment | Fan |  |  | FN |  | Mechanical Equipment
7541 | COL-PSM-FN-0005 | Fan, Centrifugal | COL-PSM | Simcoe St Sewage Pumping Station | Fan |  |  | FN |  | Mechanical Equipment
7545 | COL-PSM-HTR-0002 | Heater, Unit | COL-PSM-MISC | Miscellaneous Equipment | Heater |  |  | HTR |  | Mechanical Equipment
7546 | COL-PSM-HTR-0003 | Heater, Convention | COL-PSM-MISC | Miscellaneous Equipment | Heater |  |  | HTR |  | Mechanical Equipment
7547 | COL-PSM-HTR-0004 | Heater, Convention | COL-PSM | Simcoe St Sewage Pumping Station | Heater |  |  | HTR |  | Mechanical Equipment
7548 | COL-PSM-LIT-0101 | Transmitter, Level | COL-PSM | Simcoe St Sewage Pumping Station | Transmitter,Level |  |  | LIT |  | Instrumentation Equipment
7549 | COL-PSM-LP-0001 | Control Panel, Lighting | COL-PSM-MISC | Miscellaneous Equipment | Control Panel |  |  | LP |  | Electrical Equipment
7550 | COL-PSM-LSH-0001 | Switch, Level-High | COL-PSM | Simcoe St Sewage Pumping Station | Switch,Level |  |  | LSH |  | Instrumentation Equipment
7551 | COL-PSM-LSH-0103 | Switch, Level-High | COL-PSM-MISC | Miscellaneous Equipment | Switch,Level |  |  | LSH |  | Instrumentation Equipment
7552 | COL-PSM-LSH-0104 | Switch, Level-High | COL-PSM-MISC | Miscellaneous Equipment | Switch,Level |  |  | LSH |  | Instrumentation Equipment
7553 | COL-PSM-LSL-0102 | Switch, Level-Low | COL-PSM | Simcoe St Sewage Pumping Station | Switch,Level |  |  | LSL |  | Instrumentation Equipment
7554 | COL-PSM-LSL-0102 | Switch, Level-Low | COL-PSM-MISC | Miscellaneous Equipment | Switch,Level |  |  | LSL |  | Instrumentation Equipment
7555 | COL-PSM-LSLL-0101 | Switch, Level Low-Low | COL-PSM | Simcoe St Sewage Pumping Station | Switch,Level |  |  | LSLL |  | Instrumentation Equipment
7556 | COL-PSM-LSLL-0101 | Switch, Level Low-Low | COL-PSM-MISC | Miscellaneous Equipment | Switch,Level |  |  | LSLL |  | Instrumentation Equipment
7558 | COL-PSM-M-0101 | Motor | COL-PSM-P-0100 | Pump, Submersible |  |  |  | M |  | Electrical Equipment
7559 | COL-PSM-M-0201 | Motor | COL-PSM-P-0200 | Pump, Submersible |  |  |  | M |  | Electrical Equipment
7560 | COL-PSM-M-0301 | Motor | COL-PSM-P-0300 | Pump, Submersible |  |  |  | M |  | Electrical Equipment
7563 | COL-PSM-UPS-0001 | UPS | COL-PSM | Simcoe St Sewage Pumping Station | Uninterruptible Power Supply |  |  | UPS |  | Electrical Equipment
7564 | COL-PSM-UPS-0001 | UPS | COL-PSM-MISC | Miscellaneous Equipment | Uninterruptible Power Supply |  |  | UPS |  | Electrical Equipment
7581 | COL-PSM-WEL-0100 | Wet Well | COL-PSM | Simcoe St Sewage Pumping Station | Well |  |  | WEL |  | Mechanical Equipment
7582 | COL-PSN-MISC(S) | Miscellaneous Equipment | COL-PSN | Second Street Sewage Pumping Station (Wards Island PS#10) |  |  | 36941 |  |  | Sub-Process
7583 | COL-PSN-P-0100 | Pump | COL-PSN | Second Street Sewage Pumping Station (Wards Island PS#10) |  |  | 34594 | P |  | Mechanical Equipment
7584 | COL-PSN-P-0200 | Pump | COL-PSN | Second Street Sewage Pumping Station (Wards Island PS#10) |  |  | 34595 | P |  | Mechanical Equipment
7589 | COL-PSP-ALR-0001 | Control Panel, Gas Alarm | COL-PSP | Southport Sewage Pumping Station | Control Panel |  |  | ALR |  | Electrical Equipment
7594 | COL-120-LIT-0703S | SUSPENDED-Level Transmitter,Downstream, Coxwell Control Chambers No. 7&8, MTI | COL-MTI | Mid-Toronto Interceptor | Transmitter,Level |  | 40049 | LIT |  | Instrumentation Equipment
7595 | COL-120-LIT-0703S | SUSPENDED-Level Transmitter,Downstream, Coxwell Control Chambers No. 7&8, MTI | COL-MTI-CH-0700 | Chamber,Boston Dome Chamber No.7,MTI | Transmitter,Level |  | 40049 | LIT |  | Instrumentation Equipment
7625 | COL-BCV-MISC | Miscellaneous Equipment | COL-BCV | Carlingview Blower Station | [5 empty] | Sub-Process
7626 | COL-BCV-OIT-0001 | Operator Interface Terminal | COL-BCV | Carlingview Blower Station | Computer Equipment,Monitor |  |  | OIT |  | Electrical Equipment
7627 | COL-BCV-OIT-0001 | Operator Interface Terminal | COL-BCV-MISC | Miscellaneous Equipment | Computer Equipment,Monitor |  |  | OIT |  | Electrical Equipment
7642 | COL-BDC-FA-0001S | Fire Alarm system, Drywell | COL-BDC | Disco Blower Station | Fire Prevention,Alarm |  | 40166 | FA |  | Obsolete Entity
7643 | COL-BDC-FA-0001S | Fire Alarm system, Drywell | COL-W-OBSOLETE | Col West Obsolete Entities | Fire Prevention,Alarm |  | 40166 | FA |  | Obsolete Entity
7647 | COL-BDC-MISC | Miscellaneous Equipment | COL-BDC | Disco Blower Station | [5 empty] | Sub-Process
7686 | COL-PSP-CP-0001 | Control Panel, Pumps | COL-PSP-MISC | Miscellaneous Equipment | Control Panel |  |  | CP |  | Electrical Equipment
7687 | COL-PSP-CP-0002 | Control Panel, Fans | COL-PSP-MISC | Miscellaneous Equipment | Control Panel |  |  | CP |  | Electrical Equipment
7691 | COL-PSP-FEQ-0001S | Fire Prevention, Extinguisher | COL-PSP | Southport Sewage Pumping Station | Fire Prevention,Extinguisher |  | 42716 | FEQ |  | Obsolete Entity
7692 | COL-PSP-FEQ-0001S | Fire Prevention, Extinguisher | COL-W-OBSOLETE | Col West Obsolete Entities | Fire Prevention,Extinguisher |  | 42716 | FEQ |  | Obsolete Entity
7694 | COL-PSP-FN-0001 | Fan, Air Supply | COL-PSP-MISC | Miscellaneous Equipment | Fan |  |  | FN |  | Mechanical Equipment
7695 | COL-PSP-FN-0002 | Fan, Air Supply | COL-PSP-MISC | Miscellaneous Equipment | Fan |  |  | FN |  | Mechanical Equipment
7696 | COL-PSP-FN-0003 | Fan, Exhaust | COL-PSP-MISC | Miscellaneous Equipment | Fan |  |  | FN |  | Mechanical Equipment
7697 | COL-PSP-FQ-0001 | Meter, Flow | COL-PSP | Southport Sewage Pumping Station | Meter,Flow |  |  | FQ |  | Instrumentation Equipment
7698 | COL-PSP-FQ-0001 | Meter, Flow | COL-PSP-MISC | Miscellaneous Equipment | Meter,Flow |  |  | FQ |  | Instrumentation Equipment
7700 | COL-PSP-GC-0001 | Grit Chamber | COL-PSK-MISC | Miscellaneous Equipment |  |  | 34397 | GC |  | Sub-sub-process
7701 | COL-PSP-GC-0001 | Grit Chamber | COL-PSP | Southport Sewage Pumping Station |  |  | 34397 | GC |  | Sub-sub-process
7703 | COL-PSP-GRF-0001 | Indicator, Ground Fault | COL-PSP | Southport Sewage Pumping Station |  |  |  | GRF |  | Electrical Equipment
7704 | COL-PSP-HTR-0001 | Heater, Unit | COL-PSP | Southport Sewage Pumping Station | Heater |  |  | HTR |  | Mechanical Equipment
7705 | COL-PSP-HTR-0002 | Heater, Duct | COL-PSP | Southport Sewage Pumping Station | Heater |  |  | HTR |  | Mechanical Equipment
7706 | COL-PSP-JIT-0001 | Meter, Power Indicating Transmitter | COL-PSP-MISC | Miscellaneous Equipment | Meter |  |  | JIT |  | Instrumentation Equipment
7707 | COL-PSP-LIT-0100 | Transmitter, Level | COL-PSP-MISC | Miscellaneous Equipment | Transmitter,Level |  |  | LIT |  | Instrumentation Equipment
7708 | COL-PSP-LIT-0101 | Transmitter, Level | COL-PSP-MISC | Miscellaneous Equipment | Transmitter,Level |  |  | LIT |  | Instrumentation Equipment
7709 | COL-PSP-LSH-0103 | Switch, Level-High | COL-PSP-MISC | Miscellaneous Equipment | Switch,Level |  |  | LSH |  | Instrumentation Equipment
7710 | COL-PSP-LSHH-0001 | Switch, Level High-High | COL-PSP-MISC | Miscellaneous Equipment | Switch,Level |  |  | LSHH |  | Instrumentation Equipment
7711 | COL-PSP-LSHH-0104 | Switch, Level High-High | COL-PSP | Southport Sewage Pumping Station | Switch,Level |  |  | LSHH |  | Instrumentation Equipment
7712 | COL-PSP-LSL-0102 | Switch, Level-Low | COL-PSP | Southport Sewage Pumping Station | Switch,Level |  |  | LSL |  | Instrumentation Equipment
7713 | COL-PSP-LSLL-0101 | Switch, Level Low-Low | COL-PSP-MISC | Miscellaneous Equipment | Switch,Level |  |  | LSLL |  | Instrumentation Equipment
7718 | COL-PSP-MISC | Miscellaneous Equipment | COL-PSP | Southport Sewage Pumping Station | [5 empty] | Sub-Process
7720 | COL-PSP-MON-0002 | Monitor | COL-PSP-MISC | Miscellaneous Equipment |  |  |  | MON |  | Electrical Equipment
7725 | COL-PSP-SC-0001 | Screen, Intake | COL-PSP-MISC | Miscellaneous Equipment | Screen |  |  | SC |  | Mechanical Equipment
7727 | COL-PSP-SW-0001 | Switch, Power Supply | COL-PSP-MISC | Miscellaneous Equipment | Switch |  |  | SW |  | Electrical Equipment
7728 | COL-PSP-SW-0002 | Switch, Power Supply | COL-PSP | Southport Sewage Pumping Station | Switch |  |  | SW |  | Electrical Equipment
7729 | COL-PSP-SW-0003 | Switch, Distribution | COL-PSP | Southport Sewage Pumping Station | Switch |  |  | SW |  | Electrical Equipment
7731 | COL-PSP-TS-0002 | Transfer Switch, Auto | COL-PSP-MISC | Miscellaneous Equipment | Switch |  |  | TS |  | Electrical Equipment
7740 | COL-PSP-WEL-0600 | Dry Well | COL-PSP-MISC | Miscellaneous Equipment |  |  |  | WEL |  | Sub-sub-process
7742 | COL-PSS-AIT-0001 | Transmitter, Gas | COL-PSS-MISC | Miscellaneous Equipment | Transmitter |  |  | AIT |  | Instrumentation Equipment
7751 | COL-PSS-CB-0001 | Circuit Breaker, Incoming | COL-PSS | Scott Sewage Pumping Station | Circuit Breaker |  |  | CB |  | Electrical Equipment
7752 | COL-PSS-CB-0001 | Circuit Breaker, Incoming | COL-PSS-MISC | Miscellaneous Equipment | Circuit Breaker |  |  | CB |  | Electrical Equipment
7753 | COL-PSS-CB-0002 | Circuit Breaker, Lighting Panel | COL-PSS | Scott Sewage Pumping Station | Circuit Breaker |  |  | CB |  | Electrical Equipment
7754 | COL-PSS-CB-0002 | Circuit Breaker, Lighting Panel | COL-PSS-MISC | Miscellaneous Equipment | Circuit Breaker |  |  | CB |  | Electrical Equipment
7755 | COL-PSS-CH-0001 | Chamber, Inlet | COL-PSS | Scott Sewage Pumping Station | Chamber |  |  | CH |  | Mechanical Equipment
7756 | COL-PSS-FEQ-0001S | Fire Prevention, Extinguisher | COL-PSS | Scott Sewage Pumping Station | Fire Prevention,Extinguisher |  | 42717 | FEQ |  | Obsolete Entity
7757 | COL-PSS-FEQ-0001S | Fire Prevention, Extinguisher | COL-PSS-MISC | Miscellaneous Equipment | Fire Prevention,Extinguisher |  | 42717 | FEQ |  | Obsolete Entity
7758 | COL-PSS-FEQ-0001S | Fire Prevention, Extinguisher | COL-W-OBSOLETE | Col West Obsolete Entities | Fire Prevention,Extinguisher |  | 42717 | FEQ |  | Obsolete Entity
7759 | COL-PSS-FIT-0301 | Transmitter, Flow | COL-PSS | Scott Sewage Pumping Station | Transmitter |  |  | FIT |  | Instrumentation Equipment
7760 | COL-PSS-FN-0001 | Fan, Exhaust | COL-PSS-MISC | Miscellaneous Equipment | Fan |  |  | FN |  | Mechanical Equipment
7761 | COL-PSS-FQ-0001 | Meter, Flow City Water | COL-PSS | Scott Sewage Pumping Station | Meter |  |  | FQ |  | Instrumentation Equipment
7762 | COL-PSS-FQ-0001 | Meter, Flow City Water | COL-PSS-MISC | Miscellaneous Equipment | Meter |  |  | FQ |  | Instrumentation Equipment
7764 | COL-PSS-GC-0001 | Grit Chamber | COL-PSS-MISC | Miscellaneous Equipment |  |  |  | GC |  | Sub-sub-process
7766 | COL-PSS-HTR-0001 | Heater, Pump Floor | COL-PSS-MISC | Miscellaneous Equipment | Heater |  |  | HTR |  | Mechanical Equipment
7767 | COL-PSS-LP-0001 | Control Panel, Lighting | COL-PSS | Scott Sewage Pumping Station | Control Panel |  |  | LP |  | Electrical Equipment
7768 | COL-PSS-LP-0001 | Control Panel, Lighting | COL-PSS-MISC | Miscellaneous Equipment | Control Panel |  |  | LP |  | Electrical Equipment
7769 | COL-PSS-LSH-0001 | Switch, Level-High | COL-PSS | Scott Sewage Pumping Station | Switch,Level |  |  | LSH |  | Instrumentation Equipment
7770 | COL-PSS-LSH-0101 | Switch, Level-High | COL-PSS | Scott Sewage Pumping Station | Switch,Level |  |  | LSH |  | Instrumentation Equipment
7771 | COL-PSS-LTG-0002 | Control Panel, Electrical | COL-PSS-MISC | Miscellaneous Equipment | Control Panel |  |  | LTG |  | Electrical Equipment
7772 | COL-PSS-LTG-0003 | Control Panel, Electrical | COL-PSS-MISC | Miscellaneous Equipment | Control Panel |  |  | LTG |  | Electrical Equipment
7779 | COL-PSS-MISC | Miscellaneous Equipment | COL-PSS | Scott Sewage Pumping Station | [5 empty] | Sub-Process
7780 | COL-PSS-MON-0002 | Monitor | COL-PSS | Scott Sewage Pumping Station |  |  |  | MON |  | Electrical Equipment
7785 | COL-PSS-SW-0001 | Switch, Disconnect | COL-PSS | Scott Sewage Pumping Station | Switch |  |  | SW |  | Electrical Equipment
7786 | COL-PSS-SW-0001 | Switch, Disconnect | COL-PSS-MISC | Miscellaneous Equipment | Switch |  |  | SW |  | Electrical Equipment
7797 | COL-PSS-WEL-0500 | Wet Well | COL-PSS | Scott Sewage Pumping Station |  |  |  | WEL |  | Sub-sub-process
7798 | COL-PSS-WEL-0500 | Wet Well | COL-PSS-MISC | Miscellaneous Equipment |  |  |  | WEL |  | Sub-sub-process
7799 | COL-PSS-WEL-0600 | Dry Well | COL-PSS-MISC | Miscellaneous Equipment |  |  |  | WEL |  | Sub-sub-process
7820 | COL-PST-CH-0002 | Chamber, Valve Chamber #2 | COL-PST | Strachan Pumping Station | Chamber |  |  | CH |  | Mechanical Equipment
7821 | COL-PST-CH-0003 | Chamber, Overflow | COL-PST-MISC | Miscellaneous Equipment | Chamber |  |  | CH |  | Mechanical Equipment
7826 | COL-PST-DM-0001 | Damper, Exhaust Fan | COL-PST-MISC | Miscellaneous Equipment | Damper/Louver |  |  | DM |  | Mechanical Equipment
7827 | COL-PST-DM-0002 | Damper, Inlet Chamber | COL-PST | Strachan Pumping Station | Damper/Louver |  |  | DM |  | Mechanical Equipment
7828 | COL-PST-DM-0002 | Damper, Inlet Chamber | COL-PST-MISC | Miscellaneous Equipment | Damper/Louver |  |  | DM |  | Mechanical Equipment
7829 | COL-PST-DM-0004 | Damper 2, Exhaust Fan 0001 | COL-PST | Strachan Pumping Station | Damper/Louver |  |  | DM |  | Mechanical Equipment
7830 | COL-PST-DM-0004 | Damper 2, Exhaust Fan 0001 | COL-PST-MISC | Miscellaneous Equipment | Damper/Louver |  |  | DM |  | Mechanical Equipment
7831 | COL-PST-DM-0005 | Damper 1, Exhaust Fan 0002 | COL-PST | Strachan Pumping Station | Damper/Louver |  |  | DM |  | Mechanical Equipment
7832 | COL-PST-DM-0005 | Damper 1, Exhaust Fan 0002 | COL-PST-MISC | Miscellaneous Equipment | Damper/Louver |  |  | DM |  | Mechanical Equipment
7857 | COL-PST-LSH-0001 | Switch, Level-High | COL-PST | Strachan Pumping Station | Switch,Level |  |  | LSH |  | Instrumentation Equipment
7858 | COL-PST-LSH-0001 | Switch, Level-High | COL-PST-MISC | Miscellaneous Equipment | Switch,Level |  |  | LSH |  | Instrumentation Equipment
7859 | COL-PST-LSH-0103 | Switch, Level-High | COL-PST | Strachan Pumping Station | Switch,Level |  |  | LSH |  | Instrumentation Equipment
7860 | COL-PST-LSH-0103 | Switch, Level-High | COL-PST-MISC | Miscellaneous Equipment | Switch,Level |  |  | LSH |  | Instrumentation Equipment
7861 | COL-PST-LSH-0104 | Switch, Level-High | COL-PST | Strachan Pumping Station | Switch,Level |  |  | LSH |  | Instrumentation Equipment
7862 | COL-PST-LSH-0104 | Switch, Level-High | COL-PST-MISC | Miscellaneous Equipment | Switch,Level |  |  | LSH |  | Instrumentation Equipment
7863 | COL-PST-LSH-0105 | Switch, Level High-High | COL-PST-MISC | Miscellaneous Equipment | Switch,Level |  |  | LSH |  | Instrumentation Equipment
7864 | COL-PST-LSHH-0006 | Switch, Level High-High | COL-PST-MISC | Miscellaneous Equipment | Switch,Level |  |  | LSHH |  | Instrumentation Equipment
7865 | COL-PST-LSHH-0106 | Switch, Level High-High | COL-PST | Strachan Pumping Station | Switch,Level |  |  | LSHH |  | Instrumentation Equipment
7866 | COL-PST-LSL-0102 | Switch, Level-Low | COL-PST | Strachan Pumping Station | Switch,Level |  |  | LSL |  | Instrumentation Equipment
7867 | COL-PST-LSLL-0101 | Switch, Level Low-Low | COL-PST-MISC | Miscellaneous Equipment | Switch,Level |  |  | LSLL |  | Instrumentation Equipment
7875 | COL-PST-MON-0002 | Monitor | COL-PST | Strachan Pumping Station |  |  |  | MON |  | Electrical Equipment
7901 | COL-PST-WEL-0500 | Wet Well | COL-PST-MISC | Miscellaneous Equipment |  |  |  | WEL |  | Sub-sub-process
7902 | COL-PST-WEL-0600 | Dry Well | COL-PST-MISC | Miscellaneous Equipment |  |  |  | WEL |  | Sub-sub-process
7907 | COL-PSU-ALR-0001 | Control Panel, Operator | COL-PSU-MISC | Miscellaneous Equipment | Control Panel |  |  | ALR |  | Electrical Equipment
7922 | COL-PSU-FEQ-0001S | Fire Prevention, Extinguisher | COL-PSU | Sunnyside Pumping Station | Fire Prevention,Extinguisher |  | 46866 | FEQ |  | Obsolete Entity
7923 | COL-PSU-FEQ-0002S | Fire Prevention, Extinguisher | COL-PSU | Sunnyside Pumping Station | Fire Prevention,Extinguisher |  | 46867 | FEQ |  | Obsolete Entity
7924 | COL-PSU-FEQ-0002S | Fire Prevention, Extinguisher | COL-PSU-MISC | Miscellaneous Equipment | Fire Prevention,Extinguisher |  | 46867 | FEQ |  | Obsolete Entity
7925 | COL-PSU-FEQ-0002S | Fire Prevention, Extinguisher | COL-W-OBSOLETE | Col West Obsolete Entities | Fire Prevention,Extinguisher |  | 46867 | FEQ |  | Obsolete Entity
7927 | COL-PSU-FN-0001 | Fan, Exhaust | COL-PSU-MISC | Miscellaneous Equipment | Fan |  |  | FN |  | Mechanical Equipment
7928 | COL-PSU-FN-0002 | Fan, Exhaust | COL-PSU-MISC | Miscellaneous Equipment | Fan |  |  | FN |  | Mechanical Equipment
7929 | COL-PSU-FQ-0001 | Meter, Flow City Water | COL-PSU-MISC | Miscellaneous Equipment | Meter |  |  | FQ |  | Instrumentation Equipment
7930 | COL-PSU-GC-0001 | Grit Chamber | COL-PSU-MISC | Miscellaneous Equipment |  |  |  | GC |  | Sub-sub-process
7932 | COL-PSU-GRF-0001 | Indicator, Ground Fault | COL-PSU | Sunnyside Pumping Station |  |  |  | GRF |  | Electrical Equipment
7935 | COL-PSU-HTR-0003 | Heater, Wet Well Room | COL-PSU | Sunnyside Pumping Station | Heater |  |  | HTR |  | Mechanical Equipment
7936 | COL-PSU-JIT-0001 | Meter, Power Indicating Transmitter, Main Power | COL-PSU-MISC | Miscellaneous Equipment | Meter |  |  | JIT |  | Instrumentation Equipment
7938 | COL-PSU-LP-0001 | Control Panel, Lighting | COL-PSU-MISC | Miscellaneous Equipment | Control Panel |  |  | LP |  | Electrical Equipment
7939 | COL-PSU-LP-0002 | Control Panel, Lighting | COL-PSU-MISC | Miscellaneous Equipment | Control Panel |  |  | LP |  | Electrical Equipment
7940 | COL-PSU-LSHH-0104 | Switch, Level High-High | COL-PSU | Sunnyside Pumping Station | Switch,Level |  |  | LSHH |  | Instrumentation Equipment
7941 | COL-PSU-LSLL-0101 | Switch, Level Low-Low | COL-PSU | Sunnyside Pumping Station | Switch,Level |  |  | LSLL |  | Instrumentation Equipment
7943 | COL-PSU-LTG-0002 | Control Panel, Electrical | COL-PSU-MISC | Miscellaneous Equipment | Control Panel |  |  | LTG |  | Electrical Equipment
7944 | COL-PSU-LTG-0003 | Control Panel, Electrical | COL-PSU-MISC | Miscellaneous Equipment | Control Panel |  |  | LTG |  | Electrical Equipment
7949 | COL-PSU-MISC | Miscellaneous Equipment | COL-PSU | Sunnyside Pumping Station | [5 empty] | Sub-Process
7950 | COL-PSU-MON-0002 | Monitor | COL-PSU | Sunnyside Pumping Station |  |  |  | MON |  | Electrical Equipment
7954 | COL-PSU-P-0300 | Pump, Centrifugal | COL-PSU | Sunnyside Pumping Station | Pump |  | 34164 | P |  | Mechanical Equipment
7956 | COL-PSU-SW-0001 | Switch, Main Power Disconnect | COL-PSU | Sunnyside Pumping Station | Switch |  |  | SW |  | Electrical Equipment
7957 | COL-PSU-SW-0002 | Switch, LP 0002 Power Disconnect | COL-PSU-MISC | Miscellaneous Equipment | Switch |  |  | SW |  | Electrical Equipment
7959 | COL-PSU-TR-0002 | Control Panel, Electrical | COL-PSU-MISC | Miscellaneous Equipment | Transformer |  |  | TR |  | Electrical Equipment
7960 | COL-PSU-UPS-0001 | UPS, Main Floor | COL-PSU | Sunnyside Pumping Station | Uninterruptible Power Supply |  |  | UPS |  | Electrical Equipment
7967 | COL-PSU-WEL-0500 | Wet well | COL-PSU | Sunnyside Pumping Station |  |  |  | WEL |  | Sub-sub-process
7968 | COL-PSU-WEL-0500 | Wet well | COL-PSU-MISC | Miscellaneous Equipment |  |  |  | WEL |  | Sub-sub-process
8106 | COL-CENTRAL-PS | Central Pumping Stations | COL-CENTRAL | Central | [5 empty] | Sub Area
8173 | COL-PTD-CP-0001 | Control Panel, Operator | COL-PTD | Todmorden Sewage Pumping Station | Control Panel |  |  | CP |  | Electrical Equipment
8174 | COL-PTD-CP-0001 | Control Panel, Operator | COL-PTD-MISC | Miscellaneous Equipment | Control Panel |  |  | CP |  | Electrical Equipment
8175 | COL-PTD-FEQ-0001S | Fire Prevention, Extinguisher | COL-PTD | Todmorden Sewage Pumping Station | Fire Prevention,Extinguisher |  | 40173 | FEQ |  | Obsolete Entity
8176 | COL-PTD-FEQ-0001S | Fire Prevention, Extinguisher | COL-PTD-MISC | Miscellaneous Equipment | Fire Prevention,Extinguisher |  | 40173 | FEQ |  | Obsolete Entity
8179 | COL-PTD-FN-0001 | Fan, Exhaust | COL-PTD | Todmorden Sewage Pumping Station | Fan |  |  | FN |  | Mechanical Equipment
8180 | COL-PTD-FN-0002 | Fan, Centrifugal | COL-PTD | Todmorden Sewage Pumping Station | Fan |  |  | FN |  | Mechanical Equipment
8181 | COL-PTD-FN-0002 | Fan, Centrifugal | COL-PTD-MISC | Miscellaneous Equipment | Fan |  |  | FN |  | Mechanical Equipment
8182 | COL-PTD-LIT-0100 | Transmitter, Level | COL-PTD-MISC | Miscellaneous Equipment | Transmitter,Level |  |  | LIT |  | Instrumentation Equipment
8183 | COL-PTD-LIT-0101 | Transmitter, Level | COL-PTD | Todmorden Sewage Pumping Station | Transmitter,Level |  |  | LIT |  | Instrumentation Equipment
8184 | COL-PTD-LIT-0101 | Transmitter, Level | COL-PTD-MISC | Miscellaneous Equipment | Transmitter,Level |  |  | LIT |  | Instrumentation Equipment
8185 | COL-PTD-LSH-0103 | Switch, Level-High | COL-PTD | Todmorden Sewage Pumping Station | Switch,Level |  |  | LSH |  | Instrumentation Equipment
8186 | COL-PTD-LSLL-0101 | Switch, Level Low-Low | COL-PTD | Todmorden Sewage Pumping Station | Switch,Level |  |  | LSLL |  | Instrumentation Equipment
8187 | COL-PTD-LSLL-0101 | Switch, Level Low-Low | COL-PTD-MISC | Miscellaneous Equipment | Switch,Level |  |  | LSLL |  | Instrumentation Equipment
8188 | COL-PTD-MISC | Miscellaneous Equipment | COL-PTD | Todmorden Sewage Pumping Station | [5 empty] | Sub-Process
8189 | COL-PTD-P-0100 | Pump, Centrifugal | COL-PTD | Todmorden Sewage Pumping Station | Pump |  |  | P |  | Mechanical Equipment
8190 | COL-PTD-P-0200 | Pump, Centrifugal | COL-PTD | Todmorden Sewage Pumping Station | Pump |  |  | P |  | Mechanical Equipment
8192 | COL-PTD-RPU-0001 | Remote Processing Unit | COL-PTD | Todmorden Sewage Pumping Station | RPU |  |  | RPU |  | Electrical Equipment
8193 | COL-PTD-RPU-0001 | Remote Processing Unit | COL-PTD-MISC | Miscellaneous Equipment | RPU |  |  | RPU |  | Electrical Equipment
8195 | COL-PTD-TS-0001 | Switch, Transfer | COL-PTD | Todmorden Sewage Pumping Station | Switch |  |  | TS |  | Electrical Equipment
8196 | COL-PTD-TS-0001 | Switch, Transfer | COL-PTD-MISC | Miscellaneous Equipment | Switch |  |  | TS |  | Electrical Equipment
8197 | COL-PTD-UPS-0001 | UPS | COL-PTD | Todmorden Sewage Pumping Station | Uninterruptible Power Supply |  |  | UPS |  | Electrical Equipment
8206 | COL-PTD-WEL-0100 | Wet Well | COL-PTD | Todmorden Sewage Pumping Station | Well |  |  | WEL |  | Mechanical Equipment
8207 | COL-PTD-WEL-0100 | Wet Well | COL-PTD-MISC | Miscellaneous Equipment | Well |  |  | WEL |  | Mechanical Equipment
8208 | COL-PTR-MISC | Miscellaneous Equipment | COL-PTS | Third Street Sewage Pumping Station (Wards Island PS#12) | [5 empty] | Sub-Process
8221 | COL-PTS-LSLL-0101 | Switch, Level Low-Low | COL-PTS | Third Street Sewage Pumping Station (Wards Island PS#12) | Switch,Level |  |  | LSLL |  | Instrumentation Equipment
8222 | COL-PTS-LSLL-0101 | Switch, Level Low-Low | COL-PTS(S) | Third Street Sewage Pumping Station (Wards Island PS#12) | Switch,Level |  |  | LSLL |  | Instrumentation Equipment
8223 | COL-PTS-LSLL-0102 | Switch, Level Low-Low | COL-PTS | Third Street Sewage Pumping Station (Wards Island PS#12) | Switch,Level |  |  | LSLL |  | Instrumentation Equipment
8224 | COL-PTS-LSLL-0102 | Switch, Level Low-Low | COL-PTS(S) | Third Street Sewage Pumping Station (Wards Island PS#12) | Switch,Level |  |  | LSLL |  | Instrumentation Equipment
8225 | COL-PTS-LSLL-0103 | Switch, Level Low-Low | COL-PTS | Third Street Sewage Pumping Station (Wards Island PS#12) | Switch,Level |  |  | LSLL |  | Instrumentation Equipment
8226 | COL-PTS-LSLL-0103 | Switch, Level Low-Low | COL-PTS(S) | Third Street Sewage Pumping Station (Wards Island PS#12) | Switch,Level |  |  | LSLL |  | Instrumentation Equipment
8227 | COL-PTS-LSLL-0104 | Switch, Level Low-Low | COL-PTS(S) | Third Street Sewage Pumping Station (Wards Island PS#12) | Switch,Level |  |  | LSLL |  | Instrumentation Equipment
8232 | COL-PTS-P-0100 | Pump Submersible | COL-PTS | Third Street Sewage Pumping Station (Wards Island PS#12) | Pump |  |  | P |  | Mechanical Equipment
8233 | COL-PTS-P-0100 | Pump Submersible | COL-W-OBSOLETE | Col West Obsolete Entities | Pump |  |  | P |  | Mechanical Equipment
8236 | COL-PTS-P-0200 | Pump Submersible | COL-PTS | Third Street Sewage Pumping Station (Wards Island PS#12) | Pump |  |  | P |  | Mechanical Equipment
8237 | COL-PTS-P-0200 | Pump Submersible | COL-W-OBSOLETE | Col West Obsolete Entities | Pump |  |  | P |  | Mechanical Equipment
8254 | COL-PVM-ALR-0001 | Control Panel, Operator | COL-PVM-MISC | Miscellaneous Equipment | Control Panel |  |  | ALR |  | Electrical Equipment
8255 | COL-PVM-ALR-0002 | Gas Alarm, Exterior | COL-PVM | Valleymede Sewage Pumping Station | Fire Prevention,Alarm |  |  | ALR |  | Electrical Equipment
8261 | COL-PVM-CP-0001 | Control Panel, Operator | COL-PVM | Valleymede Sewage Pumping Station | Control Panel |  |  | CP |  | Electrical Equipment
8264 | COL-PVM-FA-0002S | Fire Alarm System, Wet Well | COL-PVM | Valleymede Sewage Pumping Station | Building Service,Fire Alarm |  | 42932 | FA |  | Obsolete Entity
8265 | COL-PVM-FA-0002S | Fire Alarm System, Wet Well | COL-W-OBSOLETE | Col West Obsolete Entities | Building Service,Fire Alarm |  | 42932 | FA |  | Obsolete Entity
8266 | COL-PVM-FEQ-0001S | Fire Prevention, Extinguisher | COL-PVM | Valleymede Sewage Pumping Station | Fire Prevention,Extinguisher |  | 42896 | FEQ |  | Obsolete Entity
8267 | COL-PVM-FEQ-0001S | Fire Prevention, Extinguisher | COL-PVM-MISC | Miscellaneous Equipment | Fire Prevention,Extinguisher |  | 42896 | FEQ |  | Obsolete Entity
8269 | COL-PVM-FN-0001 | Fan, Centrifugal | COL-PVM | Valleymede Sewage Pumping Station | Fan |  |  | FN |  | Mechanical Equipment
8270 | COL-PVM-FN-0002 | Fan, Centrifugal | COL-PVM | Valleymede Sewage Pumping Station | Fan |  |  | FN |  | Mechanical Equipment
8271 | COL-PVM-FN-0003 | Fan, Centrifugal | COL-PVM | Valleymede Sewage Pumping Station | Fan |  |  | FN |  | Mechanical Equipment
8272 | COL-PVM-FQ-0001 | Meter, Flow | COL-PVM | Valleymede Sewage Pumping Station | Meter,Flow |  |  | FQ |  | Instrumentation Equipment
8276 | COL-PVM-GRF-0001 | Indicator, Ground Fault | COL-PVM-MISC | Miscellaneous Equipment |  |  |  | GRF |  | Electrical Equipment
8278 | COL-PVM-LIT-0100 | Transmitter, Level | COL-PVM-MISC | Miscellaneous Equipment | Transmitter,Level |  |  | LIT |  | Instrumentation Equipment
8279 | COL-PVM-LIT-0101 | Transmitter, Level | COL-PVM-MISC | Miscellaneous Equipment | Transmitter,Level |  |  | LIT |  | Instrumentation Equipment
8280 | COL-PVM-LP-0001 | Control Panel, Lighting | COL-PVM-MISC | Miscellaneous Equipment | Control Panel |  |  | LP |  | Electrical Equipment
8281 | COL-PVM-LSH-0001 | Switch, Level-High | COL-PVM-MISC | Miscellaneous Equipment | Switch,Level |  |  | LSH |  | Instrumentation Equipment
8282 | COL-PVM-LSH-0103 | Switch, Level-High | COL-PVM-MISC | Miscellaneous Equipment | Switch,Level |  |  | LSH |  | Instrumentation Equipment
8283 | COL-PVM-LSHH-0104 | Switch, Level High-High | COL-PVM-MISC | Miscellaneous Equipment | Switch,Level |  |  | LSHH |  | Instrumentation Equipment
8284 | COL-PVM-LSL-0102 | Switch, Level-Low | COL-PVM | Valleymede Sewage Pumping Station | Switch,Level |  |  | LSL |  | Instrumentation Equipment
8285 | COL-PVM-LSLL-0101 | Switch, Level Low-Low | COL-PVM-MISC | Miscellaneous Equipment | Switch,Level |  |  | LSLL |  | Instrumentation Equipment
8290 | COL-PVM-MISC | Miscellaneous Equipment | COL-PVM | Valleymede Sewage Pumping Station | [5 empty] | Sub-Process
8293 | COL-PVM-MON-0002 | Monitor | COL-PVM-MISC | Miscellaneous Equipment |  |  |  | MON |  | Electrical Equipment
8297 | COL-PVM-SW-0001 | Switch, Main Power | COL-PVM-MISC | Miscellaneous Equipment | Switch |  |  | SW |  | Electrical Equipment
8298 | COL-PVM-SW-0002 | Switch, Heater 0001 | COL-PVM | Valleymede Sewage Pumping Station | Switch |  |  | SW |  | Electrical Equipment
8299 | COL-PVM-SW-0003 | Switch, Transformer | COL-PVM | Valleymede Sewage Pumping Station | Switch |  |  | SW |  | Electrical Equipment
8300 | COL-PVM-SW-0003 | Switch, Transformer | COL-PVM-MISC | Miscellaneous Equipment | Switch |  |  | SW |  | Electrical Equipment
8302 | COL-PVM-TS-0001 | Switch, Transfer | COL-PVM-MISC | Miscellaneous Equipment | Switch |  |  | TS |  | Electrical Equipment
8310 | COL-PVM-WEL-0500 | Wet well | COL-PHP-MISC | Miscellaneous Equipment |  |  |  | WEL |  | Sub-sub-process
8311 | COL-PVM-WEL-0500 | Wet well | COL-PVM | Valleymede Sewage Pumping Station |  |  |  | WEL |  | Sub-sub-process
8312 | COL-PVM-WEL-0500 | Wet well | COL-PVM-MISC | Miscellaneous Equipment |  |  |  | WEL |  | Sub-sub-process
8313 | COL-PVM-WEL-0600 | Dry Well | COL-PVM-MISC | Miscellaneous Equipment |  |  |  | WEL |  | Sub-sub-process
8317 | COL-PWC-CB-0001 | Circuit Breaker, Main | COL-PWC | Wirral Court Sewage Pumping Station | Circuit Breaker |  |  | CB |  | Electrical Equipment
8318 | COL-PWC-CH-0003 | Chamber, Bar Screen | COL-PWC | Wirral Court Sewage Pumping Station | Chamber |  |  | CH |  | Mechanical Equipment
8319 | COL-PWC-CH-0003 | Chamber, Bar Screen | COL-PWC-MISC | Miscellaneous Equipment | Chamber |  |  | CH |  | Mechanical Equipment
8320 | COL-PWC-CH-0004 | Chamber, Overflow | COL-PWC | Wirral Court Sewage Pumping Station | Chamber |  |  | CH |  | Mechanical Equipment
8322 | COL-PWC-FEQ-0001S | Fire Prevention, Extinguisher | COL-PWC-MISC | Miscellaneous Equipment | Fire Prevention,Extinguisher |  | 42897 | FEQ |  | Obsolete Entity
8323 | COL-PWC-FN-0001 | Fan, Centrifugal | COL-PWC-MISC | Miscellaneous Equipment | Fan |  |  | FN |  | Mechanical Equipment
8324 | COL-PWC-FQ-0001 | Meter, Flow | COL-PWC | Wirral Court Sewage Pumping Station | Meter,Flow |  |  | FQ |  | Instrumentation Equipment
8328 | COL-PWC-HTR-0001 | Heater, Electrical Room | COL-PWC-MISC | Miscellaneous Equipment | Heater |  |  | HTR |  | Electrical Equipment
8329 | COL-PWC-HTR-0002 | Heater, Dry Well | COL-PWC | Wirral Court Sewage Pumping Station | Heater |  |  | HTR |  | Electrical Equipment
8330 | COL-PWC-HTR-0002 | Heater, Dry Well | COL-PWC-MISC | Miscellaneous Equipment | Heater |  |  | HTR |  | Electrical Equipment
8331 | COL-PWC-JIT-0001 | Meter, Power Indicating Transmitter, Main Power | COL-PWC-MISC | Miscellaneous Equipment | Meter |  |  | JIT |  | Instrumentation Equipment
8332 | COL-PWC-LIT-0101 | Transmitter, Level | COL-PWC | Wirral Court Sewage Pumping Station | Transmitter,Level |  |  | LIT |  | Instrumentation Equipment
8333 | COL-PWC-LP-0001 | Control Panel, Lighting | COL-PWC | Wirral Court Sewage Pumping Station | Control Panel |  |  | LP |  | Electrical Equipment
8334 | COL-PWC-LSH-0001 | Switch, Level-High | COL-PWC | Wirral Court Sewage Pumping Station | Switch,Level |  |  | LSH |  | Instrumentation Equipment
8335 | COL-PWC-LSH-0001 | Switch, Level-High | COL-PWC-MISC | Miscellaneous Equipment | Switch,Level |  |  | LSH |  | Instrumentation Equipment
8336 | COL-PWC-LSHH-0104 | Switch, Level High-High | COL-PWC | Wirral Court Sewage Pumping Station | Switch,Level |  |  | LSHH |  | Instrumentation Equipment
8337 | COL-PWC-LSLL-0101 | Switch, Level Low-Low | COL-PWC | Wirral Court Sewage Pumping Station | Switch,Level |  |  | LSLL |  | Instrumentation Equipment
8341 | COL-PWC-MISC | Miscellaneous Equipment | COL-PWC | Wirral Court Sewage Pumping Station | [5 empty] | Sub-Process
8344 | COL-PWC-SC-0001 | Screen, Bar | COL-PWC | Wirral Court Sewage Pumping Station | Screen |  |  | SC |  | Mechanical Equipment
8363 | COL-PWE-ALR-0001 | Control Panel, Operator | COL-PWE-MISC | Miscellaneous Equipment | Control Panel |  |  | ALR |  | Electrical Equipment
8364 | COL-PWE-LSH-0103 | Switch, Level-High | COL-PWE | Wellington Sewage Pumping Station (partial operation) | Switch,Level |  |  | LSH |  | Instrumentation Equipment
8365 | COL-PWE-LSHH-0104 | Switch, Level High-High | COL-PWE | Wellington Sewage Pumping Station (partial operation) | Switch,Level |  |  | LSHH |  | Instrumentation Equipment
8366 | COL-PWE-LSL-0102 | Switch, Level-Low | COL-PWE-MISC | Miscellaneous Equipment | Switch,Level |  |  | LSL |  | Instrumentation Equipment
8367 | COL-PWE-LSLL-0101 | Switch, Level Low-Low | COL-PWE | Wellington Sewage Pumping Station (partial operation) | Switch,Level |  |  | LSLL |  | Instrumentation Equipment
8368 | COL-PWE-LSLL-0101 | Switch, Level Low-Low | COL-PWE-MISC | Miscellaneous Equipment | Switch,Level |  |  | LSLL |  | Instrumentation Equipment
8382 | COL-PWL-LSLL-0104 | Switch, Level Low-Low | COL-PWL | Willow Avenue Sewage Pumping Station (Wards Island PS#7) | Switch,Level |  |  | LSLL |  | Instrumentation Equipment
8384 | COL-PWL-MISC | Miscellaneous Equipment | COL-PWL | Willow Avenue Sewage Pumping Station (Wards Island PS#7) | [5 empty] | Sub-Process
8423 | COL-PWN-MISC | Miscellaneous Equipment | COL-PWN | Warren Park Pumping Station | [5 empty] | Sub-Process
8445 | COL-PWP-CP-0001 | Control Panel, Electrical | COL-PWP | West Point Avenue Sewage Pumping Station | Control Panel |  |  | CP |  | Electrical Equipment
8446 | COL-PWP-CP-0002 | Control Panel, Operator | COL-PWP | West Point Avenue Sewage Pumping Station | Control Panel |  |  | CP |  | Electrical Equipment
8447 | COL-PWP-CP-0002 | Control Panel, Operator | COL-PWP-MISC | Miscellaneous Equipment | Control Panel |  |  | CP |  | Electrical Equipment
8448 | COL-PWP-FEQ-0001S | Fire Prevention, Extinguisher | COL-PWP-MISC | Miscellaneous Equipment | Fire Prevention,Extinguisher |  | 42899 | FEQ |  | Obsolete Entity
8449 | COL-PWP-FEQ-0001S | Fire Prevention, Extinguisher | COL-W-OBSOLETE | Col West Obsolete Entities | Fire Prevention,Extinguisher |  | 42899 | FEQ |  | Obsolete Entity
8452 | COL-PWP-HTR-0001 | Heater | COL-PWP-MISC | Miscellaneous Equipment | Heater |  |  | HTR |  | Mechanical Equipment
8453 | COL-PWP-LSH-0103 | Switch, Level-High | COL-PWP | West Point Avenue Sewage Pumping Station | Switch,Level |  |  | LSH |  | Instrumentation Equipment
8454 | COL-PWP-LSH-0103 | Switch, Level-High | COL-PWP-MISC | Miscellaneous Equipment | Switch,Level |  |  | LSH |  | Instrumentation Equipment
8455 | COL-PWP-LSHH-0104 | Switch, Level High-High | COL-PWP | West Point Avenue Sewage Pumping Station | Switch,Level |  |  | LSHH |  | Instrumentation Equipment
8456 | COL-PWP-LSHH-0104 | Switch, Level High-High | COL-PWP-MISC | Miscellaneous Equipment | Switch,Level |  |  | LSHH |  | Instrumentation Equipment
8457 | COL-PWP-LSL-0102 | Switch, Level-Low | COL-PWP | West Point Avenue Sewage Pumping Station | Switch,Level |  |  | LSL |  | Instrumentation Equipment
8458 | COL-PWP-LSLL-0101 | Switch, Level Low-Low | COL-PWP-MISC | Miscellaneous Equipment | Switch,Level |  |  | LSLL |  | Instrumentation Equipment
8459 | COL-PWP-MISC | Miscellaneous Equipment | COL-PWP | West Point Avenue Sewage Pumping Station | [5 empty] | Sub-Process
8460 | COL-PWP-P-0100 | Pump, Centrifugal | COL-PWP | West Point Avenue Sewage Pumping Station | Pump |  |  | P |  | Mechanical Equipment
8461 | COL-PWP-P-0200 | Pump, Centrifugal | COL-PWP | West Point Avenue Sewage Pumping Station | Pump |  |  | P |  | Mechanical Equipment
8463 | COL-PWP-SW-0001 | Switch, Main Electrical Disconnect | COL-PWP | West Point Avenue Sewage Pumping Station | Switch |  |  | SW |  | Electrical Equipment
8464 | COL-PWP-SW-0001 | Switch, Main Electrical Disconnect | COL-PWP-MISC | Miscellaneous Equipment | Switch |  |  | SW |  | Electrical Equipment
8465 | COL-PWP-TS-0001 | Switch, Transfer | COL-PWP | West Point Avenue Sewage Pumping Station | Switch |  |  | TS |  | Electrical Equipment
8470 | COL-PWP-WEL-0100 | Wet Well | COL-PWP | West Point Avenue Sewage Pumping Station | Well |  |  | WEL |  | Mechanical Equipment
8471 | COL-PWP-WEL-0200 | Well | COL-PWP-MISC | Miscellaneous Equipment | Well |  |  | WEL |  | Mechanical Equipment
8476 | COL-PWR-AUX | Auxiliary Equipment | COL-PWR | West Rouge Pumping Station | [5 empty] | Sub-Process
8477 | COL-PWR-AUX-ELEC | Electrical Equipment | COL-PWR-AUX | Auxiliary Equipment | [5 empty] | Sub-Process
8486 | COL-PWR-CB-0002 | Circuit Breaker, Lighting Panel Transformer | COL-PWR-MISC | Miscellaneous Equipment | Circuit Breaker |  | 35103 | CB |  | Electrical Equipment
8487 | COL-PWR-CB-0002 | Circuit Breaker, Lighting Panel Transformer | COL-PWR-SUSPENDED | West Rouge P.S.suspended entities | Circuit Breaker |  | 35103 | CB |  | Electrical Equipment
8494 | COL-PWR-CP-0001S | Control Panel, Operator | COL-PWR-MISC | Miscellaneous Equipment | Control Panel |  | 35034 | CP |  | Electrical Equipment
8555 | COL-PWR-FA-5731 | Control Panel, Fire Alarm | COL-PWR-MISC | Miscellaneous Equipment | Control Panel |  | 35101 | FA |  | Electrical Equipment
8564 | COL-PWR-FIT-5403 | Transmitter, Flow | COL-PWR-SUSPENDED | West Rouge P.S.suspended entities | Transmitter |  | 35035 | FIT |  | Instrumentation Equipment
8565 | COL-PWR-FIT-5558 | Transmitter, Flow | COL-PWR-MISC | Miscellaneous Equipment | Transmitter |  | 35036 | FIT |  | Instrumentation Equipment
8570 | COL-PWR-FN-0001S | Fan, Centrifugal | COL-PWR-MISC | Miscellaneous Equipment | Fan |  | 35100 | FN |  | Mechanical Equipment
8571 | COL-PWR-FN-0003 | Fan, Supply | COL-PWR | West Rouge Pumping Station | Fan |  | 35037 | FN |  | Mechanical Equipment
8572 | COL-PWR-FN-0004 | Fan, Centrifugal | COL-PWR-MISC | Miscellaneous Equipment | Fan |  | 35038 | FN |  | Mechanical Equipment
8593 | COL-PWR-GDR-5500 | Grinder, Comminutor | COL-PWR-SUSPENDED | West Rouge P.S.suspended entities | Grinder |  | 35039 | GDR |  | Mechanical Equipment
8597 | COL-PWR-HS-5735 | Switch, Hand/Transfer | COL-PWR-MISC | Miscellaneous Equipment | Switch |  | 35040 | HS |  | Electrical Equipment
8598 | COL-PWR-HS-5735 | Switch, Hand/Transfer | COL-PWR-SUSPENDED | West Rouge P.S.suspended entities | Switch |  | 35040 | HS |  | Electrical Equipment
8612 | COL-PWR-LIT-0301 | Transmitter, Level | COL-PWR-MISC | Miscellaneous Equipment | Transmitter,Level |  | 35041 | LIT |  | Instrumentation Equipment
8613 | COL-PWR-LIT-0401 | Transmitter, Level | COL-PWR-SUSPENDED | West Rouge P.S.suspended entities | Transmitter,Level |  | 35042 | LIT |  | Instrumentation Equipment
8625 | COL-PWR-LSH-0302 | Switch, Level-High | COL-PWR | West Rouge Pumping Station | Switch,Level |  | 35091 | LSH |  | Instrumentation Equipment
8626 | COL-PWR-LSH-0302 | Switch, Level-High | COL-PWR-MISC | Miscellaneous Equipment | Switch,Level |  | 35091 | LSH |  | Instrumentation Equipment
8627 | COL-PWR-LSH-0402 | Switch, Level-High | COL-PWR | West Rouge Pumping Station | Switch,Level |  | 35092 | LSH |  | Instrumentation Equipment
8628 | COL-PWR-LSH-0402 | Switch, Level-High | COL-PWR-SUSPENDED | West Rouge P.S.suspended entities | Switch,Level |  | 35092 | LSH |  | Instrumentation Equipment
8629 | COL-PWR-LSH-5404 | Switch, Level-High | COL-PWR-MISC | Miscellaneous Equipment | Switch,Level |  | 35093 | LSH |  | Instrumentation Equipment
8630 | COL-PWR-LSH-5405 | Switch, Level-High | COL-PWR | West Rouge Pumping Station | Switch,Level |  | 35094 | LSH |  | Instrumentation Equipment
8631 | COL-PWR-LSH-5405 | Switch, Level-High | COL-PWR-SUSPENDED | West Rouge P.S.suspended entities | Switch,Level |  | 35094 | LSH |  | Instrumentation Equipment
8632 | COL-PWR-LSH-5406 | Switch, Level-High | COL-PWR-MISC | Miscellaneous Equipment | Switch,Level |  | 35095 | LSH |  | Instrumentation Equipment
8637 | COL-PWR-LSL-0005 | Switch, Level-Low | COL-PWR | West Rouge Pumping Station | Switch,Level |  | 35109 | LSL |  | Instrumentation Equipment
8638 | COL-PWR-LSL-0005 | Switch, Level-Low | COL-PWR-SUSPENDED | West Rouge P.S.suspended entities | Switch,Level |  | 35109 | LSL |  | Instrumentation Equipment
8640 | COL-PWR-LSL-0303 | Switch, Level-Low | COL-PWR | West Rouge Pumping Station | Switch,Level |  | 35097 | LSL |  | Instrumentation Equipment
8641 | COL-PWR-LSL-0303 | Switch, Level-Low | COL-PWR-SUSPENDED | West Rouge P.S.suspended entities | Switch,Level |  | 35097 | LSL |  | Instrumentation Equipment
8642 | COL-PWR-LSL-0403 | Switch, Level-Low | COL-PWR-MISC | Miscellaneous Equipment | Switch,Level |  | 35098 | LSL |  | Instrumentation Equipment
8658 | COL-PWR-MCC-0001 | Motor Control Centre | COL-PWR-MISC | Miscellaneous Equipment | Control Panel,MCC |  | 35099 | MCC |  | Electrical Equipment
8660 | COL-PWR-MISC | Miscellaneous Equipment | COL-PWR | West Rouge Pumping Station |  |  | 35110 |  |  | Obsolete Entity
8661 | COL-PWR-MISC | Miscellaneous Equipment | COL-PWR-SUSPENDED | West Rouge P.S.suspended entities |  |  | 35110 |  |  | Obsolete Entity
8666 | COL-PWR-P-5530 | Pump, Centrifugal | COL-PWR | West Rouge Pumping Station | Pump |  | 35057 | P |  | Mechanical Equipment
8667 | COL-PWR-P-5550 | Pump, Centrifugal | COL-PWR-SUSPENDED | West Rouge P.S.suspended entities | Pump |  | 35062 | P |  | Mechanical Equipment
8680 | COL-PWR-SUSPENDED | West Rouge P.S.suspended entities | COL-PWR | West Rouge Pumping Station | [5 empty] | Obsolete Entity
8684 | COL-PWR-T-0002 | Tank 2, Diesel Fuel | COL-PWR-MISC | Miscellaneous Equipment | Tank |  | 35067 | T |  | Mechanical Equipment
8762 | COL-PWY-LSLL-0101 | Switch, Level Low-Low | COL-PWY | Wyandot Ave. Sewage Pumping Station (Algonquin Island PS#1) | Switch,Level |  |  | LSLL |  | Instrumentation Equipment
8816 | COL-RBB-AIT-0003 | Analysis Indicating Transmitter | COL-RBB | Western Beaches Tunnel (Battery Park)-Storm | Transmitter |  |  | AIT |  | Instrumentation Equipment
8817 | COL-RBB-AIT-0003 | Analysis Indicating Transmitter | COL-RBB-MISC | Miscellaneous Equipment | Transmitter |  |  | AIT |  | Instrumentation Equipment
8818 | COL-RBB-AIT-0205 | Analysis Indicating Transmitter | COL-RBB | Western Beaches Tunnel (Battery Park)-Storm | Transmitter |  |  | AIT |  | Instrumentation Equipment
8819 | COL-RBB-AIT-0205 | Analysis Indicating Transmitter | COL-RBB-MISC | Miscellaneous Equipment | Transmitter |  |  | AIT |  | Instrumentation Equipment
8820 | COL-RBB-AIT-0206 | Analysis Indicating Transmitter | COL-RBB-MISC | Miscellaneous Equipment | Transmitter |  |  | AIT |  | Instrumentation Equipment
8821 | COL-RBB-ALR-0001 | Control Panel, Gas Alarm | COL-RBB | Western Beaches Tunnel (Battery Park)-Storm | Control Panel |  |  | ALR |  | Electrical Equipment
8822 | COL-RBB-ALR-0001 | Control Panel, Gas Alarm | COL-RBB-MISC | Miscellaneous Equipment | Control Panel |  |  | ALR |  | Electrical Equipment
8823 | COL-RBB-ANL-0201 | Analysis Indicating Transmitter | COL-RBB | Western Beaches Tunnel (Battery Park)-Storm | Transmitter |  |  | ANL |  | Instrumentation Equipment
8824 | COL-RBB-ANL-0201 | Analysis Indicating Transmitter | COL-RBB-MISC | Miscellaneous Equipment | Transmitter |  |  | ANL |  | Instrumentation Equipment
8825 | COL-RBB-CB-0001 | Circuit Breaker, Electronic Trip | COL-RBB | Western Beaches Tunnel (Battery Park)-Storm | Circuit Breaker |  |  | CB |  | Electrical Equipment
8826 | COL-RBB-CB-0001 | Circuit Breaker, Electronic Trip | COL-RBB-MISC | Miscellaneous Equipment | Circuit Breaker |  |  | CB |  | Electrical Equipment
8827 | COL-RBB-CH-0001 | Chamber, U.V. Disinfection | COL-RBB | Western Beaches Tunnel (Battery Park)-Storm | Chamber |  |  | CH |  | Mechanical Equipment
8828 | COL-RBB-CH-0001 | Chamber, U.V. Disinfection | COL-RBB-MISC | Miscellaneous Equipment | Chamber |  |  | CH |  | Mechanical Equipment
8829 | COL-RBB-CP-0001 | Control Panel, Operator | COL-RBB | Western Beaches Tunnel (Battery Park)-Storm | Control Panel |  |  | CP |  | Electrical Equipment
8830 | COL-RBB-CP-0001 | Control Panel, Operator | COL-RBB-MISC | Miscellaneous Equipment | Control Panel |  |  | CP |  | Electrical Equipment
8831 | COL-RBB-CP-0002 | Control Panel, Operator | COL-RBB | Western Beaches Tunnel (Battery Park)-Storm | Control Panel |  |  | CP |  | Electrical Equipment
8832 | COL-RBB-CP-0003 | Control Panel, Operator | COL-RBB | Western Beaches Tunnel (Battery Park)-Storm | Control Panel |  |  | CP |  | Electrical Equipment
8833 | COL-RBB-CP-0003 | Control Panel, Operator | COL-RBB-MISC | Miscellaneous Equipment | Control Panel |  |  | CP |  | Electrical Equipment
8834 | COL-RBB-CP-0006 | Control Panel, Operator | COL-RBB-MISC | Miscellaneous Equipment | Control Panel |  |  | CP |  | Electrical Equipment
8836 | COL-RBB-DM-0001 | Damper/Louver, Fan 0001 | COL-RBB | Western Beaches Tunnel (Battery Park)-Storm | Damper/Louver |  |  | DM |  | Mechanical Equipment
8837 | COL-RBB-DM-0002 | Damper/Louver, Fan 0002 | COL-RBB-MISC | Miscellaneous Equipment | Damper/Louver |  |  | DM |  | Mechanical Equipment
8838 | COL-RBB-DM-0003 | Damper/Louver, Fan 0001 | COL-RBB-MISC | Miscellaneous Equipment | Damper/Louver |  |  | DM |  | Mechanical Equipment
8839 | COL-RBB-DM-0004 | Damper/Louver, Fan 0002 | COL-RBB-MISC | Miscellaneous Equipment | Damper/Louver |  |  | DM |  | Mechanical Equipment
8840 | COL-RBB-DRV-0102 | Drive, Variable Speed Elec | COL-RBB | Western Beaches Tunnel (Battery Park)-Storm | Drive |  |  | DRV |  | Electrical Equipment
8841 | COL-RBB-DRV-0102 | Drive, Variable Speed Elec | COL-RBB-MISC | Miscellaneous Equipment | Drive |  |  | DRV |  | Electrical Equipment
8842 | COL-RBB-FA-0001S | Fire Alarm System, Valve House | COL-RBB | Western Beaches Tunnel (Battery Park)-Storm | Building Service,Fire Alarm |  | 42934 | FA |  | Obsolete Entity
8843 | COL-RBB-FA-0001S | Fire Alarm System, Valve House | COL-RBB-MISC | Miscellaneous Equipment | Building Service,Fire Alarm |  | 42934 | FA |  | Obsolete Entity
8845 | COL-RBB-FEQ-0001S | Fire Prevention, Extinguisher | COL-RBB | Western Beaches Tunnel (Battery Park)-Storm | Fire Prevention,Extinguisher |  | 42905 | FEQ |  | Obsolete Entity
8846 | COL-RBB-FEQ-0001S | Fire Prevention, Extinguisher | COL-RBB-MISC | Miscellaneous Equipment | Fire Prevention,Extinguisher |  | 42905 | FEQ |  | Obsolete Entity
8918 | COL-RBB-FEQ-0002S | Fire Prevention, Extinguisher | COL-RBB | Western Beaches Tunnel (Battery Park)-Storm | Fire Prevention,Extinguisher |  | 42906 | FEQ |  | Obsolete Entity
8919 | COL-RBB-FEQ-0002S | Fire Prevention, Extinguisher | COL-RBB-MISC | Miscellaneous Equipment | Fire Prevention,Extinguisher |  | 42906 | FEQ |  | Obsolete Entity
8920 | COL-RBB-FEQ-0003S | Fire Prevention, Extinguisher | COL-W-OBSOLETE | Col West Obsolete Entities | Fire Prevention,Extinguisher |  | 42907 | FEQ |  | Obsolete Entity
8921 | COL-RBB-FIT-0002 | Transmitter, Flow | COL-RBB-MISC | Miscellaneous Equipment | Transmitter |  |  | FIT |  | Instrumentation Equipment
8922 | COL-RBB-FIT-0003 | Flow Indicating Transmittetr, | COL-RBB-MISC | Miscellaneous Equipment | Transmitter |  |  | FIT |  | Instrumentation Equipment
8923 | COL-RBB-FIT-0204 | Flow Indicating Transmittetr, | COL-RBB | Western Beaches Tunnel (Battery Park)-Storm | Transmitter |  |  | FIT |  | Instrumentation Equipment
8924 | COL-RBB-FIT-0212 | Flow Indicating Transmittetr, | COL-RBB | Western Beaches Tunnel (Battery Park)-Storm | Transmitter |  |  | FIT |  | Instrumentation Equipment
8925 | COL-RBB-FIT-0221 | Transmitter, Flow | COL-RBB | Western Beaches Tunnel (Battery Park)-Storm | Transmitter |  |  | FIT |  | Instrumentation Equipment
8926 | COL-RBB-FN-0001 | Fan, Centrifugal | COL-RBB-MISC | Miscellaneous Equipment | Fan |  |  | FN |  | Mechanical Equipment
8927 | COL-RBB-FN-0003 | Fan, Exhaust | COL-RBB-MISC | Miscellaneous Equipment | Fan |  |  | FN |  | Mechanical Equipment
8932 | COL-RBB-G-0213 | Sluice Gate, | COL-RBB-MISC | Miscellaneous Equipment | Valve |  |  | G |  | Mechanical Equipment
8934 | COL-RBB-GRF-0001 | Indicator, Ground Fault | COL-RBB | Western Beaches Tunnel (Battery Park)-Storm |  |  |  | GRF |  | Electrical Equipment
8935 | COL-RBB-GRF-0001 | Indicator, Ground Fault | COL-RBB-MISC | Miscellaneous Equipment |  |  |  | GRF |  | Electrical Equipment
8936 | COL-RBB-HPU-0218 | Drive, Hydraulic system | COL-RBB | Western Beaches Tunnel (Battery Park)-Storm | Drive |  |  | HPU |  | Electrical Equipment
8937 | COL-RBB-HPU-0218 | Drive, Hydraulic system | COL-RBB-MISC | Miscellaneous Equipment | Drive |  |  | HPU |  | Electrical Equipment
8938 | COL-RBB-JRT-0001 | Transmittter, Power Recording | COL-RBB-MISC | Miscellaneous Equipment | Meter |  |  | JRT |  | Instrumentation Equipment
8940 | COL-RBB-LIT-0202 | Transmitter, Level | COL-RBB | Western Beaches Tunnel (Battery Park)-Storm | Transmitter,Level |  |  | LIT |  | Instrumentation Equipment
8941 | COL-RBB-LIT-0202 | Transmitter, Level | COL-RBB-MISC | Miscellaneous Equipment | Transmitter,Level |  |  | LIT |  | Instrumentation Equipment
8942 | COL-RBB-LIT-0202B | Transmitter, Level | COL-RBB | Western Beaches Tunnel (Battery Park)-Storm | Transmitter,Level |  |  | LIT |  | Instrumentation Equipment
8943 | COL-RBB-LIT-0202B | Transmitter, Level | COL-RBB-MISC | Miscellaneous Equipment | Transmitter,Level |  |  | LIT |  | Instrumentation Equipment
8944 | COL-RBB-LIT-0229 | Transmitter, Level | COL-RBB | Western Beaches Tunnel (Battery Park)-Storm | Transmitter,Level |  |  | LIT |  | Instrumentation Equipment
8945 | COL-RBB-LIT-0229 | Transmitter, Level | COL-RBB-MISC | Miscellaneous Equipment | Transmitter,Level |  |  | LIT |  | Instrumentation Equipment
8946 | COL-RBB-LIT-0230A | Transmitter, Level | COL-RBB-MISC | Miscellaneous Equipment | Transmitter,Level |  |  | LIT |  | Instrumentation Equipment
8947 | COL-RBB-LIT-0230B | Transmitter, Level | COL-RBB-MISC | Miscellaneous Equipment | Transmitter,Level |  |  | LIT |  | Instrumentation Equipment
8948 | COL-RBB-LP-0001 | Control Panel, Lighting | COL-RBB | Western Beaches Tunnel (Battery Park)-Storm | Control Panel |  |  | LP |  | Electrical Equipment
8949 | COL-RBB-LP-0001 | Control Panel, Lighting | COL-RBB-MISC | Miscellaneous Equipment | Control Panel |  |  | LP |  | Electrical Equipment
8950 | COL-RBB-LP-0002 | Control Panel, Lighting | COL-RBB | Western Beaches Tunnel (Battery Park)-Storm | Control Panel |  |  | LP |  | Electrical Equipment
8951 | COL-RBB-LP-0002 | Control Panel, Lighting | COL-RBB-MISC | Miscellaneous Equipment | Control Panel |  |  | LP |  | Electrical Equipment
8952 | COL-RBB-LP-0003 | Control Panel, Power Dist. | COL-RBB | Western Beaches Tunnel (Battery Park)-Storm | Control Panel |  |  | LP |  | Electrical Equipment
8953 | COL-RBB-LSH-0200 | Switch, Level-High | COL-RBB-MISC | Miscellaneous Equipment | Switch,Level |  |  | LSH |  | Instrumentation Equipment
8954 | COL-RBB-LTG-0001 | Control Panel, Electrical | COL-RBB-MISC | Miscellaneous Equipment | Control Panel |  |  | LTG |  | Electrical Equipment
8955 | COL-RBB-LTG-0002 | Control Panel, Electrical | COL-RBB | Western Beaches Tunnel (Battery Park)-Storm | Control Panel |  |  | LTG |  | Electrical Equipment
8956 | COL-RBB-LTG-0002 | Control Panel, Electrical | COL-RBB-MISC | Miscellaneous Equipment | Control Panel |  |  | LTG |  | Electrical Equipment
8959 | COL-RBB-MCC-0001 | Motor Control Centre | COL-RBB | Western Beaches Tunnel (Battery Park)-Storm | Control Panel,MCC |  |  | MCC |  | Electrical Equipment
8960 | COL-RBB-MCC-0001 | Motor Control Centre | COL-RBB-MISC | Miscellaneous Equipment | Control Panel,MCC |  |  | MCC |  | Electrical Equipment
8961 | COL-RBB-MISC | Miscellaneous Equipment | COL-RBB | Western Beaches Tunnel (Battery Park)-Storm | [5 empty] | Sub-Process
8963 | COL-RBB-P-0101 | Pump, Submersible | COL-RBB | Western Beaches Tunnel (Battery Park)-Storm | Pump |  |  | P |  | Mechanical Equipment
8964 | COL-RBB-P-0101 | Pump, Submersible | COL-RBB-MISC | Miscellaneous Equipment | Pump |  |  | P |  | Mechanical Equipment
8965 | COL-RBB-PDP-0001 | Control Panel, Power Dist. | COL-RBB | Western Beaches Tunnel (Battery Park)-Storm | Control Panel |  |  | PDP |  | Electrical Equipment
8966 | COL-RBB-PDP-0002 | Control Panel, Power Dist. | COL-RBB | Western Beaches Tunnel (Battery Park)-Storm | Control Panel |  |  | PDP |  | Electrical Equipment
8967 | COL-RBB-PIT-0001 | Transmitter, Pressure | COL-RBB | Western Beaches Tunnel (Battery Park)-Storm | Transmitter |  |  | PIT |  | Instrumentation Equipment
8968 | COL-RBB-PIT-0001 | Transmitter, Pressure | COL-RBB-MISC | Miscellaneous Equipment | Transmitter |  |  | PIT |  | Instrumentation Equipment
8969 | COL-RBB-PS-0001 | Power Supply, DC | COL-RBB | Western Beaches Tunnel (Battery Park)-Storm | Uninterruptible Power Supply |  |  | PS |  | Electrical Equipment
8970 | COL-RBB-PS-0001 | Power Supply, DC | COL-RBB-MISC | Miscellaneous Equipment | Uninterruptible Power Supply |  |  | PS |  | Electrical Equipment
8971 | COL-RBB-RPU-0001 | Remote Processing Unit | COL-RBB | Western Beaches Tunnel (Battery Park)-Storm | RPU |  |  | RPU |  | Electrical Equipment
8972 | COL-RBB-RPU-0001 | Remote Processing Unit | COL-RBB-MISC | Miscellaneous Equipment | RPU |  |  | RPU |  | Electrical Equipment
8974 | COL-RBB-SC-0002 | Screen, Brush | COL-RBB-MISC | Miscellaneous Equipment | Screen |  |  | SC |  | Mechanical Equipment
8975 | COL-RBB-SP-0217 | Sampler, Forcemain Flow | COL-RBB | Western Beaches Tunnel (Battery Park)-Storm | Sampler |  |  | SP |  | Mechanical Equipment
8976 | COL-RBB-SP-0231 | Sampler, U. V. Flow | COL-RBB | Western Beaches Tunnel (Battery Park)-Storm | Sampler |  |  | SP |  | Mechanical Equipment
8977 | COL-RBB-SW-0001 | Switch, Inside Alarm Panel | COL-RBB | Western Beaches Tunnel (Battery Park)-Storm | Switch |  |  | SW |  | Electrical Equipment
8978 | COL-RBB-SW-0001 | Switch, Inside Alarm Panel | COL-RBB-MISC | Miscellaneous Equipment | Switch |  |  | SW |  | Electrical Equipment
8979 | COL-RBB-SW-0002 | Switch, Fused | COL-RBB | Western Beaches Tunnel (Battery Park)-Storm | Switch |  |  | SW |  | Electrical Equipment
8980 | COL-RBB-SW-0002 | Switch, Fused | COL-RBB-MISC | Miscellaneous Equipment | Switch |  |  | SW |  | Electrical Equipment
8981 | COL-RBB-SW-0005 | Switch, Valve House | COL-RBB | Western Beaches Tunnel (Battery Park)-Storm | Switch |  |  | SW |  | Electrical Equipment
8982 | COL-RBB-SW-0005 | Switch, Valve House | COL-RBB-MISC | Miscellaneous Equipment | Switch |  |  | SW |  | Electrical Equipment
8983 | COL-RBB-SWG-0002 | Switchgear, Indoor | COL-RBB | Western Beaches Tunnel (Battery Park)-Storm | Switchgear |  |  | SWG |  | Electrical Equipment
8984 | COL-RBB-SWG-0002 | Switchgear, Indoor | COL-RBB-MISC | Miscellaneous Equipment | Switchgear |  |  | SWG |  | Electrical Equipment
8985 | COL-RBB-SWG-0003 | Switchgear, Indoor | COL-RBB | Western Beaches Tunnel (Battery Park)-Storm | Switchgear |  |  | SWG |  | Electrical Equipment
8986 | COL-RBB-SWG-0003 | Switchgear, Indoor | COL-RBB-MISC | Miscellaneous Equipment | Switchgear |  |  | SWG |  | Electrical Equipment
8987 | COL-RBB-SWG-0004 | Switchgear, Indoor | COL-RBB | Western Beaches Tunnel (Battery Park)-Storm | Switchgear |  |  | SWG |  | Electrical Equipment
8988 | COL-RBB-SWG-0004 | Switchgear, Indoor | COL-RBB-MISC | Miscellaneous Equipment | Switchgear |  |  | SWG |  | Electrical Equipment
8989 | COL-RBB-SWG-0005 | Switchgear, Indoor | COL-RBB | Western Beaches Tunnel (Battery Park)-Storm | Switchgear |  |  | SWG |  | Electrical Equipment
8990 | COL-RBB-SWG-0005 | Switchgear, Indoor | COL-RBB-MISC | Miscellaneous Equipment | Switchgear |  |  | SWG |  | Electrical Equipment
8991 | COL-RBB-T-0001 | Tank, Domestic Hot Water | COL-RBB-MISC | Miscellaneous Equipment | Tank |  |  | T |  | Mechanical Equipment
8992 | COL-RBB-TR-0003 | Transformer, Lighting Panel 0001 | COL-RBB-MISC | Miscellaneous Equipment | Transformer |  |  | TR |  | Electrical Equipment
8993 | COL-RBB-TR-0004 | Transformer, Power | COL-RBB | Western Beaches Tunnel (Battery Park)-Storm | Transformer |  |  | TR |  | Electrical Equipment
8994 | COL-RBB-TR-0005 | Transformer, Power | COL-RBB | Western Beaches Tunnel (Battery Park)-Storm | Transformer |  |  | TR |  | Electrical Equipment
8995 | COL-RBB-TR-0005 | Transformer, Power | COL-RBB-MISC | Miscellaneous Equipment | Transformer |  |  | TR |  | Electrical Equipment
8997 | COL-RBB-UPS-0001 | UPS, Sample Room | COL-RBB-MISC | Miscellaneous Equipment | Uninterruptible Power Supply |  |  | UPS |  | Electrical Equipment
9057 | COL-RBB-WEL-0100 | Wet well | COL-RBB-MISC | Miscellaneous Equipment | Well |  |  | WEL |  | Mechanical Equipment
9058 | COL-RBC-CP-0001 | Control Panel, Operator | COL-RBC | Cowan Shaft (WBT)-storm | Control Panel |  |  | CP |  | Electrical Equipment
9059 | COL-RBC-CP-0001 | Control Panel, Operator | COL-RBC-MISC | Miscellaneous Equipment | Control Panel |  |  | CP |  | Electrical Equipment
9061 | COL-RBC-DM-0001 | Damper/Louver, Sample Room | COL-RBC | Cowan Shaft (WBT)-storm | Damper/Louver |  |  | DM |  | Mechanical Equipment
9062 | COL-RBC-DM-0001 | Damper/Louver, Sample Room | COL-RBC-MISC | Miscellaneous Equipment | Damper/Louver |  |  | DM |  | Mechanical Equipment
9063 | COL-RBC-FEQ-0001S | Fire Prevention, Extinguisher | COL-W-OBSOLETE | Col West Obsolete Entities | Fire Prevention,Extinguisher |  | 42908 | FEQ |  | Obsolete Entity
9064 | COL-RBC-FIT-0001S | Transmitter, Flow | COL-W-OBSOLETE | Col West Obsolete Entities | Transmitter |  | 47584 | FIT |  | Obsolete Entity
9066 | COL-RBC-G-0001 | Sluice Gate, | COL-RBC | Cowan Shaft (WBT)-storm | Valve |  |  | G |  | Mechanical Equipment
9069 | COL-RBC-HPU-0001 | Drive, Hydraulic system | COL-RBC | Cowan Shaft (WBT)-storm | Drive |  |  | HPU |  | Mechanical Equipment
9070 | COL-RBC-HPU-0001 | Drive, Hydraulic system | COL-RBC-MISC | Miscellaneous Equipment | Drive |  |  | HPU |  | Mechanical Equipment
9071 | COL-RBC-HTR-0001 | Heater, Baseboard | COL-RBC | Cowan Shaft (WBT)-storm | Heater |  |  | HTR |  | Mechanical Equipment
9072 | COL-RBC-JIT-0001 | Meter, Power Indicating Transmitter | COL-RBC-MISC | Miscellaneous Equipment | Meter |  |  | JIT |  | Instrumentation Equipment
9073 | COL-RBC-JIT-0002 | Meter, Power Indicating Transmitter | COL-RBC | Cowan Shaft (WBT)-storm | Meter |  |  | JIT |  | Instrumentation Equipment
9074 | COL-RBC-JIT-0002 | Meter, Power Indicating Transmitter | COL-RBC-MISC | Miscellaneous Equipment | Meter |  |  | JIT |  | Instrumentation Equipment
9075 | COL-RBC-LIT-0001S | Level Indicating Transmitter | COL-RBC | Cowan Shaft (WBT)-storm | Transmitter,Level |  | 47581 | LIT |  | Obsolete Entity
9076 | COL-RBC-LIT-0001S | Level Indicating Transmitter | COL-RBC-MISC | Miscellaneous Equipment | Transmitter,Level |  | 47581 | LIT |  | Obsolete Entity
9077 | COL-RBC-LIT-0301S | Transmitter, Level | COL-RBC | Cowan Shaft (WBT)-storm | Transmitter,Level |  | 47583 | LIT |  | Obsolete Entity
9078 | COL-RBC-LIT-0301S | Transmitter, Level | COL-RBC-MISC | Miscellaneous Equipment | Transmitter,Level |  | 47583 | LIT |  | Obsolete Entity
9079 | COL-RBC-LP-0001 | Control Panel, Lighting | COL-RBC | Cowan Shaft (WBT)-storm | Control Panel |  |  | LP |  | Electrical Equipment
9080 | COL-RBC-LP-0002 | Control Panel, Lighting | COL-RBC | Cowan Shaft (WBT)-storm | Control Panel |  |  | LP |  | Electrical Equipment
9081 | COL-RBC-LP-0002 | Control Panel, Lighting | COL-RBC-MISC | Miscellaneous Equipment | Control Panel |  |  | LP |  | Electrical Equipment
9082 | COL-RBC-MISC | Miscellaneous Equipment | COL-RBC | Cowan Shaft (WBT)-storm | [5 empty] | Sub-Process
9083 | COL-RBC-RPU-0001 | Remote Processing Unit | COL-RBC | Cowan Shaft (WBT)-storm | RPU |  |  | RPU |  | Electrical Equipment
9084 | COL-RBC-SC-0001 | Screen, Remembrance Trashrack,Shaft,Interception chamber | COL-RBC-MISC | Miscellaneous Equipment | Sampler |  |  | SC |  | Mechanical Equipment
9085 | COL-RBC-SC-0002 | Screen, Aberdeen Trashrack,Shaft,Interception chamber | COL-RBC-MISC | Miscellaneous Equipment | Sampler |  |  | SC |  | Mechanical Equipment
9086 | COL-RBC-SP-0313 | Sampler, Overflow | COL-RBC | Cowan Shaft (WBT)-storm | Sampler |  |  | SP |  | Mechanical Equipment
9087 | COL-RBC-SP-0313 | Sampler, Overflow | COL-RBC-MISC | Miscellaneous Equipment | Sampler |  |  | SP |  | Mechanical Equipment
9088 | COL-RBC-SW-0001 | Switch, Main Power | COL-RBC | Cowan Shaft (WBT)-storm | Switch |  |  | SW |  | Electrical Equipment
9089 | COL-RBC-UPS-0001 | UPS | COL-RBC | Cowan Shaft (WBT)-storm | Uninterruptible Power Supply |  |  | UPS |  | Electrical Equipment
9090 | COL-RBC-WEL-0100 | Wet well | COL-RBC-MISC | Miscellaneous Equipment | Well |  |  | WEL |  | Mechanical Equipment
9092 | COL-RBG-CP-0001 | Control Panel, Operator | COL-RBG-MISC | Miscellaneous Equipment | Control Panel |  |  | CP |  | Electrical Equipment
9095 | COL-RBG-FEQ-0001S | Fire Prevention, Extinguisher | COL-RBG-MISC | Miscellaneous Equipment | Fire Prevention,Extinguisher |  | 42909 | FEQ |  | Obsolete Entity
9096 | COL-RBG-FEQ-0001S | Fire Prevention, Extinguisher | COL-W-OBSOLETE | Col West Obsolete Entities | Fire Prevention,Extinguisher |  | 42909 | FEQ |  | Obsolete Entity
9097 | COL-RBG-FIT-0412 | Transmitter, Flow | COL-RBG-MISC | Miscellaneous Equipment | Transmitter |  |  | FIT |  | Instrumentation Equipment
9100 | COL-RBG-HPU-0001 | Drive, Hydraulic system | COL-RBG | Glendale Shaft (WBT)-storm | Drive |  |  | HPU |  | Mechanical Equipment
9101 | COL-RBG-HTR-0001 | Heater, Baseboard | COL-RBG | Glendale Shaft (WBT)-storm | Heater |  |  | HTR |  | Mechanical Equipment
9102 | COL-RBG-JIT-0001 | Meter, Power Indicating Transmitter | COL-RBG-MISC | Miscellaneous Equipment | Meter |  |  | JIT |  | Instrumentation Equipment
9103 | COL-RBG-LIT-0001 | Level Indicating Transmitter | COL-RBG | Glendale Shaft (WBT)-storm | Transmitter,Level |  |  | LIT |  | Instrumentation Equipment
9104 | COL-RBG-LIT-0001 | Level Indicating Transmitter | COL-RBG-MISC | Miscellaneous Equipment | Transmitter,Level |  |  | LIT |  | Instrumentation Equipment
9105 | COL-RBG-LP-0001 | Control Panel, Lighting | COL-RBG-MISC | Miscellaneous Equipment | Control Panel |  |  | LP |  | Electrical Equipment
9106 | COL-RBG-LP-0002 | Control Panel, Power Dist. | COL-RBG | Glendale Shaft (WBT)-storm | Control Panel |  |  | LP |  | Electrical Equipment
9107 | COL-RBG-MISC | Miscellaneous Equipment | COL-RBG | Glendale Shaft (WBT)-storm | [5 empty] | Sub-Process
9108 | COL-RBG-RPU-0001 | Remote Processing Unit | COL-RBG-MISC | Miscellaneous Equipment | RPU |  |  | RPU |  | Electrical Equipment
9109 | COL-RBG-SP-0413 | Sampler, Influent Flow | COL-RBG-MISC | Miscellaneous Equipment | Sampler |  |  | SP |  | Mechanical Equipment
9110 | COL-RBG-UPS-0001 | UPS | COL-RBG | Glendale Shaft (WBT)-storm | Uninterruptible Power Supply |  |  | UPS |  | Electrical Equipment
9112 | COL-RBG-WEL-0100 | Wet well | COL-RBG-MISC | Miscellaneous Equipment | Well |  |  | WEL |  | Mechanical Equipment
9119 | COL-SKW-CB-0001 | Circuit Breaker, Main | COL-SKW-MISC | Miscellaneous Equipment | Circuit Breaker |  |  | CB |  | Electrical Equipment
9120 | COL-SKW-CB-0002 | Circuit Breaker, Tank Pump | COL-SKW | Kew Beach Detention Tank (Kenilworth)-storm | Circuit Breaker |  |  | CB |  | Electrical Equipment
9121 | COL-SKW-CB-0003 | Circuit Breaker, Gate | COL-SKW | Kew Beach Detention Tank (Kenilworth)-storm | Circuit Breaker |  |  | CB |  | Electrical Equipment
9122 | COL-SKW-CB-0003 | Circuit Breaker, Gate | COL-SKW-MISC | Miscellaneous Equipment | Circuit Breaker |  |  | CB |  | Electrical Equipment
9123 | COL-SKW-CB-0004 | Circuit Breaker, Lighting Panel | COL-SKW | Kew Beach Detention Tank (Kenilworth)-storm | Circuit Breaker |  |  | CB |  | Electrical Equipment
9124 | COL-SKW-CB-0004 | Circuit Breaker, Lighting Panel | COL-SKW-MISC | Miscellaneous Equipment | Circuit Breaker |  |  | CB |  | Electrical Equipment
9125 | COL-SKW-CH-0002 | Chamber, Valve | COL-SKW | Kew Beach Detention Tank (Kenilworth)-storm | Chamber |  |  | CH |  | Mechanical Equipment
9126 | COL-SKW-CH-0002 | Chamber, Valve | COL-SKW-MISC | Miscellaneous Equipment | Chamber |  |  | CH |  | Mechanical Equipment
9127 | COL-SKW-CH-0005 | Manhole, Tank Discharge to Asbridge Treametn Plant | COL-SKW-MISC | Miscellaneous Equipment | Chamber |  |  | CH |  | Mechanical Equipment
9128 | COL-SKW-F-0001 | Filter, Air | COL-SKW-MISC | Miscellaneous Equipment | Filter |  |  | F |  | Mechanical Equipment
9129 | COL-SKW-FEQ-0001S | Fire Prevention, Extinguisher | COL-SKW | Kew Beach Detention Tank (Kenilworth)-storm | Fire Prevention,Extinguisher |  | 46860 | FEQ |  | Obsolete Entity
9130 | COL-SKW-FEQ-0001S | Fire Prevention, Extinguisher | COL-SKW-MISC | Miscellaneous Equipment | Fire Prevention,Extinguisher |  | 46860 | FEQ |  | Obsolete Entity
9131 | COL-SKW-FEQ-0001S | Fire Prevention, Extinguisher | COL-W-OBSOLETE | Col West Obsolete Entities | Fire Prevention,Extinguisher |  | 46860 | FEQ |  | Obsolete Entity
9134 | COL-SKW-GRF-0001 | Indicator, Ground Fault | COL-SKW-MISC | Miscellaneous Equipment |  |  |  | GRF |  | Electrical Equipment
9135 | COL-SKW-JIT-0001 | Meter, Power Indicating Transmitter | COL-SKW | Kew Beach Detention Tank (Kenilworth)-storm | Meter |  |  | JIT |  | Instrumentation Equipment
9136 | COL-SKW-JIT-0001 | Meter, Power Indicating Transmitter | COL-SKW-MISC | Miscellaneous Equipment | Meter |  |  | JIT |  | Instrumentation Equipment
9141 | COL-SKW-LP-0001 | Control Panel, Electrical | COL-SKW | Kew Beach Detention Tank (Kenilworth)-storm | Control Panel |  |  | LP |  | Electrical Equipment
9142 | COL-SKW-LP-0001 | Control Panel, Electrical | COL-SKW-MISC | Miscellaneous Equipment | Control Panel |  |  | LP |  | Electrical Equipment
9143 | COL-SKW-LSH-0201 | Switch, Level-High | COL-SKW | Kew Beach Detention Tank (Kenilworth)-storm | Switch,Level |  |  | LSH |  | Instrumentation Equipment
9144 | COL-SKW-LSH-0202 | Switch, Level-High | COL-SKW | Kew Beach Detention Tank (Kenilworth)-storm | Switch,Level |  |  | LSH |  | Instrumentation Equipment
9145 | COL-SKW-LSL-0101 | Switch, Level-Low | COL-SKW-MISC | Miscellaneous Equipment | Switch,Level |  |  | LSL |  | Instrumentation Equipment
9146 | COL-SKW-P-0100 | Pump, Centrifugal | COL-SKW | Kew Beach Detention Tank (Kenilworth)-storm | Pump |  |  | P |  | Mechanical Equipment
9147 | COL-SKW-RPU-0001 | Remote Processing Unit | COL-SKW | Kew Beach Detention Tank (Kenilworth)-storm | RPU |  |  | RPU |  | Electrical Equipment
9150 | COL-SKW-TR-0001 | Transformer, Lighting | COL-SKW | Kew Beach Detention Tank (Kenilworth)-storm | Transformer |  |  | TR |  | Electrical Equipment
9151 | COL-SKW-TR-0001 | Transformer, Lighting | COL-SKW-MISC | Miscellaneous Equipment | Transformer |  |  | TR |  | Electrical Equipment
9152 | COL-SKW-UPS-0001 | UPS, RPU | COL-SKW | Kew Beach Detention Tank (Kenilworth)-storm | Uninterruptible Power Supply |  |  | UPS |  | Electrical Equipment
9153 | COL-SKW-UPS-0001 | UPS, RPU | COL-SKW-MISC | Miscellaneous Equipment | Uninterruptible Power Supply |  |  | UPS |  | Electrical Equipment
9174 | COL-SMC-AIT-0001 | Analysis Indicating Transmitter, Gas | COL-SMC-MISC | Miscellaneous Equipment | Transmitter |  |  | AIT |  | Instrumentation Equipment
9175 | COL-SMC-ALR-0101 | Control Panel, Operator | COL-SMC | Maclean Detention Tank-storm | Control Panel |  |  | ALR |  | Electrical Equipment
9176 | COL-SMC-ALR-0201 | Control Panel, Operator | COL-SMC | Maclean Detention Tank-storm | Control Panel |  |  | ALR |  | Electrical Equipment
9177 | COL-SMC-ALR-0201 | Control Panel, Operator | COL-SMC-MISC | Miscellaneous Equipment | Control Panel |  |  | ALR |  | Electrical Equipment
9184 | COL-SMC-CH-0001 | Manhole, #2 | COL-SMC | Maclean Detention Tank-storm | Chamber |  |  | CH |  | Mechanical Equipment
9185 | COL-SMC-CP-0004 | Control Panel, Operator | COL-SMC-MISC | Miscellaneous Equipment | Control Panel |  |  | CP |  | Electrical Equipment
9186 | COL-SMC-DM-0001 | Damper, Control Room | COL-SMC | Maclean Detention Tank-storm | Damper/Louver |  |  | DM |  | Mechanical Equipment
9187 | COL-SMC-F-0001 | Filter, Air | COL-SMC-MISC | Miscellaneous Equipment | Filter |  |  | F |  | Mechanical Equipment
9190 | COL-SMC-FEQ-0001S | Fire Prevention, Extinguisher | COL-SMC | Maclean Detention Tank-storm | Fire Prevention,Extinguisher |  | 46864 | FEQ |  | Obsolete Entity
9193 | COL-SMC-FN-0001 | Fan, Axial | COL-SMC | Maclean Detention Tank-storm | Fan |  |  | FN |  | Mechanical Equipment
9195 | COL-SMC-GRF-0001 | Indicator, Ground Fault | COL-SMC | Maclean Detention Tank-storm |  |  |  | GRF |  | Electrical Equipment
9196 | COL-SMC-HTR-0001 | Heater, Unit | COL-SMC-MISC | Miscellaneous Equipment | Heater |  |  | HTR |  | Mechanical Equipment
9197 | COL-SMC-HTR-0003 | Heater, Baseboard | COL-SMC-MISC | Miscellaneous Equipment | Heater |  |  | HTR |  | Mechanical Equipment
9198 | COL-SMC-LIT-0001 | Transmitter, Level | COL-SMC-MISC | Miscellaneous Equipment | Transmitter,Level |  |  | LIT |  | Instrumentation Equipment
9213 | COL-MTI-TSH-2001 | Switch, Temperature, High, Oil, Hydraulic System, MTI Chamber CH-2000, Victoria St. | COL-MTI-CH-2000 | Chamber,Victoria St. Control Chamber No.20, MTI |  |  |  | TSH |  | Building Service
9239 | COL-SMC-LP-0001 | Control Panel, Lighting | COL-SMC-MISC | Miscellaneous Equipment | Control Panel |  |  | LP |  | Electrical Equipment
9240 | COL-SMC-LSH-0001 | Switch, Level-High | COL-SMC-MISC | Miscellaneous Equipment | Switch,Level |  |  | LSH |  | Instrumentation Equipment
9241 | COL-SMC-LSH-0101 | Switch, Level-High | COL-SMC | Maclean Detention Tank-storm | Switch,Level |  |  | LSH |  | Instrumentation Equipment
9242 | COL-SMC-LSH-0103 | Switch, Level-High | COL-SMC | Maclean Detention Tank-storm | Switch,Level |  |  | LSH |  | Instrumentation Equipment
9243 | COL-SMC-LSH-0103 | Switch, Level-High | COL-SMC-MISC | Miscellaneous Equipment | Switch,Level |  |  | LSH |  | Instrumentation Equipment
9244 | COL-SMC-LSHH-0002 | Switch, Level-High | COL-SMC | Maclean Detention Tank-storm | Switch,Level |  |  | LSHH |  | Instrumentation Equipment
9245 | COL-SMC-LSHH-0002 | Switch, Level-High | COL-SMC-MISC | Miscellaneous Equipment | Switch,Level |  |  | LSHH |  | Instrumentation Equipment
9246 | COL-SMC-MCC-0001 | Motor Control Centre | COL-SMC | Maclean Detention Tank-storm | Control Panel,MCC |  |  | MCC |  | Electrical Equipment
9247 | COL-SMC-MCC-0001 | Motor Control Centre | COL-SMC-MISC | Miscellaneous Equipment | Control Panel,MCC |  |  | MCC |  | Electrical Equipment
9248 | COL-SMC-MISC | Miscellaneous Equipment | COL-SMC | Maclean Detention Tank-storm | [5 empty] | Sub-Process
9249 | COL-SMC-P-0001 | Pump, Submersible | COL-SMC | Maclean Detention Tank-storm | Pump |  | 34130 | P |  | Mechanical Equipment
9250 | COL-SMC-P-0001 | Pump, Submersible | COL-SMC-MISC | Miscellaneous Equipment | Pump |  | 34130 | P |  | Mechanical Equipment
9251 | COL-SMC-P-0100 | Pump, Stormwater tank | COL-SMC | Maclean Detention Tank-storm | Pump |  |  | P |  | Mechanical Equipment
9253 | COL-SMC-T-0100 | Tank, Stormwater | COL-SMC-MISC | Miscellaneous Equipment | Tank |  |  | T |  | Mechanical Equipment
9254 | COL-SMC-T-0200 | Tank, CSO | COL-SMC-MISC | Miscellaneous Equipment | Tank |  |  | T |  | Mechanical Equipment
9255 | COL-SMC-TR-0001 | Transformer, Lighting | COL-SMC | Maclean Detention Tank-storm | Transformer |  |  | TR |  | Electrical Equipment
9256 | COL-SMC-TR-0001 | Transformer, Lighting | COL-SMC-MISC | Miscellaneous Equipment | Transformer |  |  | TR |  | Electrical Equipment
9269 | COL-SPC1 | Process Control Systems - Administrative | COL | Complex Systems | [5 empty] | Sub Area
9270 | COL-SPC1 | Process Control Systems - Administrative | COL-SPC | Process Control Systems - Services Area | [5 empty] | Sub Area
9272 | COL-SWQTF-PS | Pumping Stations | COL-SWQTF | Storm Water Quality Treatment Facility | [5 empty] | Sub Area
9273 | COL-SWQTF-STM | Storm | COL-SWQTF | Storm Water Quality Treatment Facility | [5 empty] | Sub Area
9274 | COL-W-OBSOLETE | Col West Obsolete Entities | COL | Complex Systems | [5 empty] | Obsolete Entity
9275 | COL-WEST | West | COL | Complex Systems | [5 empty] | Work Area
9276 | COL-WEST-PS | West Pumping Stations | COL-WEST | West | [5 empty] | Sub Area
9277 | COL-WEST-STM | Storm | COL-WEST | West | [5 empty] | Sub Area
9281 | COL-YKP | Kipling Yard | YKP-BLD | Collections - 435 Kipling Ave. Building envelope | [5 empty] | Building Service
9303 | COL-PAB-MISC | Miscellaneous Equipment | COL-PAB | Ashbridges Bay Pumping Station (Coxwell) | [5 empty] | Sub-Process
9312 | COL-PBF-BFP-0001 | Back Flow Preventer | COL-PBF-MISC | Miscellaneous Equipment | Valve,Backflow Preventer |  |  | BFP |  | Mechanical Equipment
9313 | COL-PBF-CH-0001 | Chamber, Overflow | COL-PBF-MISC | Miscellaneous Equipment | Chamber |  |  | CH |  | Mechanical Equipment
9314 | COL-PBF-COM-0001 | Control Panel, Operator | COL-PBF | Bluffers Park Sewage Pumping Station | Control Panel |  |  | COM |  | Electrical Equipment
9315 | COL-PBF-COM-0001 | Control Panel, Operator | COL-PBF-MISC | Miscellaneous Equipment | Control Panel |  |  | COM |  | Electrical Equipment
9316 | COL-PBF-CP-0300 | Control Panel | COL-PBF-MISC | Miscellaneous Equipment | Control Panel |  |  | CP |  | Electrical Equipment
9318 | COL-PBF-DM-0003 | Damper/Louver | COL-PBF-MISC | Miscellaneous Equipment | Damper/Louver |  |  | DM |  | Mechanical Equipment
9321 | COL-PBF-HTR-0001 | Heater, Main Control Panel | COL-PBF-MISC | Miscellaneous Equipment | Heater |  |  | HTR |  | Mechanical Equipment
9322 | COL-PBF-LSHH-0104 | Switch, Level High-High | COL-PBF | Bluffers Park Sewage Pumping Station | Switch,Level |  |  | LSHH |  | Instrumentation Equipment
9323 | COL-PBF-LSLL-0101 | Switch, Level Low-Low | COL-PBF | Bluffers Park Sewage Pumping Station | Switch,Level |  |  | LSLL |  | Instrumentation Equipment
9324 | COL-PBF-LSLL-0101 | Switch, Level Low-Low | COL-PBF-MISC | Miscellaneous Equipment | Switch,Level |  |  | LSLL |  | Instrumentation Equipment
9325 | COL-PBF-MISC | Miscellaneous Equipment | COL-PBF | Bluffers Park Sewage Pumping Station | [5 empty] | Sub-Process
9326 | COL-PBF-OIT-0001 | Operator Interface Terminal | COL-PBF-MISC | Miscellaneous Equipment | Computer Equipment,Monitor |  |  | OIT |  | Electrical Equipment
9327 | COL-PBF-P-0001 | Pump, Centrifugal | COL-PBF | Bluffers Park Sewage Pumping Station | Pump |  | 34116 | P |  | Mechanical Equipment
9328 | COL-PBF-P-0100 | Pump, Centrifugal | COL-PBF | Bluffers Park Sewage Pumping Station | Pump |  |  | P |  | Mechanical Equipment
9329 | COL-PBF-P-0100A | Pump, Centrifugal | COL-PBF | Bluffers Park Sewage Pumping Station | Pump |  |  | P |  | Mechanical Equipment
9330 | COL-PBF-P-0200 | Pump, Centrifugal | COL-PBF | Bluffers Park Sewage Pumping Station | Pump |  |  | P |  | Mechanical Equipment
9331 | COL-PBF-RPU-0001 | Remote Processing Unit | COL-PBF | Bluffers Park Sewage Pumping Station | RPU |  |  | RPU |  | Electrical Equipment
9333 | COL-PBF-SS-0001 | Security System | COL-PBF-MISC | Miscellaneous Equipment | Security System |  |  | SS |  | Electrical Equipment
9334 | COL-PBF-TR-0001 | Transformer, Power | COL-PBF | Bluffers Park Sewage Pumping Station | Transformer |  |  | TR |  | Electrical Equipment
9335 | COL-PBF-TR-0001 | Transformer, Power | COL-PBF-MISC | Miscellaneous Equipment | Transformer |  |  | TR |  | Electrical Equipment
9341 | COL-PBF-WEL-0100 | Wet well | COL-PBF-MISC | Miscellaneous Equipment | Well |  |  | WEL |  | Mechanical Equipment
9427 | COL-PBG-MISC | Miscellaneous Equipment | COL-PBG | Brule Gardens Sewage Pumping Station | [5 empty] | Sub-Process
9520 | COL-PBP-OIT-0001 | Operator Interface Terminal | COL-PBP-MISC | Miscellaneous Equipment | Computer Equipment,Monitor |  |  | OIT |  | Electrical Equipment
9548 | COL-PBR-CH-0001 | Chamber, Valve | COL-PBR | Berry Road Sewage Pumping Station | Chamber |  |  | CH |  | Mechanical Equipment
9549 | COL-PBR-CP-0001 | Control Panel, Operator | COL-PBR | Berry Road Sewage Pumping Station | Control Panel |  |  | CP |  | Electrical Equipment
9550 | COL-PBR-CP-0001 | Control Panel, Operator | COL-PBR-MISC | Miscellaneous Equipment | Control Panel |  |  | CP |  | Electrical Equipment
9552 | COL-PBR-GRF-0001 | Indicator, Ground Fault | COL-PBR-MISC | Miscellaneous Equipment |  |  |  | GRF |  | Electrical Equipment
9553 | COL-PBR-HTR-0001 | Heater, Electrical Panel | COL-PBR-MISC | Miscellaneous Equipment | Heater |  |  | HTR |  | Mechanical Equipment
9554 | COL-PBR-JIT-0001 | Meter, Power Indicating Transmitter | COL-PBR | Berry Road Sewage Pumping Station | Meter |  |  | JIT |  | Instrumentation Equipment
9555 | COL-PBR-LIT-0101 | Transmitter, Level | COL-PBR | Berry Road Sewage Pumping Station | Transmitter,Level |  |  | LIT |  | Instrumentation Equipment
9556 | COL-PBR-LP-0001 | Control Panel, Electrical | COL-PBR | Berry Road Sewage Pumping Station | Control Panel |  |  | LP |  | Electrical Equipment
9557 | COL-PBR-LSH-0103 | Switch, Level | COL-PBR | Berry Road Sewage Pumping Station | Switch,Level |  |  | LSH |  | Instrumentation Equipment
9558 | COL-PBR-LSHH-0104 | Switch, Level-High | COL-PBR | Berry Road Sewage Pumping Station | Switch,Level |  |  | LSHH |  | Instrumentation Equipment
9559 | COL-PBR-LSHH-0104 | Switch, Level-High | COL-PBR-MISC | Miscellaneous Equipment | Switch,Level |  |  | LSHH |  | Instrumentation Equipment
9560 | COL-PBR-LSL-0102 | Switch, Level | COL-PBR | Berry Road Sewage Pumping Station | Switch,Level |  |  | LSL |  | Instrumentation Equipment
9561 | COL-PBR-LSLL-0101 | Switch, Level-Low | COL-PBR-MISC | Miscellaneous Equipment | Switch |  |  | LSLL |  | Instrumentation Equipment
9566 | COL-PBR-MISC | Miscellaneous Equipment | COL-PBR | Berry Road Sewage Pumping Station | [5 empty] | Sub-Process
9573 | COL-PBR-SW-0003 | Switch, Lighting Transformer | COL-PBR-MISC | Miscellaneous Equipment | Switch |  |  | SW |  | Electrical Equipment
9574 | COL-PBR-TR-0001 | Transformer, TR1 | COL-PBR-MISC | Miscellaneous Equipment | Transformer |  |  | TR |  | Electrical Equipment
9575 | COL-PBR-TS-0001 | Switch, Transfer | COL-PBR-MISC | Miscellaneous Equipment | Switch |  |  | TS |  | Electrical Equipment
9582 | COL-PBR-WEL-0100 | Well, Wet | COL-PBR-MISC | Miscellaneous Equipment |  |  |  | WEL |  | Mechanical Equipment
9583 | COL-PBR-WEL-0200 | Well | COL-PBR-MISC | Miscellaneous Equipment |  |  |  | WEL |  | Mechanical Equipment
9584 | COL-PBY-CB-0001 | Circuit Breaker, | COL-PBY | Brick Yard Sewage Pumping Station | Circuit Breaker |  |  | CB |  | Electrical Equipment
9585 | COL-PBY-CH-0001 | Chamber, Inlet | COL-PBY | Brick Yard Sewage Pumping Station | Chamber |  |  | CH |  | Mechanical Equipment
9586 | COL-PBY-CH-0001 | Chamber, Inlet | COL-PBY-MISC | Miscellaneous Equipment | Chamber |  |  | CH |  | Mechanical Equipment
9587 | COL-PBY-CP-0001 | Control Panel, Operator | COL-PBY | Brick Yard Sewage Pumping Station | Control Panel |  |  | CP |  | Electrical Equipment
9588 | COL-PBY-CP-0002 | Control Panel, MCC | COL-PBY-MISC | Miscellaneous Equipment | Control Panel |  |  | CP |  | Electrical Equipment
9589 | COL-PBY-CP-0004 | Control Panel, Grinder | COL-PBY-MISC | Miscellaneous Equipment | Control Panel |  |  | CP |  | Electrical Equipment
9590 | COL-PBY-FEQ-0001S | Fire Prevention, Extinguisher | COL-PBR-MISC | Miscellaneous Equipment | Fire Prevention,Extinguisher |  | 42605 | FEQ |  | Obsolete Entity
9591 | COL-PBY-FEQ-0001S | Fire Prevention, Extinguisher | COL-W-OBSOLETE | Col West Obsolete Entities | Fire Prevention,Extinguisher |  | 42605 | FEQ |  | Obsolete Entity
9593 | COL-PBY-GDR-0001 | Grinder, Comminutor | COL-PCU | Cumber Pumping Station | Screen |  |  | GDR |  | Mechanical Equipment
9594 | COL-PBY-LSH-0103 | Switch, Level-High | COL-PBY-MISC | Miscellaneous Equipment | Switch,Level |  |  | LSH |  | Instrumentation Equipment
9595 | COL-PBY-LSH-0104 | Switch, Level High | COL-PBY-MISC | Miscellaneous Equipment | Switch,Level |  |  | LSH |  | Instrumentation Equipment
9596 | COL-PBY-LSHH-0104 | Switch, Level High-High | COL-PBY | Brick Yard Sewage Pumping Station | Switch,Level |  |  | LSHH |  | Instrumentation Equipment
9597 | COL-PBY-LSL-0102 | Switch, Level-Low | COL-PBY-MISC | Miscellaneous Equipment | Switch |  |  | LSL |  | Instrumentation Equipment
9598 | COL-PBY-LSLL-0101 | Switch, Level Low-Low | COL-PBY | Brick Yard Sewage Pumping Station | Switch,Level |  |  | LSLL |  | Instrumentation Equipment
9599 | COL-PBY-MISC | Miscellaneous Equipment | COL-PBY | Brick Yard Sewage Pumping Station | [5 empty] | Sub-Process
9600 | COL-PBY-P-0200 | Pump, Centrifugal | COL-PBY | Brick Yard Sewage Pumping Station | Pump |  |  | P |  | Mechanical Equipment
9606 | COL-PBY-WEL-0100 | Wet Well | COL-PBY-MISC | Miscellaneous Equipment | Well |  |  | WEL |  | Mechanical Equipment
9722 | COL-PCF-TS-0001 | Switch, Transfer | COL-PCF-MISC | Miscellaneous Equipment | Switch |  |  | TS |  | Electrical Equipment
9785 | COL-PCP-CB-0001 | Circuit Breaker, Transformer Feed | COL-PCP-MISC | Miscellaneous Equipment | Circuit Breaker |  |  | CB |  | Electrical Equipment
9786 | COL-PCP-CB-0002 | Circuit Breaker, Generator | COL-PCP | Copeland Pumping Station | Circuit Breaker |  |  | CB |  | Electrical Equipment
9787 | COL-PCP-CB-0002 | Circuit Breaker, Generator | COL-PCP-MISC | Miscellaneous Equipment | Circuit Breaker |  |  | CB |  | Electrical Equipment
9789 | COL-PCP-FEQ-0001S | Fire Prevention, Extinguisher | COL-PCP | Copeland Pumping Station | Fire Prevention,Extinguisher |  | 41316 | FEQ |  | Obsolete Entity
9791 | COL-PCP-HTR-0001 | Heater, Panel | COL-PCP | Copeland Pumping Station | Heater |  |  | HTR |  | Electrical Equipment
9792 | COL-PCP-HTR-0001 | Heater, Panel | COL-PCP-MISC | Miscellaneous Equipment | Heater |  |  | HTR |  | Electrical Equipment
9793 | COL-PCP-HTR-0002 | Heater, Valve Chamber | COL-PCP | Copeland Pumping Station | Heater |  |  | HTR |  | Mechanical Equipment
9794 | COL-PCP-JIT-0001 | Meter, Power Indicating Transmitter, Main Power | COL-PCP | Copeland Pumping Station | Meter |  |  | JIT |  | Instrumentation Equipment
9795 | COL-PCP-LIT-0100 | Transmitter, Level | COL-PCP-MISC | Miscellaneous Equipment | Transmitter,Level |  |  | LIT |  | Instrumentation Equipment
9796 | COL-PCP-LIT-0101 | Transmitter, Level | COL-PCP-MISC | Miscellaneous Equipment | Transmitter,Level |  |  | LIT |  | Instrumentation Equipment
9797 | COL-PCP-LSH-0103 | Switch, Level-High | COL-PCP-MISC | Miscellaneous Equipment | Switch,Level |  |  | LSH |  | Instrumentation Equipment
9798 | COL-PCP-LSL-0102 | Switch, Level-Low | COL-PCP | Copeland Pumping Station | Switch |  |  | LSL |  | Instrumentation Equipment
9799 | COL-PCP-LTG-0001 | Lighting | COL-PCP-MISC | Miscellaneous Equipment | Control Panel |  |  | LTG |  | Electrical Equipment
9800 | COL-PCP-P-0100 | Pump, Centrifugal | COL-PCP | Copeland Pumping Station | Pump |  |  | P |  | Mechanical Equipment
9801 | COL-PCP-P-0200 | Pump, Centrifugal | COL-PCP | Copeland Pumping Station | Pump |  |  | P |  | Mechanical Equipment
9802 | COL-PCP-PLQ-0001 | Plumbing Equipment | COL-PCP-MISC | Miscellaneous Equipment | Pump |  |  | PLQ |  | Mechanical Equipment
9803 | COL-PCP-RPU-0001 | Control Panel, Operator | COL-PCP | Copeland Pumping Station | Control Panel |  |  | RPU |  | Electrical Equipment
9804 | COL-PCP-SS-0001 | Security System | COL-PCP-MISC | Miscellaneous Equipment | Security System |  |  | SS |  | Electrical Equipment
9805 | COL-PCP-TR-0001 | Control Panel, Electrical | COL-PCP | Copeland Pumping Station | Transformer |  |  | TR |  | Electrical Equipment
9806 | COL-PCP-TS-0001 | Switch, Transfer | COL-PCP | Copeland Pumping Station | Switch |  |  | TS |  | Electrical Equipment
9807 | COL-PCP-UPS-0001 | UPS, Control Panel | COL-PCP | Copeland Pumping Station | Uninterruptible Power Supply |  |  | UPS |  | Electrical Equipment
9808 | COL-PCP-UPS-0001 | UPS, Control Panel | COL-PCP-MISC | Miscellaneous Equipment | Uninterruptible Power Supply |  |  | UPS |  | Electrical Equipment
9817 | COL-PCP-WEL-0100 | Wet Well | COL-PCP | Copeland Pumping Station | Well |  |  | WEL |  | Mechanical Equipment
9818 | COL-PCP-WEL-0100 | Wet Well | COL-PCP-MISC | Miscellaneous Equipment | Well |  |  | WEL |  | Mechanical Equipment
9877 | COL-PCU-CP-0002 | Control Panel, Operator, PLC, Cumber PS | COL-PCU | Cumber Pumping Station | Control Panel |  | 34984 | CP |  | Electrical Equipment
9878 | COL-PCU-CP-0003 | Control Panel, Operator, Lighting and Transformer, Cumber PS | COL-PCU-MISC | Miscellaneous Equipment | Control Panel |  | 34985 | CP |  | Electrical Equipment
9879 | COL-PCU-CP-0004 | Control Panel, Operator, Alarm Reset, Cumber PS | COL-PCU | Cumber Pumping Station | Control Panel |  | 34986 | CP |  | Electrical Equipment
9880 | COL-PCU-CP-0004 | Control Panel, Operator, Alarm Reset, Cumber PS | COL-PCU-MISC | Miscellaneous Equipment | Control Panel |  | 34986 | CP |  | Electrical Equipment
9881 | COL-PCU-CP-0005 | Control Panel, Operator, Power Indicating, Cumber PS | COL-PCU | Cumber Pumping Station | Control Panel |  | 34987 | CP |  | Electrical Equipment
9882 | COL-PCU-CP-0006 | Control Panel, Operator, Pumps, Cumber PS | COL-PCU-SUSPENDED | Cumber P.S.suspended entities | Control Panel |  | 34988 | CP |  | Electrical Equipment
9883 | COL-PCU-CP-0007 | Control Panel, Operator, Battery Charger, Cumber PS115VAC/11AMP/60HZ, 24VDC/30AMP. Cell: 20N1-CA | COL-PCU-MISC | Miscellaneous Equipment | Control Panel |  | 34989 | CP |  | Electrical Equipment
9884 | COL-PCU-CP-0007 | Control Panel, Operator, Battery Charger, Cumber PS115VAC/11AMP/60HZ, 24VDC/30AMP. Cell: 20N1-CA | COL-PCU-SUSPENDED | Cumber P.S.suspended entities | Control Panel |  | 34989 | CP |  | Electrical Equipment
9888 | COL-PCU-DM-0001 | Damper/Louver, Main Floor | COL-PCU | Cumber Pumping Station | Damper/Louver |  | 34990 | DM |  | Mechanical Equipment
9889 | COL-PCU-DM-0002 | Damper/Louver, Diesel Room | COL-PCU | Cumber Pumping Station | Damper/Louver |  | 34991 | DM |  | Mechanical Equipment
9890 | COL-PCU-DR-5332 | Door Entry System | COL-PCU-MISC | Miscellaneous Equipment |  |  | 35002 | DR |  | Electrical Equipment
9907 | COL-PCU-FEQ-0005 | Fire Prevention, Extinguisher | COL-PCU | Cumber Pumping Station | Fire Prevention,Extinguisher |  | 34993 | FEQ |  | Mechanical Equipment
9908 | COL-PCU-FIT-5003 | Transmitter, Flow | COL-PCU | Cumber Pumping Station | Transmitter |  | 34938 | FIT |  | Instrumentation Equipment
9909 | COL-PCU-FIT-5003 | Transmitter, Flow | COL-PCU-MISC | Miscellaneous Equipment | Transmitter |  | 34938 | FIT |  | Instrumentation Equipment
9910 | COL-PCU-FIT-5118 | Transmitter, Flow | COL-PCU | Cumber Pumping Station | Transmitter |  | 34950 | FIT |  | Instrumentation Equipment
10178 | COW | DOS - CONSTRUCTION WEST | DOS | DIVISIONAL OPERATIONS SERVICES | [5 empty] | Work Area
10213 | DEE-ORG-P | Pipettes - Organic | BOM-LAB-DEE-INORG | Laboratory - Inorganic | [5 empty] | Equipment Location
10214 | DEE-ORG-P | Pipettes - Organic | BOM-LAB-DEE-ORG | Laboratory - Organic | [5 empty] | Equipment Location
10238 | COL-PCU-FIT-5118 | Transmitter, Flow | COL-PCU-MISC | Miscellaneous Equipment | Transmitter |  | 34950 | FIT |  | Instrumentation Equipment
10239 | COL-PCU-FIT-5138 | Transmitter, Flow | COL-PCU | Cumber Pumping Station | Transmitter |  | 34952 | FIT |  | Instrumentation Equipment
10240 | COL-PCU-FIT-5138 | Transmitter, Flow | COL-PCU-MISC | Miscellaneous Equipment | Transmitter |  | 34952 | FIT |  | Instrumentation Equipment
10241 | COL-PCU-FIT-5158 | Transmitter, Flow | COL-PCU | Cumber Pumping Station | Transmitter |  | 34953 | FIT |  | Instrumentation Equipment
10253 | COL-PCU-FSL-5113 | Flow switch, Low | COL-PCU-MISC | Miscellaneous Equipment | Switch,Flow-Low |  | 34961 | FSL |  | Instrumentation Equipment
10254 | COL-PCU-FSL-5133 | Flow switch, Low | COL-PCU | Cumber Pumping Station | Switch,Flow-Low |  | 34962 | FSL |  | Instrumentation Equipment
10255 | COL-PCU-FSL-5133 | Flow switch, Low | COL-PCU-MISC | Miscellaneous Equipment | Switch,Flow-Low |  | 34962 | FSL |  | Instrumentation Equipment
10261 | COL-PCU-GDR-5100 | Grinder, Comminutor | COL-PCU | Cumber Pumping Station | Grinder |  | 34939 | GDR |  | Mechanical Equipment
10264 | COL-PCU-GEN-5200 | Generator, Electricity | COL-PCU | Cumber Pumping Station | Generator |  | 34940 | GEN |  | Electrical Equipment
10266 | COL-PCU-HS-5335 | Transfer switch position | COL-PCU | Cumber Pumping Station | Switch |  | 34994 | HS |  | Electrical Equipment
10267 | COL-PCU-HS-5335 | Transfer switch position | COL-PCU-MISC | Miscellaneous Equipment | Switch |  | 34994 | HS |  | Electrical Equipment
10268 | COL-PCU-HTR-0003 | Heater, Pump Floor | COL-PCU | Cumber Pumping Station | Heater |  | 34995 | HTR |  | Mechanical Equipment
10274 | COL-PCU-JSL-5336 | Power failure alarm | COL-PCU-SUSPENDED | Cumber P.S.suspended entities | Switch |  | 34996 | JSL |  | Electrical Equipment
10275 | COL-PCU-JSL-5337 | RPU Power failure alarm | COL-PCU | Cumber Pumping Station | Switch |  | 34997 | JSL |  | Electrical Equipment
10276 | COL-PCU-JSL-5337 | RPU Power failure alarm | COL-PCU-SUSPENDED | Cumber P.S.suspended entities | Switch |  | 34997 | JSL |  | Electrical Equipment
10277 | COL-PCU-LIT-0101 | Transmitter, Level | COL-PCU-MISC | Miscellaneous Equipment | Transmitter,Level |  | 34941 | LIT |  | Instrumentation Equipment
10278 | COL-PCU-LIT-0101 | Transmitter, Level | COL-PCU-SUSPENDED | Cumber P.S.suspended entities | Transmitter,Level |  | 34941 | LIT |  | Instrumentation Equipment
10280 | COL-PCU-LIT-0201 | Transmitter, Level | COL-PCU | Cumber Pumping Station | Transmitter,Level |  | 34942 | LIT |  | Instrumentation Equipment
10283 | DIS | District Operations | WT&S | Water Treatment & Supply | [5 empty] | Facility
10284 | DIS YFW | Building Location | DIS-SPC | Process Control Systems | [5 empty] | Process
10285 | DIS YKP | Building Location | DIS-SPC | Process Control Systems | [5 empty] | Process
10286 | DIS-EUS | Production & End User Support | DIS-ITM | Integrated Technology Management | [5 empty] | Sub Area
10287 | DIS-ITM | Integrated Technology Management | DIS | District Operations | [5 empty] | Work Area
10288 | DIS-PHA | Building Location | DIS-EUS | Production & End User Support | [5 empty] | Process
10289 | DIS-SPC | Process Control Systems | DIS-ITM | Integrated Technology Management | [5 empty] | Sub Area
10290 | DIS-YDR | Building Location | DIS-EUS | Production & End User Support | [5 empty] | Process
10291 | DIS-YEM | Building Location | DIS-EUS | Production & End User Support | [5 empty] | Process
10292 | DIS-YFW | Building Location | DIS-EUS | Production & End User Support | [5 empty] | Process
10293 | DIS-YKP | Building Location | DIS-EUS | Production & End User Support | [5 empty] | Process
10320 | DOS ADMIN | Administration | DOS | DIVISIONAL OPERATIONS SERVICES | [5 empty] | Work Area
10329 | COL-PCU-LSH-0102 | Switch, Level-High | COL-PCU | Cumber Pumping Station | Switch,Level |  | 34968 | LSH |  | Instrumentation Equipment
10330 | COL-PCU-LSH-0102 | Switch, Level-High | COL-PCU-MISC | Miscellaneous Equipment | Switch,Level |  | 34968 | LSH |  | Instrumentation Equipment
10334 | COL-PCU-LSH-5004 | Switch, Level-High | COL-PCU | Cumber Pumping Station | Switch,Level |  | 34970 | LSH |  | Instrumentation Equipment
10335 | COL-PCU-LSH-5004 | Switch, Level-High | COL-PCU-MISC | Miscellaneous Equipment | Switch,Level |  | 34970 | LSH |  | Instrumentation Equipment
10336 | COL-PCU-LSH-5004 | Switch, Level-High | COL-PCU-SUSPENDED | Cumber P.S.suspended entities | Switch,Level |  | 34970 | LSH |  | Instrumentation Equipment
10337 | COL-PCU-LSH-5005 | Switch, Level-High | COL-PCU | Cumber Pumping Station | Switch,Level |  | 34971 | LSH |  | Instrumentation Equipment
10338 | COL-PCU-LSH-5005 | Switch, Level-High | COL-PCU-SUSPENDED | Cumber P.S.suspended entities | Switch,Level |  | 34971 | LSH |  | Instrumentation Equipment
10339 | COL-PCU-LSH-5006 | Switch, Level-High | COL-PCU | Cumber Pumping Station | Switch,Level |  | 34972 | LSH |  | Instrumentation Equipment
10340 | COL-PCU-LSH-5006 | Switch, Level-High | COL-PCU-MISC | Miscellaneous Equipment | Switch,Level |  | 34972 | LSH |  | Instrumentation Equipment
10341 | COL-PCU-LSH-5006 | Switch, Level-High | COL-PCU-SUSPENDED | Cumber P.S.suspended entities | Switch,Level |  | 34972 | LSH |  | Instrumentation Equipment
10342 | COL-PCU-LSH-5334 | Switch, Level-High | COL-PCU-MISC | Miscellaneous Equipment | Switch,Level |  | 34973 | LSH |  | Instrumentation Equipment
10349 | COL-PCU-LSL-0103 | Switch, Level-Low | COL-PCU-MISC | Miscellaneous Equipment | Switch |  | 34974 | LSL |  | Instrumentation Equipment
10350 | COL-PCU-LSL-0103 | Switch, Level-Low | COL-PCU-SUSPENDED | Cumber P.S.suspended entities | Switch |  | 34974 | LSL |  | Instrumentation Equipment
10352 | COL-PCU-LSL-0203 | Switch, Level-Low | COL-PCU-MISC | Miscellaneous Equipment | Switch |  | 34975 | LSL |  | Instrumentation Equipment
10353 | COL-PCU-LSL-0203 | Switch, Level-Low | COL-PCU-SUSPENDED | Cumber P.S.suspended entities | Switch |  | 34975 | LSL |  | Instrumentation Equipment
10354 | COL-PCU-LSL-5201 | Switch, Level-Low | COL-PCU-MISC | Miscellaneous Equipment | Switch |  | 34976 | LSL |  | Instrumentation Equipment
10355 | COL-PCU-LSL-5201 | Switch, Level-Low | COL-PCU-SUSPENDED | Cumber P.S.suspended entities | Switch |  | 34976 | LSL |  | Instrumentation Equipment
10359 | COL-PCU-LSLL-5201 | Level Switch, Low Low | COL-PCU | Cumber Pumping Station | Switch,Level |  | 34967 | LSLL |  | Instrumentation Equipment
10360 | COL-PCU-LSLL-5201 | Level Switch, Low Low | COL-PCU-MISC | Miscellaneous Equipment | Switch,Level |  | 34967 | LSLL |  | Instrumentation Equipment
10489 | DP PUMP | Toronto Water - Pump DP | [7 empty] | City
10575 | COL-PCU-MCC-0001 | Motor Control Centre | COL-PCU-SUSPENDED | Cumber P.S.suspended entities | Control Panel,MCC |  | 34924 | MCC |  | Electrical Equipment
10576 | COL-PCU-MCC-0002 | Motor Control Centre | COL-PCU | Cumber Pumping Station | Control Panel,MCC |  | 34925 | MCC |  | Electrical Equipment
10577 | COL-PCU-MCC-0002 | Motor Control Centre | COL-PCU-MISC | Miscellaneous Equipment | Control Panel,MCC |  | 34925 | MCC |  | Electrical Equipment
10580 | COL-PCU-MISC | Miscellaneous Equipment | COL-PCU-SUSPENDED | Cumber P.S.suspended entities |  |  | 35008 |  |  | Obsolete Entity
10583 | COL-PCU-P-5110 | Pump, Centrifugal | COL-PCU-SUSPENDED | Cumber P.S.suspended entities | Pump |  | 35904 | P |  | Mechanical Equipment
10584 | COL-PCU-P-5130 | Pump, Centrifugal | COL-PCU | Cumber Pumping Station | Pump |  | 34933 | P |  | Mechanical Equipment
10590 | COL-PCU-PSL-5183 | Switch, Pressure-Low, Drain Pump 5170, Cumber PS | COL-PCU-MISC | Miscellaneous Equipment | Switch |  | 34999 | PSL |  | Instrumentation Equipment
10592 | COL-PCU-RPU-0102 | Remote Processor Unit, Diesel Room | COL-PCU | Cumber Pumping Station | RPU |  | 34998 | RPU |  | Electrical Equipment
10595 | COL-PCU-SS-5300 | Security System | COL-PCU | Cumber Pumping Station | Security System |  | 35001 | SS |  | Electrical Equipment
10596 | COL-PCU-SS-5300 | Security System | COL-PCU-MISC | Miscellaneous Equipment | Security System |  | 35001 | SS |  | Electrical Equipment
10597 | COL-PCU-SS-5333 | Door open acknowledge | COL-PCU-SUSPENDED | Cumber P.S.suspended entities | Security System |  | 35004 | SS |  | Electrical Equipment
10602 | COL-PCU-TR-001 | Transformer, Power | COL-PCU | Cumber Pumping Station |  |  | 35007 | TR |  | Electrical Equipment
10603 | COL-PCU-TR-001 | Transformer, Power | COL-PCU-MISC | Miscellaneous Equipment |  |  | 35007 | TR |  | Electrical Equipment
10604 | COL-PCU-TR-001 | Transformer, Power | COL-PCU-SUSPENDED | Cumber P.S.suspended entities |  |  | 35007 | TR |  | Electrical Equipment
10608 | COL-PCU-TSH-5110 | Temperature switch, High | COL-PCU-MISC | Miscellaneous Equipment | Switch,Temperature-High |  | 34964 | TSH |  | Electrical Equipment
10609 | COL-PCU-TSH-5130 | Temperature switch, High | COL-PCU | Cumber Pumping Station | Switch,Temperature-High |  | 34965 | TSH |  | Electrical Equipment
10610 | COL-PCU-TSH-5130 | Temperature switch, High | COL-PCU-MISC | Miscellaneous Equipment | Switch,Temperature-High |  | 34965 | TSH |  | Electrical Equipment
10611 | COL-PCU-TSH-5130 | Temperature switch, High | COL-PCU-SUSPENDED | Cumber P.S.suspended entities | Switch,Temperature-High |  | 34965 | TSH |  | Electrical Equipment
10612 | COL-PCU-TSH-5301 | Switch, Temperature-High, Building, Cumber PS | COL-PCU | Cumber Pumping Station | Switch |  | 35005 | TSH |  | Instrumentation Equipment
10613 | COL-PCU-TSH-5301 | Switch, Temperature-High, Building, Cumber PS | COL-PCU-SUSPENDED | Cumber P.S.suspended entities | Switch |  | 35005 | TSH |  | Instrumentation Equipment
10614 | COL-PCU-TSL-5302 | Switch, Temperature-Low, Building, Cumber PS | COL-PCU | Cumber Pumping Station | Switch |  | 35006 | TSL |  | Instrumentation Equipment
10615 | COL-PCU-TSL-5302 | Switch, Temperature-Low, Building, Cumber PS | COL-PCU-MISC | Miscellaneous Equipment | Switch |  | 35006 | TSL |  | Instrumentation Equipment
10675 | ECC-ADMIN-BLDG | Building Location | ECC-EUS | Production & End User Support | [5 empty] | Process
10676 | ECC-EUS | Production & End User Support | ECC-ITM | Integrated Technology Management | [5 empty] | Sub Area
10677 | ECC-ITM | Integrated Technology Management | ECC | Etobicoke Civic Centre | [5 empty] | Work Area
10678 | ECC-OFFICE | Computer Location | ECC-ADMIN-BLDG | Building Location | [5 empty] | Equipment Location
10679 | ECC-STORE | Computer Storage Location | ECC-EUS | Production & End User Support | [5 empty] | Equipment Location
10693 | ELQ1854 | Electrical Services 110 - 220V, Dewatering | THC-SUSPENDED | Suspended entity | Building Service,Electrical 110 - 220 V |  | 32290 |  |  | Electrical Equipment
10699 | ENG | DOS - ENGINEERING | DOS | DIVISIONAL OPERATIONS SERVICES | [5 empty] | Work Area
10700 | EU2002 | Incinerator Building Air Equipment | TAB-AI | Local Compressed Air Equipment | [5 empty] | Equipment Location
10761 | FAC | DOS - FACILITIES | DOS | DIVISIONAL OPERATIONS SERVICES | [5 empty] | Work Area
10768 | FAC-YCM-EQUIP | EQUIPMENT | FAC-YCM | YARD - 545 COMMISSIONERS ROAD | [5 empty] | Sub-Process
10787 | FCL | R L Clark Water Treatment Plant | WT&S | Water Treatment & Supply | [5 empty] | Facility
10788 | FCL ADMIN | Administration | FCL | R L Clark Water Treatment Plant | [5 empty] | Work Area
10789 | FCL COMMUNICATIONS | FCL Communications | FCL-SPC1 | Process Control Systems - Administrative | [5 empty] | Process
10790 | FCL OIT | FCL OIT | FCL-SPC1 | Process Control Systems - Administrative | [5 empty] | Process
10791 | FCL SERVER ROOM | Communication Switch | FCL-SPC | Process Control Systems - Services Area | [5 empty] | Equipment Location
10792 | FCL WORK AREA 1 | Process | FCL | R L Clark Water Treatment Plant | [5 empty] | Work Area
10793 | FCL WORK AREA 2 | Plant Services | FCL | R L Clark Water Treatment Plant | [5 empty] | Work Area
10794 | FCL-ACC | Climate Control (HVAC) | FCL-MCS | Mechanical Services | [5 empty] | Sub-Process
10795 | FCL-ACC-AC-0301 | Air Conditioner, Indoor Liebert Unit, High Lift/Admin Building, Computer Room | FCL-ACC-P-HL | High Lift Pumping Station HVAC Equipment |  |  |  | AC |  | Electrical Equipment
10796 | FCL-ACC-AHU-0010 | Air Handling Unit, 7.5 HP, Filter Building Lab, High Lift Pump Room Roof Top, First floor, Admin Builidng. | FCL-ACC-FLT | Filter Building HVAC Equipment |  |  |  | AHU |  | Mechanical Equipment
10809 | FCL-ACC-AHU-0902-SUS | Air Handling Unit, RMF Clarification Facility, Electrical Room | FCL-SUSPENDED | Suspended entity |  |  | 42187 | AHU |  | Mechanical Equipment
10811 | FCL-ACC-AHU-0903-SUS | Air Handling Unit, Centrifuge Building, HVAC Room North | FCL-ACC-RMF | Residue Management HVAC Equipment |  |  | 42188 | AHU |  | Mechanical Equipment
10812 | FCL-ACC-AHU-0903-SUS | Air Handling Unit, Centrifuge Building, HVAC Room North | FCL-SUSPENDED | Suspended entity |  |  | 42188 | AHU |  | Mechanical Equipment
10814 | FCL-ACC-AHU-0904-SUS | Air Handling Unit, RMF Clarification Facility, Exit Corridor North | FCL-ACC-RMF | Residue Management HVAC Equipment |  |  | 42189 | AHU |  | Mechanical Equipment
10816 | FCL-ACC-AHU-0905-SUS | Air Handling Unit, RMF Clarification Facility, HVAC Room 1, Ground Floor | FCL-ACC-RMF | Residue Management HVAC Equipment |  |  | 42190 | AHU |  | Mechanical Equipment
10817 | FCL-ACC-AHU-0905-SUS | Air Handling Unit, RMF Clarification Facility, HVAC Room 1, Ground Floor | FCL-SUSPENDED | Suspended entity |  |  | 42190 | AHU |  | Mechanical Equipment
10819 | FCL-ACC-AHU-0906-SUS | Air Handling Unit, RMF Clarification Facility, HVAC Room 2, Ground Floor | FCL-ACC-RMF | Residue Management HVAC Equipment |  |  | 42191 | AHU |  | Mechanical Equipment
10820 | FCL-ACC-AHU-0907-SUS | Air Handling Unit, RMF Clarification Facility, HVAC Room 2, Ground Floor | FCL-ACC-RMF | Residue Management HVAC Equipment |  |  | 42192 | AHU |  | Mechanical Equipment
10822 | FCL-ACC-AT-0201A | Analyzer, Humidity, Low Lift Dehumidification System, Low Lift Pump Room Basement | FCL-ACC-P-LL | Low Lift Pumping Station HVAC Equipment |  |  |  | AT |  | Electrical Equipment
10824 | FCL-ACC-AT-0402 | Analyzer, Humidity, High Lift Pump Room N/E | FCL-ACC-FN-0402 | Fan, Tube, Axial, S/E Recirculation System, High Lift PS Room S/E, HVAC Room |  |  |  | AT |  | Electrical Equipment
10825 | FCL-ACC-AT-0403 | Analyzer, Humidity, Outside, High Lift Electrical Switchyard | FCL-ACC-FN-0403 | Fan, Tube, Axial, N/E Recirculation System, Beside High Lift Pump floor, HVAC Room |  |  |  | AT |  | Electrical Equipment
10826 | FCL-ACC-AT-0404 | Analyzer, Humidity, High Lift Electrical Equipment Room | FCL-ACC-FN-0408 | Fan, Propeller, Exhaust, High Lift Switchgear Room North/West |  |  |  | AT |  | Electrical Equipment
10827 | FCL-ACC-AT-0406 | Analyzer, Humidity, Outside Admin Building West, South of Server Room/PCS room | FCL-ACC-ADMIN | Administration Building HVAC Equipment |  |  |  | AT |  | Electrical Equipment
10829 | FCL-ACC-AT-0408B | Analyzer, Humidity, Humidifier HU-0401 Discharge, High Lift Heating & Ventilation Room | FCL-ACC-AHU-0401 | Air Handling Unit, High Lift PS Control Room,Electrical Shop,Basement Office Air Supply,Control Room |  |  |  | AT |  | Electrical Equipment
10832 | FCL-ACC-AT-0601A | Analyzer, Humidity, Dehumidifier D-0601, Filter Pipe Gallery West | FCL-ACC-D-0601 | Dehumidifier, Filter Building West Dehumidication System, Filter Pipe Gallery West |  |  |  | AT |  | Electrical Equipment
10835 | FCL-ACC-CL | Gaseous Chemical Building HVAC Equipment | FCL-ACC | Climate Control (HVAC) | [5 empty] | Equipment Location
10836 | FCL-ACC-CP-0001 | Control Panel, Pad Heating Control (Snow Melting), Gaseous Building, MCC Room, MCC-003G | FCL-ACC-CL | Gaseous Chemical Building HVAC Equipment |  |  |  | CP |  | Electrical Equipment
10838 | FCL-ACC-CP-0201B | Control Panel, HVAC and Heating System, Flocculation/Sedimentation | FCL-ACC-P-HL | High Lift Pumping Station HVAC Equipment |  |  |  | CP |  | Electrical Equipment
10843 | FCL-ACC-CT-0322 | Controller, Fan Coil Heater Unit HTR-0322, Admin Building, First Floor, Vestibule 100 | FCL-ACC-HTR-0322 | Heater, Re-Heat Unit, 208V, 3PH, Admin Building, First Floor, Vestibule 100, Ceiling |  |  |  | CT |  | Electrical Equipment
10844 | FCL-ACC-CT-0901 | Controller, AHU-0901, RMF Clarification Building | FCL-ACC-AHU-0901-SUS | Air Handling Unit, Centrifuge Building, HVAC Room South |  |  |  | CT |  | Electrical Equipment
10845 | FCL-ACC-CT-0905 | Controller, AHU-0906, RMF Clarification Building | FCL-ACC-AHU-0905-SUS | Air Handling Unit, RMF Clarification Facility, HVAC Room 1, Ground Floor |  |  |  | CT |  | Electrical Equipment
10846 | FCL-ACC-CU-0301 | Condensing Unit, Admin Building AC-0301, High Lift/Admin Building Roof Above Computer Room | FCL-ACC-ADMIN | Administration Building HVAC Equipment |  |  |  | CU |  | Electrical Equipment
10847 | FCL-ACC-CU-0303 | Condensing Unit, Admin Building AHU-0303, Admin Building Roof North/East | FCL-ACC-AHU-0303 | Air Handling Unit, Roof Top, Admin Building Top of N/E Stairwell |  |  |  | CU |  | Mechanical Equipment
10863 | FCL-ACC-DM-0301 | Damper, Motorized, Inlet AHU-0303, Admin Building | FCL-ACC-AHU-0303 | Air Handling Unit, Roof Top, Admin Building Top of N/E Stairwell |  |  |  | DM |  | Mechanical Equipment
10868 | FCL-ACC-DM-0421 | Damper, Motorised, Exhaust Louvre, E House North Wall | FCL-ACC | Climate Control (HVAC) |  |  |  | DM |  | Mechanical Equipment
10869 | FCL-ACC-DM-0501 | Damper, Motorized, East Dehumidification D-0501 Air Intake, Filter Building, Filter Gallery Walkway | FCL-ACC-D-0501 | Dehumidifier, Filter Building East Dehumidication System, Filter Pipe Gallery East |  |  |  | DM |  | Mechanical Equipment
10872 | FCL-ACC-DM-0901A | Damper, Motorized, Fresh Air, AHU-0903, RMF Centrifuge Building | FCL-ACC-AHU-0903-SUS | Air Handling Unit, Centrifuge Building, HVAC Room North |  |  |  | DM |  | Mechanical Equipment
10873 | FCL-ACC-DM-0902A | Damper, Motorized, Exhaust Air, AHU-0903, RMF Centrifuge Building | FCL-ACC-AHU-0903-SUS | Air Handling Unit, Centrifuge Building, HVAC Room North |  |  |  | DM |  | Mechanical Equipment
10874 | FCL-ACC-DM-0903 | Damper, Motorized, AHU-0903, RMF Centrifuge Building | FCL-ACC-AHU-0903-SUS | Air Handling Unit, Centrifuge Building, HVAC Room North |  |  |  | DM |  | Mechanical Equipment
10875 | FCL-ACC-DM-0904 | Damper, Motorized, Exhaust Air, FN-0904, RMF Centrifuge Building | FCL-ACC-AHU-0904-SUS | Air Handling Unit, RMF Clarification Facility, Exit Corridor North |  |  |  | DM |  | Mechanical Equipment
10876 | FCL-ACC-DM-0909 | Damper, Motorized, Exhaust Air, FN-0901, RMF Clarification Building | FCL-ACC-FN-0901 | Fan, Exhaust, (FN-0001), 0.04kW. RMF, Clarification Facility, Washroom Exhaust Fan |  |  |  | DM |  | Mechanical Equipment
10877 | FCL-ACC-DM-0911 | Damper, Motorized, FN-0903, RMF Clarification Building, HVAC Room No.2, | FCL-ACC-FN-0903 | Fan, Exhaust, (FN-0003), 1.5kW. RMF, Clarification Facility, HVAC Room 2 |  |  |  | DM |  | Mechanical Equipment
10878 | FCL-ACC-DM-0912 | Damper, Motorized, Exhaust Air, FN-0902, RMF Clarification Building, HVAC Room No.1 | FCL-ACC-FN-0902 | Fan, Exhaust, (FN-0002), 1.5kW. RMF, Clarification Facility, HVAC Room 1 |  |  |  | DM |  | Mechanical Equipment
10879 | FCL-ACC-F-0101 | Filter, Inlet, AHU-0101, Low Lift PS Screen Room E | FCL-ACC-AHU-0101 | Air Handling Unit, Low Lift Screen Room Ventilation System, Low lift Screen Room |  |  |  | F |  | Mechanical Equipment
10880 | FCL-ACC-F-0103 | Filter, Inlet, , FN-0105, Pump Room East Recirculation System, Low Lift Pump Room | FCL-ACC-FN-0105 | Fan, Heater HTR-0103 Supply, Low Lift Pump Room Recirculation System East |  |  |  | F |  | Mechanical Equipment
10881 | FCL-ACC-F-0104 | Filter, Inlet, , FN-0106, Pump Room East Recirculation System, Low Lift Pump Room | FCL-ACC-FN-0106 | Fan, Heater HTR-0104 Supply, Low Lift Pump Room Recirculation System West |  |  |  | F |  | Mechanical Equipment
10882 | FCL-ACC-F-0204 | Filter, Air to Flocculation/Sedimentation Tunnel Dehumidification System, Dry Chemical BuildingBsmnt. W | FCL-ACC-P-LL | Low Lift Pumping Station HVAC Equipment |  |  |  | F |  | Mechanical Equipment
10883 | FCL-ACC-F-0206 | Filter, Alum & PAC Storage Ventilation, Dry Chemical Building Basement E | FCL-ACC-P-LL | Low Lift Pumping Station HVAC Equipment |  |  |  | F |  | Mechanical Equipment
10884 | FCL-ACC-F-0301 | Filter, Inlet, AHU-0303, Admin Building | FCL-ACC-AHU-0303 | Air Handling Unit, Roof Top, Admin Building Top of N/E Stairwell |  |  |  | F |  | Mechanical Equipment
10885 | FCL-ACC-F-0302 | Filter, Outlet, AHU-0303, Admin Building | FCL-ACC-AHU-0303 | Air Handling Unit, Roof Top, Admin Building Top of N/E Stairwell |  |  |  | F |  | Mechanical Equipment
10886 | FCL-ACC-F-0401 | Filter, FN-0401 Inlet, N/E Recirculation System, High Lift Pump Room N/E | FCL-ACC-FN-0401 | Fan, Tube, Axial, N/E Recirculation System, Beside High Lift Pump floor, HVAC Room |  |  |  | F |  | Mechanical Equipment
10887 | FCL-ACC-F-0403 | Filter, FN-0403 Inlet, N/W Recirculation System, High Lift Pump Room N/W | FCL-ACC-FN-0403 | Fan, Tube, Axial, N/E Recirculation System, Beside High Lift Pump floor, HVAC Room |  |  |  | F |  | Mechanical Equipment
10888 | FCL-ACC-F-0404 | Filter, FN-0404 Inlet, S/W Recirculation System, High Lift Pump Room S/W | FCL-ACC-FN-0404 | Fan, Tube, Axial, N/W Recirculation System, Beside High Lift Pump floor, HVAC Room |  |  |  | F |  | Mechanical Equipment
10889 | FCL-ACC-F-0406 | Filter, FN-0406 Inlet, High Lift Switchgear Room Ventilation, Electrical Equipment Room | FCL-ACC-FN-0406 | Fan, Exhaust, High Lift PS Roof S/W |  |  |  | F |  | Mechanical Equipment
10890 | FCL-ACC-F-0501 | Filter, Air, East Dehumidification D-0501, Filter Building, Filter Gallery Walkway | FCL-ACC-D-0501 | Dehumidifier, Filter Building East Dehumidication System, Filter Pipe Gallery East |  |  |  | F |  | Mechanical Equipment
10891 | FCL-ACC-F-0502 | Filter, Reactivation Air, East Dehumidification D-0501, Filter Building, Filter Gallery Walkway | FCL-ACC-D-0501 | Dehumidifier, Filter Building East Dehumidication System, Filter Pipe Gallery East |  |  |  | F |  | Mechanical Equipment
10892 | FCL-ACC-F-0701A | Filter, AHU-0701, Gaseous Building Roof | FCL-ACC-AHU-0701 | Air Handling Unit,Gaseous Chlorine Building, Roof S/W |  |  |  | F |  | Mechanical Equipment
10893 | FCL-ACC-F-0802 | Filter, Reactivation Air, Surge Building Dehumidification System D-0801, Surge Building N/W | FCL-ACC-D-0801 | Dehumidifier, Surge Building N/W |  |  |  | F |  | Mechanical Equipment
10894 | FCL-ACC-F-0902B | Filter, Reactive. Air, RMF Clarification Building, Dehumidification System D-0602, RMF Building Hallway | FCL-ACC-D-0602 | Dehumidifier, Residue Management Facility Clarification Facility/North side ,east tunnel wall |  |  |  | F |  | Mechanical Equipment
10895 | FCL-ACC-F-0903A | Filter, Intake Air, RMF Clarification Building, Dehumidification System D-0603, RMF Building Hallway | FCL-ACC-D-0603 | Dehumidifier, Residue Management Facility Clarification Facility South Clarifier, East wall |  |  |  | F |  | Mechanical Equipment
10896 | FCL-ACC-F-0903B | Filter, Reactive. Air, RMF Clarification Building, Dehumidification System D-0603, RMF Building Hallway | FCL-ACC-D-0603 | Dehumidifier, Residue Management Facility Clarification Facility South Clarifier, East wall |  |  |  | F |  | Mechanical Equipment
10897 | FCL-ACC-F-0905B | Filter, Reactive. Air, RMF Clarification Building, Dehumidification System D-0605, RMF Building Hallway | FCL-ACC-D-0605 | Dehumidifier, Residue Management Facility Clarification Facility/South |  |  |  | F |  | Mechanical Equipment
10898 | FCL-ACC-FA-0021 | Smoke Detector, Fire Alarm, Filter Building Lab | FCL-ACC-FLT | Filter Building HVAC Equipment |  |  |  | FA |  | Electrical Equipment
10899 | FCL-ACC-FA-0022 | Smoke Detector, Fire Alarm, Filter Building Lab | FCL-ACC-FLT | Filter Building HVAC Equipment |  |  |  | FA |  | Electrical Equipment
10912 | FCL-ACC-FA-0410 | Smoke Detector, Fire Alarm, High Lift Heating, Back of Control Room Ventilation | FCL-ACC-AHU-0401 | Air Handling Unit, High Lift PS Control Room,Electrical Shop,Basement Office Air Supply,Control Room |  |  |  | FA |  | Electrical Equipment
10916 | FCL-ACC-FLT | Filter Building HVAC Equipment | FCL-ACC | Climate Control (HVAC) | [5 empty] | Equipment Location
10927 | FCL-ACC-FN-0110 | Fan, Propeller, Exhaust, Low Lift Building, Near Chemical Storage N/E(FN-20), Washroom | FCL-ACC-P-LL | Low Lift Pumping Station HVAC Equipment |  |  |  | FN |  | Mechanical Equipment
10928 | FCL-ACC-FN-0114 | Fan, Propeller, Exhaust, Low Lift Building, Electric Room S/W (FN-17A) , MCC Room | FCL-ACC-P-LL | Low Lift Pumping Station HVAC Equipment |  |  |  | FN |  | Mechanical Equipment
10942 | FCL-ACC-FN-0302 | Fan Hood, Admin Building Second Floor, Kitchen 213 West | FCL-ACC-ADMIN | Administration Building HVAC Equipment |  |  |  | FN |  | Mechanical Equipment
10953 | FCL-ACC-FN-0421 | Fan, Supply, E House, South Wall | FCL-ACC | Climate Control (HVAC) |  |  |  | FN |  | Mechanical Equipment
10959 | FCL-ACC-FN-0607 | Exhaust Fan, Residue Management Facility Clarification Facility Pump Room/North | FCL-ACC-RMF | Residue Management HVAC Equipment |  |  |  | FN |  | Mechanical Equipment
10960 | FCL-ACC-FN-0608 | Exhaust Fan, Residue Management Facility Clarification Facility Pump Room/South | FCL-ACC-RMF | Residue Management HVAC Equipment |  |  |  | FN |  | Mechanical Equipment
10968 | FCL-ACC-FN-0901 | Fan, Exhaust, (FN-0001), 0.04kW. RMF, Clarification Facility, Washroom Exhaust Fan | FCL-ACC-RMF | Residue Management HVAC Equipment |  |  |  | FN |  | Mechanical Equipment
10969 | FCL-ACC-FN-0903 | Fan, Exhaust, (FN-0003), 1.5kW. RMF, Clarification Facility, HVAC Room 2 | FCL-ACC-RMF | Residue Management HVAC Equipment |  |  |  | FN |  | Mechanical Equipment
10970 | FCL-ACC-FN-405,6,7 | Pump Stn. Vent. (FN-0405,6,7) FN-23, 26-1,26-2 | FCL-ACC | Climate Control (HVAC) |  |  |  | FN |  | Equipment Location
10971 | FCL-ACC-FN-405,6,7 | Pump Stn. Vent. (FN-0405,6,7) FN-23, 26-1,26-2 | FCL-ACC-P-HL | High Lift Pumping Station HVAC Equipment |  |  |  | FN |  | Equipment Location
10972 | FCL-ACC-FN-408,9,10 | Switchgear Rm. Vent. Sys. (FN-0408,09,10) FN-51, HU-3A,B | FCL-ACC-P-HL | High Lift Pumping Station HVAC Equipment |  |  |  | FN |  | Equipment Location
10973 | FCL-ACC-FN-AM | Alum Storge & Tank RM. VENT. Sys. | FCL-ACC-P-LL | Low Lift Pumping Station HVAC Equipment | [5 empty] | Equipment Location
10974 | FCL-ACC-FN-LL | LL Screen Rm Exh. Sys -FN-0102(15-2), -0103(15-3), 0104(15-4) | FCL-ACC-P-LL | Low Lift Pumping Station HVAC Equipment | [5 empty] | Equipment Location
10975 | FCL-ACC-FN-TUN | Tunnel Dehumidification Tunnel Recir. Sys. | FCL-ACC | Climate Control (HVAC) | [5 empty] | Equipment Location
10989 | FCL-ACC-HE-0105 | Heat Exchanger, Pump Room East Recirculation System, Low Lift Pump Room E | FCL-ACC-P-LL | Low Lift Pumping Station HVAC Equipment |  |  |  | HE |  | Mechanical Equipment
10990 | FCL-ACC-HE-0302 | Heat Exchanger, Cooling Coil, AHU-0303, Admin Building | FCL-ACC-AHU-0303 | Air Handling Unit, Roof Top, Admin Building Top of N/E Stairwell |  |  |  | HE |  | Mechanical Equipment
10996 | FCL-ACC-HE-0409 | Heat Exchanger, Cooling Coil, AHU-0410, High Lift Air Supply | FCL-ACC-AHU-0401 | Air Handling Unit, High Lift PS Control Room,Electrical Shop,Basement Office Air Supply,Control Room |  |  |  | HE |  | Mechanical Equipment
10997 | FCL-ACC-HE-0601 | Heat Exchanger, Cooling Coil, D-0601 ,Filter Building, East Dehumidification System | FCL-ACC-D-0601 | Dehumidifier, Filter Building West Dehumidication System, Filter Pipe Gallery West |  |  |  | HE |  | Mechanical Equipment
10998 | FCL-ACC-HTR-0002 | Heater, Unit, Electric, 15kW, Gaseous Chemical Building, Cl & SO2 Storage Room N/W | FCL-ACC-CL | Gaseous Chemical Building HVAC Equipment |  |  |  | HTR |  | Electrical Equipment
10999 | FCL-ACC-HTR-0006 | Heater, Unit, Electric, 15kW, Gaseous Chemical Building, Cl & SO2 Storage Room s | FCL-ACC-CL | Gaseous Chemical Building HVAC Equipment |  |  |  | HTR |  | Electrical Equipment
11000 | FCL-ACC-HTR-0007 | Heater, Unit, Electric, 15kW, Gaseous Chemical Building, Cl & SO2 Storage Room S | FCL-ACC-CL | Gaseous Chemical Building HVAC Equipment |  |  |  | HTR |  | Electrical Equipment
11001 | FCL-ACC-HTR-0008 | Heater, Unit, Electric, 15kW, Gaseous Chemical Building, Cl & SO2 Machine Room S | FCL-ACC-CL | Gaseous Chemical Building HVAC Equipment |  |  |  | HTR |  | Electrical Equipment
11002 | FCL-ACC-HTR-0009 | Heater, Unit, Electric, 15kW, Gaseous Chemical Building, Cl & SO2 Machine Room S | FCL-ACC-CL | Gaseous Chemical Building HVAC Equipment |  |  |  | HTR |  | Electrical Equipment
11003 | FCL-ACC-HTR-0011 | Heater, Unit, Electric, 15kW, Gaseous Chemical Building, Cl & SO2 Machine Room N/E | FCL-ACC-CL | Gaseous Chemical Building HVAC Equipment |  |  |  | HTR |  | Electrical Equipment
11004 | FCL-ACC-HTR-0014 | Heater, Unit, Electric, 3kW, Gaseous Chemical Building, Cl2&SO2 Storage Room S/W | FCL-ACC-CL | Gaseous Chemical Building HVAC Equipment |  |  |  | HTR |  | Electrical Equipment
11005 | FCL-ACC-HTR-0030 | Heater, Convection, Electric, 2kW, Gaseous Chemical Building, MCC Room N/W | FCL-ACC-CL | Gaseous Chemical Building HVAC Equipment |  |  |  | HTR |  | Electrical Equipment
11006 | FCL-ACC-HTR-0031A | Heater, Convection, Electric, 2kW, Gaseous Chemical Building, Corridor to MCC Room W | FCL-ACC-CL | Gaseous Chemical Building HVAC Equipment |  |  |  | HTR |  | Electrical Equipment
11007 | FCL-ACC-HTR-0033 | Heater, Convection, Electric, 2kW, Gaseous Chemical Building, Fluoride Room N | FCL-ACC-CL | Gaseous Chemical Building HVAC Equipment |  |  |  | HTR |  | Electrical Equipment
11008 | FCL-ACC-HTR-0034 | Heater, Convection, Electric, 2kW, Gaseous Chemical Building, Caustic Soda Storage Room W | FCL-ACC-CL | Gaseous Chemical Building HVAC Equipment |  |  |  | HTR |  | Electrical Equipment
11009 | FCL-ACC-HTR-0037A | Heater, Convection, Electric, 3kW, Gaseous Chemical Building, Ammonia Storage Room W | FCL-ACC-CL | Gaseous Chemical Building HVAC Equipment |  |  |  | HTR |  | Electrical Equipment
11010 | FCL-ACC-HTR-0037B | Heater, Convection, Electric, 3kW, Gaseous Chemical Building, Ammonia Storage Room W | FCL-ACC-CL | Gaseous Chemical Building HVAC Equipment |  |  |  | HTR |  | Electrical Equipment
11011 | FCL-ACC-HTR-0038A | Heater, Convection, Electric, 3kW, Gaseous Chemical Building, Ammonia Storage Room N | FCL-ACC-CL | Gaseous Chemical Building HVAC Equipment |  |  |  | HTR |  | Electrical Equipment
11012 | FCL-ACC-HTR-0039 | Heater, Unit, Electrical, 5kW, Gaseous Chemical Building, Ammonia Storage Room N/E | FCL-ACC-CL | Gaseous Chemical Building HVAC Equipment |  |  |  | HTR |  | Electrical Equipment
11013 | FCL-ACC-HTR-0041 | Heater, Convection, Electric, 2kW, Gaseous Chemical Building, East Stairs | FCL-ACC-CL | Gaseous Chemical Building HVAC Equipment |  |  |  | HTR |  | Electrical Equipment
11014 | FCL-ACC-HTR-0042 | Heater, Convection, Electric, 2kW, Gaseous Chemical Building, West Stairs Second Floor | FCL-ACC-CL | Gaseous Chemical Building HVAC Equipment |  |  |  | HTR |  | Electrical Equipment
11015 | FCL-ACC-HTR-0046 | Heater, Convection, Electric, 2kW, Gaseous Chemical Building, Janitor Room | FCL-ACC-CL | Gaseous Chemical Building HVAC Equipment |  |  |  | HTR |  | Electrical Equipment
11016 | FCL-ACC-HTR-0047 | Heater, Convection, Electric, 2kW, Gaseous Chemical Building, Caustic Soda Room N/E | FCL-ACC-CL | Gaseous Chemical Building HVAC Equipment |  |  |  | HTR |  | Electrical Equipment
11017 | FCL-ACC-HTR-0050 | Heater, Convection, Electric, 6kW,Gaseous Chemical Building, NH3 Maintenance Room, North | FCL-ACC-CL | Gaseous Chemical Building HVAC Equipment |  |  |  | HTR |  | Electrical Equipment
11024 | FCL-ACC-HTR-0107 | Heater, (CH-13) Convention, Electric, 1kW, Low Lift Building, Pump Room Basement Stairwell S/E | FCL-ACC-P-LL | Low Lift Pumping Station HVAC Equipment |  |  |  | HTR |  | Electrical Equipment
11025 | FCL-ACC-HTR-0109 | Heater, (CH-11) Convention, Electric, 750W, Low Lift Building, Pump Room West Wall | FCL-ACC-P-LL | Low Lift Pumping Station HVAC Equipment |  |  |  | HTR |  | Electrical Equipment
11026 | FCL-ACC-HTR-0112 | Heater, (CH-11) Convention, Electric, 750W, Low Lift Building, Pump Room West Wall | FCL-ACC-P-LL | Low Lift Pumping Station HVAC Equipment |  |  |  | HTR |  | Electrical Equipment
11027 | FCL-ACC-HTR-0113 | Heater, (CH-11) Convention, Electric, 750W, Low Lift Building, Pump Room West Wall | FCL-ACC-P-LL | Low Lift Pumping Station HVAC Equipment |  |  |  | HTR |  | Electrical Equipment
11028 | FCL-ACC-HTR-0114 | Heater, (CH-11) Convention, Electric, 750W, Low Lift Building, Pump Room West Wall | FCL-ACC-P-LL | Low Lift Pumping Station HVAC Equipment |  |  |  | HTR |  | Electrical Equipment
11029 | FCL-ACC-HTR-0118 | Heater, (CH-16) Convention, Electric, 3kW, Low Lift Building, Pump Room Stairwell E | FCL-ACC-P-LL | Low Lift Pumping Station HVAC Equipment |  |  |  | HTR |  | Electrical Equipment
11042 | FCL-ACC-HTR-0212 | Heater, Unit, Electric, 3kW, Low Lift PS Building Gallery N/E | FCL-ACC-P-LL | Low Lift Pumping Station HVAC Equipment |  |  |  | HTR |  | Electrical Equipment
11043 | FCL-ACC-HTR-0213 | Heater, Unit, Electric, 3kW, Low Lift PS Building Gallery S/E | FCL-ACC-P-LL | Low Lift Pumping Station HVAC Equipment |  |  |  | HTR |  | Electrical Equipment
11044 | FCL-ACC-HTR-0215 | Heater, (CH-11) Convention, Electric, 750W, Dry Chemical Building Lobby, North | FCL-ACC-P-LL | Low Lift Pumping Station HVAC Equipment |  |  |  | HTR |  | Electrical Equipment
11089 | COL-PDA-FEQ-0001S | Fire Prevention, Extinguisher | COL-PDA | Dacotah Sewage Pumping Station (Algonquin Island PS #2) | Fire Prevention,Extinguisher |  | 42682 | FEQ |  | Obsolete Entity
11094 | COL-PDA-LSH-0103 | Switch, Level High | COL-PDA | Dacotah Sewage Pumping Station (Algonquin Island PS #2) | Switch,Level |  |  | LSH |  | Instrumentation Equipment
11095 | COL-PDA-LSL-0102 | Switch, Level Low | COL-PDA | Dacotah Sewage Pumping Station (Algonquin Island PS #2) | Switch,Level |  |  | LSL |  | Instrumentation Equipment
11098 | COL-PDA-MISC | Miscellaneous Equipment | COL-PDA | Dacotah Sewage Pumping Station (Algonquin Island PS #2) | [5 empty] | Sub-Process
11120 | FCL-ACC-HTR-0253 | Heater, Convection, Electric, (CH-2F), 1kW, Dry Chemical Building Stairwell E | FCL-ACC-P-LL | Low Lift Pumping Station HVAC Equipment |  |  |  | HTR |  | Electrical Equipment
11121 | FCL-ACC-HTR-0254 | Heater, Convection, Electric, (CH-2D), 1kW, Dry Chemical Building Stairwell W | FCL-ACC-P-LL | Low Lift Pumping Station HVAC Equipment |  |  |  | HTR |  | Electrical Equipment
11122 | FCL-ACC-HTR-0255 | Heater, Convection, Electric, (CH-1B), 2kW, Dry Chemical Building Change Room | FCL-ACC-P-LL | Low Lift Pumping Station HVAC Equipment |  |  |  | HTR |  | Electrical Equipment
11123 | FCL-ACC-HTR-0257 | Heater, Convention, Electric, (CH-2C), 2kW, Dry Chemical Building Locker Room | FCL-ACC-P-LL | Low Lift Pumping Station HVAC Equipment |  |  |  | HTR |  | Electrical Equipment
11124 | FCL-ACC-HTR-0263 | Heater Radiant, Electric (RD-1C), 2kW, Flocculation/Sedimentation Tank No.3 Lower Gallery, Mazzanne level | FCL-ACC-P-HL | High Lift Pumping Station HVAC Equipment |  |  |  | HTR |  | Electrical Equipment
11125 | FCL-ACC-HTR-0266 | Heater Radiant, Electric (RD-2B), 2kW, Dry Chemical Building | FCL-ACC-P-LL | Low Lift Pumping Station HVAC Equipment |  |  |  | HTR |  | Electrical Equipment
11126 | FCL-ACC-HTR-0301 | Heater, Fan Coil Unit, 208V, 3PH, High Lift/Admin Building Vestibule 130, Ground Floor | FCL-ACC-ADMIN | Administration Building HVAC Equipment |  |  |  | HTR |  | Electrical Equipment
11127 | FCL-ACC-HTR-0304 | Heater, Baseboard, 208V, 1kW, Admin Building, First Floor, Mens Wash Room 120 West Wall | FCL-ACC-ADMIN | Administration Building HVAC Equipment |  |  |  | HTR |  | Electrical Equipment
11128 | FCL-ACC-HTR-0305 | Heater, Re-Heat Unit, 208 V, 3PH, Admin Building, First Floor, Mens Change Room 121, Ceiling | FCL-ACC-ADMIN | Administration Building HVAC Equipment |  |  |  | HTR |  | Electrical Equipment
11129 | FCL-ACC-HTR-0308 | Heater, Re-Heat Unit, 208V, Admin Building, First Floor, Corridor 103, Ceiling South | FCL-ACC-ADMIN | Administration Building HVAC Equipment |  |  |  | HTR |  | Electrical Equipment
11130 | FCL-ACC-HTR-0312 | Heater, Baseboard, 208V, 1kW, Admin Building, First Floor, Lunch Room 113, East Wall North | FCL-ACC-ADMIN | Administration Building HVAC Equipment |  |  |  | HTR |  | Electrical Equipment
11131 | FCL-ACC-HTR-0313 | Heater, Baseboard, 208V, 750W, Admin Building, First Floor, Storage Room 108, East Wall | FCL-ACC-ADMIN | Administration Building HVAC Equipment |  |  |  | HTR |  | Electrical Equipment
11132 | FCL-ACC-HTR-0315 | Heater, Re-Heat Unit, 208V, 3PH, Admin Building, First Floor, PCS Lab 119, Ceiling | FCL-ACC-ADMIN | Administration Building HVAC Equipment |  |  |  | HTR |  | Electrical Equipment
11133 | FCL-ACC-HTR-0316 | Heater, Baseboard, 208V, 750W, Admin Building, First Floor, WMS Room/Library 118, West Wall South | FCL-ACC-ADMIN | Administration Building HVAC Equipment |  |  |  | HTR |  | Electrical Equipment
11134 | FCL-ACC-HTR-0321 | Heater, Unit, Fan Driven, 208V, Admin Building First Lobby 0101, Ceiling | FCL-ACC-ADMIN | Administration Building HVAC Equipment |  |  |  | HTR |  | Electrical Equipment
11135 | FCL-ACC-HTR-0323 | Heater, Baseboard, 208V, 750W, Admin Building, First Floor Courier Drop-Off 117, North Wall | FCL-ACC-ADMIN | Administration Building HVAC Equipment |  |  |  | HTR |  | Electrical Equipment
11136 | FCL-ACC-HTR-0325 | Heater, Re-Heat Unit, 208V, 3PH, Admin Building, First Floor, Meeting Room 104, Ceiling East | FCL-ACC-ADMIN | Administration Building HVAC Equipment |  |  |  | HTR |  | Electrical Equipment
11137 | FCL-ACC-HTR-0327 | Heater, Baseboard, 208V, 1kW, Admin Building, First Floor. Meeting Room 104, North Wall East | FCL-ACC-ADMIN | Administration Building HVAC Equipment |  |  |  | HTR |  | Electrical Equipment
11138 | FCL-ACC-HTR-0328 | Heater, Baseboard, 208V, 1kW, Admin Building, First Floor. Training Room 105, East Wall South | FCL-ACC-ADMIN | Administration Building HVAC Equipment |  |  |  | HTR |  | Electrical Equipment
11139 | FCL-ACC-HTR-0329 | Heater, Re-Heat Unit, 208V, 3PH, Admin Building, First Floor, Training Room 105, Ceiling West | FCL-ACC-ADMIN | Administration Building HVAC Equipment |  |  |  | HTR |  | Electrical Equipment
11140 | FCL-ACC-HTR-0331 | Heater, Baseboard, 208V, 1.25kW, Admin Building, First Floor Training Room N/W | FCL-ACC-ADMIN | Administration Building HVAC Equipment |  |  |  | HTR |  | Electrical Equipment
11141 | FCL-ACC-HTR-0333 | Heater, Baseboard, 208V, 1.25kW, Admin Building, First Floor Training Room N/E | FCL-ACC-ADMIN | Administration Building HVAC Equipment |  |  |  | HTR |  | Electrical Equipment
11142 | FCL-ACC-HTR-0334 | Heater, Baseboard, 208V, 1.25kW, Admin Building, First Floor Training Room N/E | FCL-ACC-ADMIN | Administration Building HVAC Equipment |  |  |  | HTR |  | Electrical Equipment
11143 | FCL-ACC-HTR-0340 | Heater, Baseboard, 208V, 1.25kW, Admin Building Second Floor, Office 200, South Wall | FCL-ACC-ADMIN | Administration Building HVAC Equipment |  |  |  | HTR |  | Electrical Equipment
11144 | FCL-ACC-HTR-0341 | Heater, Re-Heat Unit, 208V, 3PH, Admin Building, Second Floor, Office 200, Ceiling | FCL-ACC-ADMIN | Administration Building HVAC Equipment |  |  |  | HTR |  | Electrical Equipment
11145 | FCL-ACC-HTR-0342 | Heater, Baseboard, 208V, 2kW, Admin Building, Second Floor, Office 200, East Wall | FCL-ACC-ADMIN | Administration Building HVAC Equipment |  |  |  | HTR |  | Electrical Equipment
11146 | FCL-ACC-HTR-0343 | Heater, Baseboard, 208V, 1.5kW, Admin Building, Second Floor, Kitchen 213, South Wall West | FCL-ACC-ADMIN | Administration Building HVAC Equipment |  |  |  | HTR |  | Electrical Equipment
11147 | FCL-ACC-HTR-0344 | Heater, Baseboard, 208V, 1.5kW, Admin Building, Second Floor, Kitchen 213, South Wall East | FCL-ACC-ADMIN | Administration Building HVAC Equipment |  |  |  | HTR |  | Electrical Equipment
11148 | FCL-ACC-HTR-0345 | Heater, Baseboard, 208V, 1kW, Admin Building, Second Floor, Office 209, South Wall | FCL-ACC-ADMIN | Administration Building HVAC Equipment |  |  |  | HTR |  | Electrical Equipment
11149 | FCL-ACC-HTR-0346 | Heater, Baseboard, 208V, 2kW, Admin Building, Second Floor, Office 209, East Wall | FCL-ACC-ADMIN | Administration Building HVAC Equipment |  |  |  | HTR |  | Electrical Equipment
11150 | FCL-ACC-HTR-0347 | Heater, Re-Heat Unit, 208V, 3PH, Admin Building, Second Floor, Office 209, Ceiling | FCL-ACC-ADMIN | Administration Building HVAC Equipment |  |  |  | HTR |  | Electrical Equipment
11151 | FCL-ACC-HTR-0348 | Heater, Re-Heat Unit, 208V, 3PH, Admin Building, Second Floor, Office 210, Ceiling | FCL-ACC-ADMIN | Administration Building HVAC Equipment |  |  |  | HTR |  | Electrical Equipment
11152 | FCL-ACC-HTR-0349 | Heater, Baseboard, 208V, 2kW, Admin Building, Second Floor, Office 201, West Wall | FCL-ACC-ADMIN | Administration Building HVAC Equipment |  |  |  | HTR |  | Electrical Equipment
11153 | FCL-ACC-HTR-0350 | Heater, Re-Heat Unit, 208V, 3PH, Admin Building, Second Floor, Office 201, Ceiling | FCL-ACC-ADMIN | Administration Building HVAC Equipment |  |  |  | HTR |  | Electrical Equipment
11154 | FCL-ACC-HTR-0351 | Heater, Re-Heat Unit, 208V, 3PH, Admin Building, Second Floor, Office 201, Ceiling | FCL-ACC-ADMIN | Administration Building HVAC Equipment |  |  |  | HTR |  | Electrical Equipment
11155 | FCL-ACC-HTR-0352 | Heater, Re-Heat Unit, 208V, Admin Building, Second Floor, Unit Area 210, Ceiling | FCL-ACC-ADMIN | Administration Building HVAC Equipment |  |  |  | HTR |  | Electrical Equipment
11156 | FCL-ACC-HTR-0354 | Heater, Re-Heat Unit, 208V, Admin Building, Second Floor, Office 208, Ceiling West | FCL-ACC-ADMIN | Administration Building HVAC Equipment |  |  |  | HTR |  | Electrical Equipment
11157 | FCL-ACC-HTR-0355 | Heater, Re-Heat Unit, 208V, 3PH, Admin Building, Second Floor, Office 208, Ceiling East | FCL-ACC-ADMIN | Administration Building HVAC Equipment |  |  |  | HTR |  | Electrical Equipment
11158 | FCL-ACC-HTR-0357 | Heater, Re-Heat Unit, 208V, Admin Building, Second Floor, Utility Room 216, Ceiling East | FCL-ACC-ADMIN | Administration Building HVAC Equipment |  |  |  | HTR |  | Electrical Equipment
11159 | FCL-ACC-HTR-0360 | Heater, Baseboard, 208V, 1kW, Admin Building, Second Floor, Boardroom 202, West Wall Centre | FCL-ACC-ADMIN | Administration Building HVAC Equipment |  |  |  | HTR |  | Electrical Equipment
11160 | FCL-ACC-HTR-0363 | Heater, Re-Heat Unit, 208V, 3PH, Admin Building, Second Floor, Office 203, Ceiling Centre | FCL-ACC-ADMIN | Administration Building HVAC Equipment |  |  |  | HTR |  | Electrical Equipment
11161 | FCL-ACC-HTR-0365 | Heater, Re-Heat Unit, 208V, Admin Building, Second Floor, Corridor 217, Ceiling Centre | FCL-ACC-ADMIN | Administration Building HVAC Equipment |  |  |  | HTR |  | Electrical Equipment
11162 | FCL-ACC-HTR-0368 | Heater, Re-Heat Unit, 208V, 3PH, Admin Building, Second Floor, Office 205, Ceiling Centre | FCL-ACC-ADMIN | Administration Building HVAC Equipment |  |  |  | HTR |  | Electrical Equipment
11163 | FCL-ACC-HTR-0369 | Heater, Baseboard, 208V, 2kW, Admin Building, Second Floor, Office 205, North Wall | FCL-ACC-ADMIN | Administration Building HVAC Equipment |  |  |  | HTR |  | Electrical Equipment
11164 | FCL-ACC-HTR-0370 | Heater, Re-Heat Unit, 208V, 3PH, Admin Building, Second Floor, Library 206, Ceiling Centre | FCL-ACC-ADMIN | Administration Building HVAC Equipment |  |  |  | HTR |  | Electrical Equipment
11176 | FCL-ACC-HTR-0420 | Heater, (BH-3) Baseboard, Electric, 1.5kW, High Lift Building, Corridor to Gaseous Chemicals | FCL-ACC-P-HL | High Lift Pumping Station HVAC Equipment |  |  |  | HTR |  | Electrical Equipment
11177 | FCL-ACC-HTR-0421 | Heater, (BH-3) Baseboard, Electric, 1.5kW, High Lift Building, Corridor to Gaseous Chemicals | FCL-ACC-P-HL | High Lift Pumping Station HVAC Equipment |  |  |  | HTR |  | Electrical Equipment
11178 | FCL-ACC-HTR-0423 | Heater, (BH-1) Baseboard, Electric, 0.5kW, High Lift Building, Corridor to Gaseous Chemicals | FCL-ACC-P-HL | High Lift Pumping Station HVAC Equipment |  |  |  | HTR |  | Electrical Equipment
11179 | FCL-ACC-HTR-0426 | Heater, (BH-3) Baseboard, Electric, 1.5kW, High Lift Building, Corridor to Gaseous Chemicals | FCL-ACC-P-HL | High Lift Pumping Station HVAC Equipment |  |  |  | HTR |  | Electrical Equipment
11180 | FCL-ACC-HTR-0427 | Heater, (BH-3) Baseboard, Electric, 1.5kW, High Lift Building, Corridor to Gaseous Chemicals | FCL-ACC-P-HL | High Lift Pumping Station HVAC Equipment |  |  |  | HTR |  | Electrical Equipment
11181 | FCL-ACC-HTR-0428 | Heater, (BH-3) Baseboard, Electric, 1.5kW, High Lift Building, Corridor to Gaseous Chemicals | FCL-ACC-P-HL | High Lift Pumping Station HVAC Equipment |  |  |  | HTR |  | Electrical Equipment
11182 | FCL-ACC-HTR-0429 | Heater, (BH-3) Baseboard, Electric, 1.5kW, High Lift Building, Corridor to Gaseous Chemicals | FCL-ACC-P-HL | High Lift Pumping Station HVAC Equipment |  |  |  | HTR |  | Electrical Equipment
11183 | FCL-ACC-HTR-0433 | Heater, (BH-1) Baseboard, Electric, High Lift Building, Corridor to Gaseous Chemicals | FCL-ACC-P-HL | High Lift Pumping Station HVAC Equipment |  |  |  | HTR |  | Electrical Equipment
11184 | FCL-ACC-HTR-0434 | Heater, (BH-1), Baseboard, Electric, High Lift Building, Gallery North, Near Gaseous Corridor | FCL-ACC-P-HL | High Lift Pumping Station HVAC Equipment |  |  |  | HTR |  | Electrical Equipment
11185 | FCL-ACC-HTR-0435 | Heater, (BH-3), Baseboard, Electric, High Lift Building, Gallery North, Near Gaseous Corridor | FCL-ACC-P-HL | High Lift Pumping Station HVAC Equipment |  |  |  | HTR |  | Electrical Equipment
11186 | FCL-ACC-HTR-0436 | Heater, (BH-3), Baseboard, Electric, High Lift Building, Gallery North, Near Gaseous Corridor | FCL-ACC-P-HL | High Lift Pumping Station HVAC Equipment |  |  |  | HTR |  | Electrical Equipment
11187 | FCL-ACC-HTR-0437 | Heater, (BH-3), Baseboard, Electric, High Lift Building, Gallery North, Near Gaseous Corridor | FCL-ACC-P-HL | High Lift Pumping Station HVAC Equipment |  |  |  | HTR |  | Electrical Equipment
11188 | FCL-ACC-HTR-0438 | Heater, (BH-2T), Baseboard, Electric, High Lift Basement B2, North/West Corridor, Near stair | FCL-ACC-P-HL | High Lift Pumping Station HVAC Equipment |  |  |  | HTR |  | Electrical Equipment
11189 | FCL-ACC-HTR-0501 | East Perimeter Heating Heaters HTR-0501A,B&C | FCL-ACC | Climate Control (HVAC) |  |  |  | HTR |  | Equipment Location
11216 | COL-PDG-CB-0001 | Circuit Breaker, Main | COL-PDG | Douglas Drive Syphon | Circuit Breaker |  |  | CB |  | Electrical Equipment
11217 | COL-PDG-CB-0001 | Circuit Breaker, Main | COL-PDG-MISC | Miscellaneous Equipment | Circuit Breaker |  |  | CB |  | Electrical Equipment
11218 | COL-PDG-CB-0002 | Circuit Breaker, Load | COL-PDG-MISC | Miscellaneous Equipment | Circuit Breaker |  |  | CB |  | Electrical Equipment
11219 | COL-PDG-CP-0001 | Control Panel, Operator | COL-PDG | Douglas Drive Syphon | Control Panel |  |  | CP |  | Electrical Equipment
11220 | COL-PDG-LIT-0101 | Transmitter, Level | COL-PDG-MISC | Miscellaneous Equipment | Transmitter,Level |  |  | LIT |  | Instrumentation Equipment
11221 | COL-PDG-LSH-0101 | Switch, Level-High | COL-PDG-MISC | Miscellaneous Equipment | Switch,Level |  |  | LSH |  | Instrumentation Equipment
11222 | COL-PDG-MISC | Miscellaneous Equipment | COL-PDG | Douglas Drive Syphon | [5 empty] | Sub-Process
11223 | COL-PDG-UPS-0001 | UPS, Douglas Drive Syphon | COL-PDG-MISC | Miscellaneous Equipment | Uninterruptible Power Supply |  |  | UPS |  | Electrical Equipment
11228 | COL-PEV-ALR-0001 | Control Panel, Operator | COL-PEV-MISC | Miscellaneous Equipment | Control Panel |  |  | ALR |  | Electrical Equipment
11234 | COL-PEV-CP-0003 | Control Panel, Operator | COL-PEV | Ellis Sewage Pumping Station | Control Panel |  |  | CP |  | Electrical Equipment
11237 | COL-PEV-DM-0001 | Damper/Louver, Manual | COL-PEV | Ellis Sewage Pumping Station | Damper/Louver |  |  | DM |  | Mechanical Equipment
11238 | COL-PEV-DM-0001 | Damper/Louver, Manual | COL-PEV-MISC | Miscellaneous Equipment | Damper/Louver |  |  | DM |  | Mechanical Equipment
11239 | COL-PEV-DM-0002 | Damper/Louver, Manual | COL-PEV | Ellis Sewage Pumping Station | Damper/Louver |  |  | DM |  | Mechanical Equipment
11240 | COL-PEV-DM-0002 | Damper/Louver, Manual | COL-PEV-MISC | Miscellaneous Equipment | Damper/Louver |  |  | DM |  | Mechanical Equipment
11242 | COL-PEV-FEQ-0001S | Fire Prevention, Extinguisher | COL-PEV | Ellis Sewage Pumping Station | Fire Prevention,Extinguisher |  | 42683 | FEQ |  | Obsolete Entity
11243 | COL-PEV-FEQ-0001S | Fire Prevention, Extinguisher | COL-PEV-MISC | Miscellaneous Equipment | Fire Prevention,Extinguisher |  | 42683 | FEQ |  | Obsolete Entity
11244 | COL-PEV-FEQ-0001S | Fire Prevention, Extinguisher | COL-W-OBSOLETE | Col West Obsolete Entities | Fire Prevention,Extinguisher |  | 42683 | FEQ |  | Obsolete Entity
11245 | COL-PEV-FN-0002 | Fan, Centrifugal | COL-PEV-MISC | Miscellaneous Equipment | Fan |  |  | FN |  | Mechanical Equipment
11246 | COL-PEV-FN-0003 | Fan, Centrifugal | COL-PEV | Ellis Sewage Pumping Station | Fan |  |  | FN |  | Mechanical Equipment
11247 | COL-PEV-FQ-0001 | Meter, Flow | COL-PEV | Ellis Sewage Pumping Station | Meter,Flow |  |  | FQ |  | Instrumentation Equipment
11248 | COL-PEV-GC-0001 | Grit Chamber | COL-PEV | Ellis Sewage Pumping Station |  |  | 34396 | GC |  | Sub-sub-process
11249 | COL-PEV-GRF-0001 | Indicator, Ground Fault | COL-PEV-MISC | Miscellaneous Equipment |  |  |  | GRF |  | Electrical Equipment
11250 | COL-PEV-HTR-0002 | Heater, Duct | COL-PEV-MISC | Miscellaneous Equipment | Heater |  |  | HTR |  | Mechanical Equipment
11251 | COL-PEV-LIT-0101 | Transmitter, Level | COL-PEV-MISC | Miscellaneous Equipment | Transmitter,Level |  |  | LIT |  | Instrumentation Equipment
11252 | COL-PEV-LP-0001 | Control Panel, Lighting | COL-PEV | Ellis Sewage Pumping Station | Control Panel |  |  | LP |  | Electrical Equipment
11253 | COL-PEV-LP-0001 | Control Panel, Lighting | COL-PEV-MISC | Miscellaneous Equipment | Control Panel |  |  | LP |  | Electrical Equipment
11254 | COL-PEV-LSH-0002 | Switch, Level High | COL-PEV | Ellis Sewage Pumping Station | Switch,Level |  |  | LSH |  | Instrumentation Equipment
11255 | COL-PEV-LSH-0103 | Switch, Level-High | COL-PEV | Ellis Sewage Pumping Station | Switch,Level |  |  | LSH |  | Instrumentation Equipment
11256 | COL-PEV-LSH-0103 | Switch, Level-High | COL-PEV-MISC | Miscellaneous Equipment | Switch,Level |  |  | LSH |  | Instrumentation Equipment
11257 | COL-PEV-LSL-0102 | Switch, Level-Low | COL-PEV | Ellis Sewage Pumping Station | Switch |  |  | LSL |  | Instrumentation Equipment
11258 | COL-PEV-LSL-0102 | Switch, Level-Low | COL-PEV-MISC | Miscellaneous Equipment | Switch |  |  | LSL |  | Instrumentation Equipment
11259 | COL-PEV-LSLL-0101 | Switch, Level Low-Low | COL-PEV | Ellis Sewage Pumping Station | Switch,Level |  |  | LSLL |  | Instrumentation Equipment
11260 | COL-PEV-LSLL-0101 | Switch, Level Low-Low | COL-PEV-MISC | Miscellaneous Equipment | Switch,Level |  |  | LSLL |  | Instrumentation Equipment
11390 | FCL-ACC-HTR-0752 | Heater, Snow Melting, Gaseous Chemical Building, Service Area Second Floor | FCL-ACC-CL | Gaseous Chemical Building HVAC Equipment |  |  |  | HTR |  | Electrical Equipment
11391 | FCL-ACC-HTR-0754 | Heater, Snow Melting, Gaseous Chemical Building, Service Area Second Floor | FCL-ACC-CL | Gaseous Chemical Building HVAC Equipment |  |  |  | HTR |  | Electrical Equipment
11392 | FCL-ACC-HTR-0755 | Heater, Snow Melting, Gaseous Chemical Building, Service Area Second Floor | FCL-ACC-CL | Gaseous Chemical Building HVAC Equipment |  |  |  | HTR |  | Electrical Equipment
11393 | FCL-ACC-HTR-0756 | Heater, Snow Melting, Gaseous Chemical Building, Service Area Second Floor | FCL-ACC-CL | Gaseous Chemical Building HVAC Equipment |  |  |  | HTR |  | Electrical Equipment
11394 | FCL-ACC-HTR-0757 | Heater, Snow Melting, Gaseous Chemical Building, Service Area Second Floor | FCL-ACC-CL | Gaseous Chemical Building HVAC Equipment |  |  |  | HTR |  | Electrical Equipment
11405 | FCL-ACC-HTR-0774 | Heater, Snow Melting, Gaseous Chemical Building, Stairs to Second Floor | FCL-ACC-CL | Gaseous Chemical Building HVAC Equipment |  |  |  | HTR |  | Electrical Equipment
11406 | FCL-ACC-HTR-0775 | Heater, Snow Melting, Gaseous Chemical Building, Stairs to Second Floor | FCL-ACC-CL | Gaseous Chemical Building HVAC Equipment |  |  |  | HTR |  | Electrical Equipment
11407 | FCL-ACC-HTR-0776 | Heater, Snow Melting, Gaseous Chemical Building, Stairs to First Floor | FCL-ACC-CL | Gaseous Chemical Building HVAC Equipment |  |  |  | HTR |  | Electrical Equipment
11408 | FCL-ACC-HTR-0777 | Heater, Snow Melting, Gaseous Chemical Building, Stairs to First Floor | FCL-ACC-CL | Gaseous Chemical Building HVAC Equipment |  |  |  | HTR |  | Electrical Equipment
11409 | FCL-ACC-HTR-0778 | Heater, Snow Melting, Gaseous Chemical Building, Service Area First Floor | FCL-ACC-CL | Gaseous Chemical Building HVAC Equipment |  |  |  | HTR |  | Electrical Equipment
11410 | FCL-ACC-HTR-0785 | Heater, Snow Melting, Gaseous Chemical Building, Inside area of Balcony | FCL-ACC-CL | Gaseous Chemical Building HVAC Equipment |  |  |  | HTR |  | Electrical Equipment
11411 | FCL-ACC-HTR-0801 | Heater, Unit, Surge Building, North | FCL-ACC-P-HL | High Lift Pumping Station HVAC Equipment |  |  |  | HTR |  | Electrical Equipment
11412 | FCL-ACC-HTR-0803 | Heater, Unit, Surge Building, West | FCL-ACC-P-HL | High Lift Pumping Station HVAC Equipment |  |  |  | HTR |  | Electrical Equipment
11413 | FCL-ACC-HTR-0804 | Heater, Unit, Surge Building, South | FCL-ACC-P-HL | High Lift Pumping Station HVAC Equipment |  |  |  | HTR |  | Electrical Equipment
11414 | FCL-ACC-HTR-0901 | Heater. Electric, (HTR-0001), RMF Centrifuge Building Stairway East | FCL-ACC-RMF | Residue Management HVAC Equipment |  |  |  | HTR |  | Electrical Equipment
11415 | FCL-ACC-HTR-0902 | Heater. Gas Fired (HTR-0002), RMF Centrifuge Building North/East | FCL-ACC-RMF | Residue Management HVAC Equipment |  |  |  | HTR |  | Electrical Equipment
11416 | FCL-ACC-HTR-0904 | Heater, Unit, (HTR-0004), 600V, 8kW, 3PH, RMF Clarification Facility, Exit Corridor North | FCL-ACC-RMF | Residue Management HVAC Equipment |  |  |  | HTR |  | Electrical Equipment
11417 | FCL-ACC-HTR-0907 | Heater, Unit, (HTR-0007),600V,10kW, RMF Clarification Facility, Operating Floor, Clarifier 2 Stairway | FCL-ACC-RMF | Residue Management HVAC Equipment |  |  |  | HTR |  | Electrical Equipment
11418 | FCL-ACC-HTR-0908 | Heater, Unit, (HTR-0008), 600V, 10kW, 3PH, RMF, Clarification Facility, Pump Room | FCL-ACC-RMF | Residue Management HVAC Equipment |  |  |  | HTR |  | Electrical Equipment
11419 | FCL-ACC-HTR-0911 | Heater, RMF, Clarification Facility, Ground Floor, HVAC Room 1 | FCL-ACC-RMF | Residue Management HVAC Equipment |  |  |  | HTR |  | Electrical Equipment
11420 | FCL-ACC-HTR-221-234 | Sedimentation Tank Area Heaters | FCL-ACC | Climate Control (HVAC) |  |  |  | HTR |  | Equipment Location
11421 | FCL-ACC-HTR-235-238 | Alum Storge & Powdered Activ. Carbon Area Heater | FCL-ACC | Climate Control (HVAC) |  |  |  | HTR |  | Equipment Location
11422 | FCL-ACC-HTR-235-238 | Alum Storge & Powdered Activ. Carbon Area Heater | FCL-ACC-P-LL | Low Lift Pumping Station HVAC Equipment |  |  |  | HTR |  | Equipment Location
11423 | FCL-ACC-HTR-530-536 | North Filter Gallery Heaters System HTR-0530: HTR-0536 | FCL-ACC | Climate Control (HVAC) |  |  |  | HTR |  | Equipment Location
11424 | FCL-ACC-HTR-537-544 | North Filter Pipe Gallery Heaters System HTR-0537: HTR-0544 | [5 empty] | HTR |  | Equipment Location
11425 | FCL-ACC-HTR-601-602 | South Filter Gallery Cabinet Heaters HTR-0601A,B,C&D: HTR-0602A&B | FCL-ACC | Climate Control (HVAC) |  |  |  | HTR |  | Equipment Location
11426 | FCL-ACC-HTR-601-602 | South Filter Gallery Cabinet Heaters HTR-0601A,B,C&D: HTR-0602A&B | FCL-ACC-FLT | Filter Building HVAC Equipment |  |  |  | HTR |  | Equipment Location
11427 | FCL-ACC-HTR-621-630 | South Filter Gallery Heaters HTR-0621A&B: HTR-0630A&B | FCL-ACC-FLT | Filter Building HVAC Equipment |  |  |  | HTR |  | Equipment Location
11428 | FCL-ACC-HTR-636-643 | South Filter Pipe Gallery Heaters HTR-0636 : HTR-0643 | FCL-ACC | Climate Control (HVAC) |  |  |  | HTR |  | Equipment Location
11429 | FCL-ACC-HTR-P | Pump Stn. EL. 75.915M EL. 79.573M Heaters | FCL-ACC | Climate Control (HVAC) | [5 empty] | Equipment Location
11430 | FCL-ACC-HU-0302 | Humidifier, Admin Building, Utility Room 216 Second Floor | FCL-ACC-ADMIN | Administration Building HVAC Equipment |  |  |  | HU |  | Electrical Equipment
11431 | FCL-ACC-HU-0303 | Humidifier, AHU-0303, Admin Building | FCL-ACC-AHU-0303 | Air Handling Unit, Roof Top, Admin Building Top of N/E Stairwell |  |  |  | HU |  | Mechanical Equipment
11433 | FCL-ACC-OIT-0301 | OIT, Admin Building BAS RPU-0301 Panel, High Lift/Admin Building, Control Room | FCL-ACC-ADMIN | Administration Building HVAC Equipment |  |  |  | OIT |  | Electrical Equipment
11434 | FCL-ACC-OIT-0601 | OIT, Filter Building BAS RPU-0601 Panel, Filter Building, Piping Gallery West | FCL-ACC-RPU-0601 | RPU Panel, Filter Building BAS, Filter Building Piping Gallery West |  |  |  | OIT |  | Electrical Equipment
11435 | FCL-ACC-OIT-0701 | OIT, Gaseous Chemical Building BAS RPU-0701 Panel, Ammonia Machine Room | FCL-ACC-RPU-0701 | RPU Panel, Gaseous Chemical Building BAS, Ammonia Control Panel Room |  |  |  | OIT |  | Electrical Equipment
11442 | FCL-ACC-PDIT-0302 | Transmitter, Pressure, Differential, AHU-0303 Outlet, Filter F-0302, Admin Building | FCL-ACC-AHU-0303 | Air Handling Unit, Roof Top, Admin Building Top of N/E Stairwell |  |  |  | PDIT |  | Electrical Equipment
11460 | FCL-ACC-TIT-0901 | Transmitter, Temperature, RMF Centrifuge Building, Second Floor, Centrifuge Room | FCL-ACC-RMF | Residue Management HVAC Equipment |  |  |  | TIT |  | Electrical Equipment
11461 | FCL-ACC-TIT-0903 | Transmitter, Temperature, RMF Centrifuge Building, Ground Floor, Polymer Totes Area | FCL-ACC-RMF | Residue Management HVAC Equipment |  |  |  | TIT |  | Electrical Equipment
11482 | FCL-ACC-TT-0220 | Transmitter, Temperature, Low Lift Pumping Station, Low Lift Pump Room E | FCL-ACC-P-LL | Low Lift Pumping Station HVAC Equipment |  |  |  | TT |  | Electrical Equipment
11485 | FCL-ACC-TT-0227 | Transmitter, Temperature, Dry Chemical Building Basement E, PAC Storage Tanks | FCL-ACC-P-LL | Low Lift Pumping Station HVAC Equipment |  |  |  | TT |  | Electrical Equipment
11489 | FCL-ACC-TT-0301 | Transmitter, Temperature, AHU-0303 Inlet, Admin Building | FCL-ACC-AHU-0303 | Air Handling Unit, Roof Top, Admin Building Top of N/E Stairwell |  |  |  | TT |  | Electrical Equipment
11490 | FCL-ACC-TT-0302 | Transmitter, Temperature, AHU-0303, Admin Building | FCL-ACC-AHU-0303 | Air Handling Unit, Roof Top, Admin Building Top of N/E Stairwell |  |  |  | TT |  | Electrical Equipment
11491 | FCL-ACC-TT-0304 | Transmitter, Temperature, Admin Building, Second Floor, Corridor 217, West | FCL-ACC-ADMIN | Administration Building HVAC Equipment |  |  |  | TT |  | Electrical Equipment
11492 | FCL-ACC-TT-0306 | Transmitter, Temperature, Admin Building, Second Floor, Photo Copier Room 216 | FCL-ACC-ADMIN | Administration Building HVAC Equipment |  |  |  | TT |  | Electrical Equipment
11493 | FCL-ACC-TT-0309 | Transmitter, Temperature, Admin Building, Second Floor, Office Room 205 | FCL-ACC-ADMIN | Administration Building HVAC Equipment |  |  |  | TT |  | Electrical Equipment
11494 | FCL-ACC-TT-0311 | Transmitter, Temperature, Admin Building, Second Floor, Women's Washroom 212 | FCL-ACC-ADMIN | Administration Building HVAC Equipment |  |  |  | TT |  | Electrical Equipment
11495 | FCL-ACC-TT-0313 | Transmitter, Temperature, Admin Building, Second Floor, Office Room 209 | FCL-ACC-ADMIN | Administration Building HVAC Equipment |  |  |  | TT |  | Electrical Equipment
11496 | FCL-ACC-TT-0314 | Transmitter, Temperature, Admin Building, Second Floor, Office Room 208 | FCL-ACC-ADMIN | Administration Building HVAC Equipment |  |  |  | TT |  | Electrical Equipment
11497 | FCL-ACC-TT-0317 | Transmitter, Temperature, Admin Building, First Floor, PCS Lab Room 119 | FCL-ACC-ADMIN | Administration Building HVAC Equipment |  |  |  | TT |  | Electrical Equipment
11498 | FCL-ACC-TT-0318 | Transmitter, Temperature, Admin Building, First Floor, Vestibule 100 | FCL-ACC-ADMIN | Administration Building HVAC Equipment |  |  |  | TT |  | Electrical Equipment
11499 | FCL-ACC-TT-0319 | Transmitter, Temperature, Admin Building, First Floor, Meeting Room 104 | FCL-ACC-ADMIN | Administration Building HVAC Equipment |  |  |  | TT |  | Electrical Equipment
11500 | FCL-ACC-TT-0320 | Transmitter, Temperature, Admin Building, First Floor, Breakout Room 102 | FCL-ACC-ADMIN | Administration Building HVAC Equipment |  |  |  | TT |  | Electrical Equipment
11501 | FCL-ACC-TT-0321 | Transmitter, Temperature, Admin Building, First Floor, Corridor 103 | FCL-ACC-ADMIN | Administration Building HVAC Equipment |  |  |  | TT |  | Electrical Equipment
11502 | FCL-ACC-TT-0323 | Transmitter, Temperature, Admin Building, First Floor, Storage Room 108 | FCL-ACC-ADMIN | Administration Building HVAC Equipment |  |  |  | TT |  | Electrical Equipment
11503 | FCL-ACC-TT-0324 | Transmitter, Temperature, Admin Building, First Floor, Lunch Room 113 | FCL-ACC-ADMIN | Administration Building HVAC Equipment |  |  |  | TT |  | Electrical Equipment
11504 | FCL-ACC-TT-0326 | Transmitter, Temperature, Admin Building, First Floor, Men's Change Room 121 | FCL-ACC-ADMIN | Administration Building HVAC Equipment |  |  |  | TT |  | Electrical Equipment
11505 | FCL-ACC-TT-0327 | Transmitter, Temperature, Admin Building, First Floor, Women's Change Room 124 | FCL-ACC-ADMIN | Administration Building HVAC Equipment |  |  |  | TT |  | Electrical Equipment
11506 | FCL-ACC-TT-0331 | Transmitter, Temperature, Admin Building, Second Floor, Board Room 202 | FCL-ACC-ADMIN | Administration Building HVAC Equipment |  |  |  | TT |  | Electrical Equipment
11507 | FCL-ACC-TT-0332 | Transmitter, Temperature, Admin Building, Second Floor, Office Room 201 | FCL-ACC-ADMIN | Administration Building HVAC Equipment |  |  |  | TT |  | Electrical Equipment
11520 | FCL-ACC-TT-0421 | Transmitter, Temperature, Supply Air to Back of Control Room, High Lift Heating and Ventilation | FCL-ACC-AHU-0401 | Air Handling Unit, High Lift PS Control Room,Electrical Shop,Basement Office Air Supply,Control Room |  |  |  | TT |  | Electrical Equipment
11561 | FCL-ACC-V-0407 | Valve, Control, HE-0407 Cooling Water Supply, High Lift Switchgear Room Ventilation, PS Corridor | FCL-ACC-HE-0407 | Heat Exchanger, Cooling Coil, FN-0409 Exhaust, High Lift Switchgear Room Ventilation, Elec.Equipment Rm |  |  |  | V |  | Mechanical Equipment
11562 | FCL-ACC-V-0408 | Valve, Control, HE-0408 Cooling Water Supply, High Lift Switchgear Room Ventilation, PS Corridor | FCL-ACC-HE-0408 | Heat Exchanger, Cooling Coil, FN-0410 Exhaust, High Lift Switchgear Room Ventilation, Elec.Equipment Rm |  |  |  | V |  | Mechanical Equipment
11563 | FCL-ACC-V-0501 | Valve, Control, HE-0501 Cooling Water Supply, Filter Building, East Dehumidification System | FCL-ACC-HE-0501 | Heat Exchanger, Cooling Coil, D-0501 ,Filter Building, East Dehumidification System |  |  |  | V |  | Mechanical Equipment
11564 | FCL-ACC-V-0601 | Valve, Control, HE-0601 Cooling Water Supply, Filter Building, West Dehumidification System | FCL-ACC-HE-0601 | Heat Exchanger, Cooling Coil, D-0601 ,Filter Building, East Dehumidification System |  |  |  | V |  | Mechanical Equipment
11565 | FCL-ADM BLDG | Building Location | FCL-SPC2 | Process Control Systems - Equipment | [5 empty] | Process
11566 | FCL-AFTER SO2 | FCL-AFTER SO2 Sampling | FCL-SAMP | Sampling Systems | [5 empty] | Sub-Process
11586 | FCL-ALM-CP-0010 | Control Panel, Operator, Alum Mixing Tank Outlet Valve, Alum System | FCL-ALM-T-0101 | Tank, Non-Pressurized, Alum Storage Tank 0101, Liquid Alum System |  |  |  | CP |  | Electrical Equipment
11587 | FCL-ALM-CP-0014 | Control Panel, Operator, Alum Storage Tank 0101 Outlet Valve, Alum System | FCL-ALM-T-0101 | Tank, Non-Pressurized, Alum Storage Tank 0101, Liquid Alum System |  |  |  | CP |  | Electrical Equipment
11588 | FCL-ALM-CP-0018 | Control Panel, Operator, Alum Storage Tank 0201 Outlet Valve, Alum System | FCL-ALM-T-0101 | Tank, Non-Pressurized, Alum Storage Tank 0101, Liquid Alum System |  |  |  | CP |  | Electrical Equipment
11589 | FCL-ALM-CP-0401 | Control Panel, Electrical, Pump 0401, Alum System | FCL-ALM-P-0401 | Pump, PD, Pump, Alum System |  |  |  | CP |  | Electrical Equipment
11614 | FCL-ALM-FS-0101 | Switch,Flow Pump # 1 | FCL-ALM | Coagulation |  |  | 33815 | FS |  | Instrumentation Equipment
11615 | FCL-ALM-FS-0201 | Switch,Flow Pump # 2 | FCL-ALM | Coagulation |  |  | 33816 | FS |  | Instrumentation Equipment
11616 | FCL-ALM-FS-0301 | Switch,Flow Pump # 3 | FCL-ALM | Coagulation |  |  | 33817 | FS |  | Instrumentation Equipment
11632 | FCL-ALM-LSH-0101 | Switch,Level Alum Storage Tank # 1 | FCL-ALM | Coagulation |  |  |  | LSH |  | Instrumentation Equipment
11633 | FCL-ALM-LSH-0201 | Switch,Level Alum Storage Tank # 2 | FCL-ALM | Coagulation |  |  |  | LSH |  | Instrumentation Equipment
11724 | FCL-AM | Ammoniation | FCL-DIS | Disinfection and Conditioning | [5 empty] | Sub-Process
11727 | FCL-AM-CP-0002 | Local Control Panel, Aqua Ammonia Scrubber Control (GLC4), Gaseous Chemical Building,Scrubber Room | FCL-AM | Ammoniation |  |  |  | CP |  | Electrical Equipment
11728 | FCL-AM-CP-0101 | Control Panel, Electrical, Pump 0101, Aqua Ammonia System, Ammonia Room | FCL-AM-P-0101 | Pump, Gear, Metering, Aqua Ammonia System |  |  |  | CP |  | Electrical Equipment
11732 | FCL-AM-DM-0012 | Damper, Ammonia Storage Room Exhaust to Scrubber SB-0101, Gaseous Chemical Building, Ammonia Storage Room | FCL-AM-SCRUBBER | Ammonia Scrubber System |  |  |  | DM |  | Mechanical Equipment
11754 | FCL-AM-LSH-0002 | Switch, Level, High, Ammonia Pumps Spill Containment, Gaseous Chemical Building, Pump Room | FCL-AM | Ammoniation |  |  |  | LSH |  | Instrumentation Equipment
11757 | FCL-AM-STR-0038 | Strainer, Aqua Ammonia Scrubber Pump Inlet, Ventilation Machine Room, Dry Chemical Building | FCL-AM-P-0001 | Pump, Centrifugal, Waste Water, Scrubber, Aqua Ammonia Scrubber System |  |  |  | STR |  | Mechanical Equipment
11758 | FCL-AM-STR-0110 | Strainer, Ammonia Pump 0101 Suction, Aqua Ammonia System, Ammonia Room | FCL-AM-P-0101 | Pump, Gear, Metering, Aqua Ammonia System |  |  |  | STR |  | Mechanical Equipment
11759 | FCL-AM-STR-0210 | Strainer, Ammonia Pump 0210 Suction, Aqua Ammonia System, Ammonia Room | FCL-AM-P-0201 | Pump, Gear, Metering, Aqua Ammonia System |  |  |  | STR |  | Mechanical Equipment
11801 | FCL-AM-V-0118 | Valve, Ball, Ammonia Tank 0101 to Vent, Aqua Ammonia System, Ammonia Room | FCL-AM-T-0101 | Tank, Storage, Pressurised, Aqua Ammonia Storage Room, Dry Chemical Building |  |  |  | V |  | Mechanical Equipment
11813 | FCL-AM-V-0219 | Valve, Ball, Ammonia Tank 0201 to Drain, Aqua Ammonia System, Ammonia Room | FCL-AM-T-0201 | Tank, Storage, Pressurised, Aqua Ammonia Storage Room, Dry Chemical Building |  |  |  | V |  | Mechanical Equipment
11819 | FCL-AUX-TPD-0901 | Trap Primer Device, Electrical, RMF Clarification Facility | FCL-ACC-RMF | Residue Management HVAC Equipment |  |  |  | TPD |  | Electrical Equipment
11820 | FCL-AUX-TPD-0902 | Trap Primer Device, Electrical, RMF Clarification Facility, Hallway, Thickener No.1 | FCL-ACC-RMF | Residue Management HVAC Equipment |  |  |  | TPD |  | Electrical Equipment
11821 | FCL-AUX-TPD-0903 | Trap Primer Device, Electrical, RMF Clarification Facility, Hallway, Thickener No.2 | FCL-ACC-RMF | Residue Management HVAC Equipment |  |  |  | TPD |  | Electrical Equipment
11822 | FCL-AUX-TPD-0905 | Trap Primer Device, Electrical, RMF Centrifuge Building, Mechanical Room | FCL-ACC-RMF | Residue Management HVAC Equipment |  |  |  | TPD |  | Electrical Equipment
11826 | FCL-BW | Backwash System | FCL-FLT | Filtration | [5 empty] | Sub-Process
11833 | FCL-BW-FIT-0001 | Transmitter, Flow, Discharge Header Thermal Mass, Blowers | FCL-AIR-SCOUR | Backwash System |  |  |  | FIT |  | Electrical Equipment
11875 | FCL-BW-V-0028 | Valve, Ball, Isolation, Air Release, Backwash Supply Pipe | FCL-BW | Backwash System |  |  |  | V |  | Mechanical Equipment
11876 | FCL-BW-V-0032 | Valve, Ball, Isolation, Air Release, Backwash Supply Pipe | FCL-BW | Backwash System |  |  |  | V |  | Mechanical Equipment
11909 | FCL-CCS-CP-0102 | Control Panel, CCS Sample Pump, Low Lift PS Building | FCL-CCS | Corrosion Control System |  |  |  | CP |  | Electrical Equipment
11976 | FCL-CENTRIFUGE BLDG | Building Location | FCL-SPC | Process Control Systems - Services Area | [5 empty] | Process
11984 | FCL-CL-CP-0001 | Control Panel, Area, Mimic, Chlorination System, Control Room, Gaseous Chemical Building | FCL-CLA | Pre-Chlorination |  |  |  | CP |  | Electrical Equipment
11985 | FCL-CL-CP-0005 | Local Control Panel, Mimic, Chlorination Eductor Valves, Control Room, Gaseous Chemical Building | FCL-CLA | Pre-Chlorination |  |  |  | CP |  | Electrical Equipment
11986 | FCL-CL-CP-0006 | Local Control Panel, CL2/SO2 Scrubber Control (GLC2), Scrubber Room, Gaseous Chemical Building | FCL-CL-SCRUBBER | CL & SO2 Scrubber System |  |  |  | CP |  | Electrical Equipment
11987 | FCL-CL-CP-0008 | Local Control Panel, Alternate Pre-Chlorination Valves, Sedimentation Tanks Area | FCL-CLA | Pre-Chlorination |  |  |  | CP |  | Electrical Equipment
12044 | FCL-CLA-RD-0201 | Rupture Disk, Vent, CLA Evaporator 0201, Gaseous Chemical Building, Machine Room | FCL-CLA-EV-0201 | Evaporator, Chlorine Gas, Chlorination System |  |  |  | RD |  | Mechanical Equipment
12116 | FCL-CLA1 | Pre-Chlorination | FCL-DIS | Disinfection and Conditioning | [5 empty] | Sub-Process
12117 | FCL-CLARIFICATE-BLDG | Building Location | FCL-EUS | Production & End User Support | [5 empty] | Process
12145 | FCL-CLB-RD-0101 | Rupture Disk, Vent, CLB Evaporator 0101, Gaseous Chemical Building, Machine Room | FCL-CLB-EV-0101 | Evaporator, Chlorine Gas, Chlorination System |  |  |  | RD |  | Mechanical Equipment
12225 | FCL-DCL | Sulphur Dioxide System | FCL-DIS | Disinfection and Conditioning | [5 empty] | Sub-Process
12230 | FCL-DCL-AICR-0401 | Controller,Analyses,Indicator/Manual Setpoint,Recording,SO-0401, Panel CP-0003,Gaseous Chem. Building | FCL-DCL-SO-0401 | Sulphonator, RMF Dechlorination, Machine Room,Gaseous Chemical Building |  |  |  | AICR |  | Electrical Equipment
12238 | FCL-DCL-CP-0002 | Control Panel, After SO2 Sample Pumps 0002A-B, Dewatering Pump Area Ground Level | FCL-DCL-P-0002A | Pump, Centrifugal, Sampling After SO2, Decant Liquor, Sampling Pumps |  |  |  | CP |  | Electrical Equipment
12239 | FCL-DCL-CP-0006 | Local Control Panel,SO2 Eductor Valves, High Lift Pumping Station Basement | FCL-DCL | Sulphur Dioxide System |  |  |  | CP |  | Electrical Equipment
12259 | FCL-DCL-PSH-0105 | Switch, Pressure-High, Evaporator 0101 Vent Line to Scrubber, Machine Room, Gaseous Chemical Bldg. | FCL-DCL-EV-0101 | Evaporator, SO2, Sulpher Dioxide System |  |  |  | PSH |  | Electrical Equipment
12274 | FCL-DCL-STR-0412 | Strainer, Inlet, INJ-0420, RMF Clarification | FCL-DCL-INJ-0420 | Eductor, RMF Dechlorination, RMF Facility |  |  |  | STR |  | Mechanical Equipment
12275 | FCL-DCL-STR-0512 | Strainer, Inlet, INJ-0520, RMF Clarification | FCL-DCL-INJ-0520 | Eductor, RMF Dechlorination, RMF Facility |  |  |  | STR |  | Mechanical Equipment
12324 | FCL-DCL-V-0045 | Valve, Ball, Drain, Before SO2 Sampling Pumps 0002A&0002B, Ground Level, Dewatering Pumps Area | FCL-DCL-P-0002A | Pump, Centrifugal, Sampling After SO2, Decant Liquor, Sampling Pumps |  |  |  | V |  | Mechanical Equipment
12373 | FCL-DCL-V-0402 | Valve, Isolation, SO2 Gas Line to RMF Sulphonator 0401, Machine Room, Gaseous Chemical Building | FCL-DCL-SO-0401 | Sulphonator, RMF Dechlorination, Machine Room,Gaseous Chemical Building |  |  |  | V |  | Mechanical Equipment
12374 | FCL-DCL-V-0411 | Valve, Isolation, Inlet, RMF Sulphonator 0401, Machine Room, Gaseous Chemical Building | FCL-DCL-SO-0401 | Sulphonator, RMF Dechlorination, Machine Room,Gaseous Chemical Building |  |  |  | V |  | Mechanical Equipment
12375 | FCL-DCL-V-0420 | Valve, Check, Inlet, DCL-INJ-0420, RMF Clarification | FCL-DCL-INJ-0420 | Eductor, RMF Dechlorination, RMF Facility |  |  |  | V |  | Mechanical Equipment
12380 | FCL-DCL-V-0512 | Valve, Isolation, Inlet, RMF Sulphonator SO-0501, Machine Room,Gaseous Chemical Building | FCL-DCL-INJ-0520 | Eductor, RMF Dechlorination, RMF Facility |  |  |  | V |  | Mechanical Equipment
12388 | FCL-DEW | Dewatering | FCL-GRK | Buildings and Grounds | [5 empty] | Sub-Process
12389 | FCL-DEW-CP-0301 | Control Panel, Pre-Treatment Process Dewatering Pumps P-0301A&B, West Sedimentation Corridor | FCL-DEW-P-0301A | Pump, Dry Pit Submersible. Sedimentation Tanks Process Dewatering, Sedimentation Tank Dewatering Pit |  |  |  | CP |  | Electrical Equipment
12390 | FCL-DEW-CP-0501 | Control Panel, Pre-treatment Area Dewatering Pumps P-0501A&B, West Sedimentation Corridor | FCL-DEW-P-0501A | Pump, Dry Pit Submersible. Pre-Treatment Area Dewatering, Sedimentation Tank Dewatering Pit |  |  |  | CP |  | Electrical Equipment
12391 | FCL-DEW-CP-0601 | Control Panel, High Lift PS Area Dewatering Pumps P-0601A&B, High Lift PS SW Corner | FCL-DEW-P-0601A | Pump, Dry Pit Submersible. High Lift PS Area Dewatering Pump, Treated Water Dewatering Pit |  |  |  | CP |  | Electrical Equipment
12446 | FCL-DEW-V-0009 | Valve, Ball, Suction Header, Raw Water Process Dewatering Pump DEW-P-0101A/B, Low Lift Basement | FCL-DEW-P-0101A | Pump, Dry Pit Submersible, Raw Water Process Dewatering, Raw Water Dewatering Pit |  |  |  | V |  | Mechanical Equipment
12447 | FCL-DEW-V-0010A | Valve, Check, Swing, Treated Water Suction Channel, Treated Water Process Dewatering Pit | FCL-DEW-T-0201 | Tank, Treated Water Process Dewatering Pit |  |  |  | V |  | Mechanical Equipment
12448 | FCL-DEW-V-0011A | Valve, Check, Swing, Treated Water Suction Channel, Treated Water Process Dewatering Pit | FCL-DEW-T-0201 | Tank, Treated Water Process Dewatering Pit |  |  |  | V |  | Mechanical Equipment
12449 | FCL-DEW-V-0015 | Valve, Check, Swing, Drain, Pre-Treatment Mud Valve, Sedimentation Tank Dewatering Pit | FCL-DEW-T-0201 | Tank, Treated Water Process Dewatering Pit |  |  |  | V |  | Mechanical Equipment
12450 | FCL-DEW-V-0016 | Valve, Gate, Drain, Pre-Treatment Mud Valve, Sedimentation Tank Dewatering Pit | FCL-DEW | Dewatering |  |  |  | V |  | Mechanical Equipment
12499 | FCL-DIS | Disinfection and Conditioning | FCL WORK AREA 1 | Process | [5 empty] | Process
12500 | FCL-ELS | Electrical Distribution | FCL WORK AREA 2 | Plant Services | [5 empty] | Process
12501 | FCL-ELS-2 | Electrical Systems | FCL-ELS | Electrical Distribution |  |  |  | ELS |  | Sub-Process
12502 | FCL-ELS-5 | Security System | FCL-ELS | Electrical Distribution |  |  |  | ELS |  | Sub-Process
12504 | FCL-ELS-ASH-0001 | Smoke Detector, Diesel Tank, ELS-T-0101, Low lift Building | FCL-ELS-T-0101 | Tank, Generator G-0100 Oil Fuel Day Tank, Low Lift Building, Screen Room |  |  |  | ASH |  | Electrical Equipment
12505 | FCL-ELS-ASH-0002 | Smoke Detector, Diesel Tank, ELS-T-0201, Low lift Building | FCL-ELS-T-0201 | Tank, Generator G-0200 Oil Fuel Day Tank, Low Lift Building, Screen Room |  |  |  | ASH |  | Electrical Equipment
12666 | FCL-ELS-LP-0011 | Lighting Panel, 225A, 120/208V, 3PH, Flocculation Area | FCL-ELS-6 | Interior Lighting |  |  |  | LP |  | Electrical Equipment
12669 | FCL-ELS-LP-001DA | Lighting Panel, 225A, 120/208V, 3PH, Dry Chemical Building MCC Room, N/W | FCL-ELS-TR-001DA | Transformer, 1200A, Lighting, LP-001DA Feed, Dry Chemical Building Outside PAC Room West Entrance |  |  |  | LP |  | Electrical Equipment
12672 | FCL-ELS-LP-001GA | Lighting Panel, 600/120/208V, 225A, 3PH, Gaseous Chemical Building, Entrance to Service Area | FCL-ELS-TR-001GA | Transformer, Lighting, 600/120/208V, 45kVA, 3PH, LP-001GA,Gaseous Chemical MCC Room N/W |  |  |  | LP |  | Electrical Equipment
12675 | FCL-ELS-LP-002GA | Lighting Panel, 600/120/208V, 3PH, Gaseous Chemical Building, 3rd Floor, NH3 Maintenance | FCL-ELS-6 | Interior Lighting |  |  |  | LP |  | Electrical Equipment
12679 | FCL-ELS-LP-003FB | Lighting Panel, (LP-FB), 600/120/208V, 3PH, Filter Operating Gallery Central/East | FCL-ELS-TR-003FB | Transformer,Lighting,(LT2F),600/120/208V, 45kVA,Heating Panel LP-003FB,Filter Bldg. Transformer Room |  |  |  | LP |  | Electrical Equipment
12680 | FCL-ELS-LP-003FE | Lighting Panel, 600/120/208V, 60A, 3PH, Lab | FCL-ELS-6 | Interior Lighting |  |  |  | LP |  | Electrical Equipment
12681 | FCL-ELS-LP-003FF | Lighting Panel, (LP-FF), 600/120/208V, 3PH, Filter Operating Gallery Central/West | FCL-ELS-TR-003FF | Transformer,Lighting,(LT3F),600/120/208V, 30kVA, Panels LP-003FF&003FG,Filter Bldg. Transformer Room |  |  |  | LP |  | Electrical Equipment
12684 | FCL-ELS-LP-003GA | Lighting Panel, 600/120/208V, 3PH, Gaseous Chemical Building 2nd Floor Workshop | FCL-ELS-6 | Interior Lighting |  |  |  | LP |  | Electrical Equipment
12687 | FCL-ELS-LP-004GF | Lighting Panel, 600/120/208V, 3PH, Gaseous Chemical Building | FCL-ELS-TR-004GE | Transformer, Lighting, 600/120/208V, 45kVA, 3PH, LP-004GE, Gaseous Chemical Building MCC Room N/W |  |  |  | LP |  | Electrical Equipment
12688 | FCL-ELS-LP-0100C | Lighting Panel, 208/120V, 3PH, (LP-J) High Lift Pump Room First Floor North Wall | FCL-ELS-6 | Interior Lighting |  |  |  | LP |  | Electrical Equipment
12689 | FCL-ELS-LP-0100G | Lighting Panel, 208/120V, 3PH, (LP-G) High Lift Heating and Ventilation Room | FCL-ELS-6 | Interior Lighting |  |  |  | LP |  | Electrical Equipment
12690 | FCL-ELS-LP-0100I | Lighting Panel, Heating Panel, (HP4), High Lift Switchgear Room East Wall | FCL-ELS-TR-0100I | Transformer,(LT9H),Lighting Panel LP-0100I, 600/120/208V,45 kVA, High Lift Switchgear Room |  |  |  | LP |  | Electrical Equipment
12691 | FCL-ELS-LP-0100J | Lighting Panel, Heating Panel, High Lift Heating & Ventilation Room | FCL-ELS-TR-0100J | Transformer,(LT10H),Lighting Panel LP-0100J, 600/120/208V,30 kVA, High Lift Heating&Ventilation Room |  |  |  | LP |  | Electrical Equipment
12701 | FCL-ELS-LP-0200A | Lighting Panel, Heating, 208/120V, 3PH, Admin Building, Lunch Room 113 West Wall | FCL-ELS-TR-0200O | Transformer, 600/120/208V, 75 kVA, 3PH, Lighting Panels LP-0200O&0200A, High Lift Switchgear Room |  |  |  | LP |  | Electrical Equipment
12702 | FCL-ELS-LP-0200E | Lighting Panel, 208/120V, 3PH, Admin Building, Corridor 217 Second Floor | FCL-ELS-6 | Interior Lighting |  |  |  | LP |  | Electrical Equipment
12703 | FCL-ELS-LP-0200H | Lighting Panel, 208/120V, 3PH, (HP3), High Lift Switchgear Room West Wall | FCL-ELS-6 | Interior Lighting |  |  |  | LP |  | Electrical Equipment
12704 | FCL-ELS-LP-0200J | Lighting Panel, 208/120V, 3PH, (LP0JA), Admin Building Server Room | FCL-ELS-6 | Interior Lighting |  |  |  | LP |  | Electrical Equipment
12707 | FCL-ELS-LP-0301E | Lighting Panel, Emergency Load, 208/120V, 3PH, Admin Building Sever Room | FCL-ELS-6 | Interior Lighting |  |  |  | LP |  | Electrical Equipment
12716 | FCL-ELS-LP-0400A | Lighting Panel, 575/120/208V, 225A, Low Lift Pump Room N/W | FCL-ELS-6 | Interior Lighting |  |  |  | LP |  | Electrical Equipment
12718 | FCL-ELS-LP-0501E | Lighting Panel, 575/120/208V, LP-0501E (0500E1), Dry Chemical Building in MCC-0500 | FCL-ELS-6 | Interior Lighting |  |  |  | LP |  | Electrical Equipment
12722 | FCL-ELS-LSH-0300 | Switch, Level, High, Fuel Oil Tank T-0100, Low Lift Building, Screen Room, Underground | FCL-ELS-T-0100 | Tank, Underground, Main Oil Fuel Tank, Low Lift Building, Screen Room |  |  |  | LSH |  | Electrical Equipment
12723 | FCL-ELS-LSH-0301 | Switch, Level, High, Fuel Oil Tank T-0100 Spill Sensing, Low Lift Building, Screen Room, Underground | FCL-ELS-T-0100 | Tank, Underground, Main Oil Fuel Tank, Low Lift Building, Screen Room |  |  |  | LSH |  | Electrical Equipment
12724 | FCL-ELS-LSH-0302 | Switch, Level-High, Fuel Oil Tank T-0100 Transition Sump Spill,Low Lift Bldg,Screen Room,Underground | FCL-ELS-T-0100 | Tank, Underground, Main Oil Fuel Tank, Low Lift Building, Screen Room |  |  |  | LSH |  | Electrical Equipment
12725 | FCL-ELS-LSHH-0101 | Switch, Level, High High, Fuel Oil Day Tank T-0101, Low Lift Building, Screen Room | FCL-ELS-T-0100 | Tank, Underground, Main Oil Fuel Tank, Low Lift Building, Screen Room |  |  |  | LSHH |  | Electrical Equipment
12726 | FCL-ELS-LSHH-0101A | Switch, Level, High High, Tank ELS-T-0101, Emergency Power Generator Monitoring | FCL-ELS-T-0101 | Tank, Generator G-0100 Oil Fuel Day Tank, Low Lift Building, Screen Room |  |  |  | LSHH |  | Electrical Equipment
12727 | FCL-ELS-LSHH-0201B | Switch, Level, Critical High, Tank ELS-T-0201, Emergency Power Generator Monitoring | FCL-ELS-T-0201 | Tank, Generator G-0200 Oil Fuel Day Tank, Low Lift Building, Screen Room |  |  |  | LSHH |  | Electrical Equipment
12731 | FCL-ELS-LSL-0300 | Switch, Level, Low, Fuel Oil Tank T-0100, Low Lift Building, Screen Room, Underground | FCL-ELS-T-0100 | Tank, Underground, Main Oil Fuel Tank, Low Lift Building, Screen Room |  |  |  | LSL |  | Electrical Equipment
12732 | FCL-ELS-LSLL-0201 | Switch, Level, Low Low, Fuel Oil Day Tank T-0201, Low Lift Building, Screen Room | FCL-ELS-T-0201 | Tank, Generator G-0200 Oil Fuel Day Tank, Low Lift Building, Screen Room |  |  |  | LSLL |  | Electrical Equipment
12733 | FCL-ELS-LTG | Emergency Lighting | FCL-SES | Safety and Environmental Services | [5 empty] | Sub-Process
12781 | FCL-ELS-PSL-0300 | Switch, Pressure, Low,Vacuum,Oil Fuel Tank T-0100 Interstitial,Low Lift Bldg,Screen Room,Underground | FCL-ELS-T-0100 | Tank, Underground, Main Oil Fuel Tank, Low Lift Building, Screen Room |  |  |  | PSL |  | Electrical Equipment
12788 | FCL-ELS-STR-0101 | Strainer, Suction, Fuel Oil Transfer Pump P-0100, Low Lift Building, Screen Room | FCL-ELS-P-0100 | Pump, Gear, Fuel Oil Transfer Pump, Low Lift Building, Screen Room |  |  |  | STR |  | Mechanical Equipment
12789 | FCL-ELS-STR-0201 | Strainer, Suction, Fuel Oil Transfer Pump P-0200, Low Lift Building, Screen Room | FCL-ELS-P-0200 | Pump, Gear, Fuel Oil Transfer Pump, Low Lift Building, Screen Room |  |  |  | STR |  | Mechanical Equipment
12839 | FCL-ELS-SWG-0TR2 | Breaker, 1200A, RMF Transformers TR-02CL & 02CF Feed, 4160V Low Lift Switchgear | FCL-ELS-TR-02CL | Transformer,Power,Dry,Clarification - Electrical Room,4160-600V,400KVA |  |  |  | SWG |  | Electrical Equipment
12862 | FCL-ELS-TR-001DA | Transformer, 1200A, Lighting, LP-001DA Feed, Dry Chemical Building Outside PAC Room West Entrance | FCL-ELS-6 | Interior Lighting |  |  |  | TR |  | Electrical Equipment
12863 | FCL-ELS-TR-001DB | Transformer, Lighting, LP-001DB Feed, Dry Chemical Building Outside PAC Room West Entrance | FCL-ELS-6 | Interior Lighting |  |  |  | TR |  | Electrical Equipment
12875 | FCL-ELS-TR-002GA | Transformer, Lighting, 600/120/208V, 30kVA, 3PH, LP-002GA, Gaseous Building, 3rd Floor, NH3 Maintenance | FCL-ELS-6 | Interior Lighting |  |  |  | TR |  | Electrical Equipment
12885 | FCL-ELS-TR-004FE | Transformer,Lighting,(LT4F),Lighting Panel LP-003FA,600/120/208V,30kVA,Filter Bldg. Transformer Room | FCL-ELS-6 | Interior Lighting |  |  |  | TR |  | Electrical Equipment
12886 | FCL-ELS-TR-004FH | Transformer, Lighting, 600/120/208V, 30kVA, 3PH, Power Distribution DP-004FH MCC Room, MCC-004F | FCL-ELS-6 | Interior Lighting |  |  |  | TR |  | Electrical Equipment
12889 | FCL-ELS-TR-004GE | Transformer, Lighting, 600/120/208V, 45kVA, 3PH, LP-004GE, Gaseous Chemical Building MCC Room N/W | FCL-ELS-6 | Interior Lighting |  |  |  | TR |  | Electrical Equipment
12890 | FCL-ELS-TR-004GF | Transformer, Lighting, 600/120/208V, 15kVA, 3PH, LP-004GF, Gaseous Chemical Building | FCL-ELS-6 | Interior Lighting |  |  |  | TR |  | Electrical Equipment
12900 | FCL-ELS-TR-0200O | Transformer, 600/120/208V, 75 kVA, 3PH, Lighting Panels LP-0200O&0200A, High Lift Switchgear Room | FCL-ELS-6 | Interior Lighting |  |  |  | TR |  | Electrical Equipment
12901 | FCL-ELS-TR-0200P | Transformer, 600/120/208V,112.5kW, Lighting Panels LP-0200P &0200B, High Lift Switchgear Floor East | FCL-ELS-6 | Interior Lighting |  |  |  | TR |  | Electrical Equipment
12950 | FCL-EUS | Production & End User Support | FCL-ITM | Integrated Technology Management | [5 empty] | Sub Area
12951 | FCL-EUS-SERVER-ROOM | Computer Location | FCL-ADM-BLDG | Building Location | [5 empty] | Equipment Location
12952 | FCL-EUS-TRAIN-ROOM | Computer Location | FCL-ADM-BLDG | Building Location | [5 empty] | Equipment Location
13038 | FCL-FL | Fluoridation | FCL-DIS | Disinfection and Conditioning | [5 empty] | Sub-Process
13050 | FCL-FL-FS-0101-SUS | Switch,Flow Fluoride Pump # 1 | FCL-FL | Fluoridation |  |  | 36603 | FS |  | Instrumentation Equipment
13051 | FCL-FL-FS-0101-SUS | Switch,Flow Fluoride Pump # 1 | FCL-SUSPENDED | Suspended entity |  |  | 36603 | FS |  | Instrumentation Equipment
13052 | FCL-FL-FS-0201-SUS | Switch,Flow Fluoride Pump # 2 | FCL-FL | Fluoridation |  |  | 36604 | FS |  | Instrumentation Equipment
13053 | FCL-FL-FS-0201-SUS | Switch,Flow Fluoride Pump # 2 | FCL-SUSPENDED | Suspended entity |  |  | 36604 | FS |  | Instrumentation Equipment
13054 | FCL-FL-HTR-0001 | Heater, (Heat Tracing), Gaseous Chemical Building, South of Storage Tank | FCL-ACC-FL | Flouride Room, HVAC Equipment |  |  |  | HTR |  | Electrical Equipment
13114 | FCL-FLO-CP-0101 | Control Panel, Pre-treatment Module 1 Inlet Valve, Flocculation &Sedimentation Area South | FCL-FLO-V-0101 | Valve, Butterfly, Actuated, Raw Water, Sedimentation Tank 0101, Mixing Tank/ Coagulation |  |  |  | CP |  | Electrical Equipment
13115 | FCL-FLO-CP-0201 | Control Panel, Pre-treatment Module 2 Inlet Valve, Flocculation &Sedimentation Area South | FCL-FLO-V-0201 | Valve, Butterfly, Actuated, Raw Water, Sedimentation Tank 0201, Mixing Tank/ Coagulation |  |  |  | CP |  | Electrical Equipment
13116 | FCL-FLO-FIT-0201A | Transmitter, Flow, Ultrasonic Transient Time, Clamp-on, Pre-treatment Module 2 Inlet | FCL-FLO-T-0201 | Tank, Flocculation |  |  |  | FIT |  | Electrical Equipment
13140 | FCL-FLO-V-0050A | Valve, Mud, Drain, Raw Water Channel Distribution, Sedimentation, Mixing&Flocculation | FCL-DEW | Dewatering |  |  |  | V |  | Mechanical Equipment
13141 | FCL-FLO-V-0050B | Valve, Mud, Drain, Raw Water Channel Distribution, Sedimentation, Mixing&Flocculation | FCL-DEW | Dewatering |  |  |  | V |  | Mechanical Equipment
13142 | FCL-FLO-V-0050C | Valve, Mud, Drain, Pre-Treatment Module 1 Inlet, Sedimentation, Mixing&Flocculation | FCL-DEW | Dewatering |  |  |  | V |  | Mechanical Equipment
13143 | FCL-FLO-V-0050E | Valve, Mud, Drain, Pre-Treatment Module 3 Inlet, | FCL-DEW | Dewatering |  |  |  | V |  | Mechanical Equipment
13145 | FCL-FLOCCULATION-BLD | Building Location | FCL-EUS | Production & End User Support | [5 empty] | Process
13146 | FCL-FLT | Filtration | FCL WORK AREA 1 | Process | [5 empty] | Process
13181 | FCL-FLT-CP-0001 | Control Panel, Filtered Water Sampling Pumps 0001A&B FCL-FLT-P-0004A | FCL-FLT-P-0004A | Pump, Centrifugal, Filtered Water, Sampling Pumps |  |  |  | CP |  | Electrical Equipment
13182 | FCL-FLT-CP-0201 | Control Panel, Operator, Filter 0201 Flow/Rate, Filter 0201 | FCL-FLT-F-0201 | Filter, Carbon Activated, Filter Building, Filter Gallery East |  |  |  | CP |  | Electrical Equipment
13183 | FCL-FLT-CP-0301 | Control Panel, Operator, Filter 0301 Flow/Rate, Filter 0301 | FCL-FLT-F-0301 | Filter, Carbon Activated, Filter Building, Filter Gallery West |  |  |  | CP |  | Electrical Equipment
13184 | FCL-FLT-CP-0501 | Control Panel, Operator, Filter 0501 Flow/Rate, Filter 0501 | FCL-FLT-F-0501 | Filter, Carbon Activated, Filter Building, Filter Gallery West |  |  |  | CP |  | Electrical Equipment
13185 | FCL-FLT-CP-0601 | Control Panel, Operator, Filter 0601 Flow/Rate, Filter 0601 | FCL-FLT-F-0601 | Filter, Carbon Activated, Filter Building, Filter Gallery East |  |  |  | CP |  | Electrical Equipment
13186 | FCL-FLT-CP-0801 | Control Panel, Operator, Filter 0801 Flow/Rate, Filter 0801 | FCL-FLT-F-0801 | Filter, Carbon Activated, Filter Building, Filter Gallery East |  |  |  | CP |  | Electrical Equipment
13187 | FCL-FLT-CP-1001 | Control Panel, Operator, Filter 1001 Flow/Rate, Filter 1001 | FCL-FLT-F-1001 | Filter, Carbon Activated, Filter Building, Filter Gallery East |  |  |  | CP |  | Electrical Equipment
13188 | FCL-FLT-CP-1101 | Control Panel, Operator, Filter 1101 Flow/Rate, Filter 1101 | FCL-FLT-F-1101 | Filter, Carbon Activated, Filter Building, Filter Gallery West |  |  |  | CP |  | Electrical Equipment
13189 | FCL-FLT-CP-1201 | Control Panel, Operator, Filter 1201 Flow/Rate, Filter 1201 | FCL-FLT-F-1201 | Filter, Carbon Activated, Filter Building, Filter Gallery East |  |  |  | CP |  | Electrical Equipment
13190 | FCL-FLT-CP-1301 | Control Panel, Operator, Filter 1301 Flow/Rate, Filter 1301 | FCL-FLT-F-1301 | Filter, Carbon Activated, Filter Building, Filter Gallery West |  |  |  | CP |  | Electrical Equipment
13191 | FCL-FLT-CP-1501 | Control Panel, Operator, Filter 1501 Flow/Rate, Filter 1501 | FCL-FLT-F-1501 | Filter, Carbon Activated, Filter Building, Filter Gallery West |  |  |  | CP |  | Electrical Equipment
13192 | FCL-FLT-CP-1601 | Control Panel, Operator, Filter 1601 Flow/Rate, Filter 1601 | FCL-FLT-F-1601 | Filter, Carbon Activated, Filter Building, Filter Gallery East |  |  |  | CP |  | Electrical Equipment
13193 | FCL-FLT-CP-1701 | Control Panel, Operator, Filter 1701 Flow/Rate, Filter 1701 | FCL-FLT-F-1701 | Filter, Carbon Activated, Filter Building, Filter Gallery West |  |  |  | CP |  | Electrical Equipment
13194 | FCL-FLT-F-0102 | Filter, Inlet Side of PDIT-0101, Filter F-0101, Filtration Pipe Gallery | FCL-FLT-PDIT-0101 | Transmitter, Pressure (Differential), Loss of Head for Filter 0101, Filter No.0101 |  |  |  | F |  | Mechanical Equipment
13198 | FCL-FLT-F-0702 | Filter, Inlet Side of PDIT-0701, Filter F-0701, Filtration Pipe Gallery | FCL-FLT-PDIT-0701 | Transmitter, Pressure (Differential), Loss of Head for Filter 0701, Filter No.0701 |  |  |  | F |  | Mechanical Equipment
13199 | FCL-FLT-F-0802 | Filter, Inlet Side of PDIT-0801, Filter F-0801, Filtration Pipe Gallery | FCL-FLT-PDIT-0801 | Transmitter, Pressure (Differential), Loss of Head for Filter 0801, , Filter No.0801 |  |  |  | F |  | Mechanical Equipment
13201 | FCL-FLT-F-0902 | Filter, Inlet Side of PDIT-0901, Filter F-0901, Filtration Pipe Gallery | FCL-FLT-PDIT-0901 | Transmitter, Pressure (Differential), Loss of Head for Filter 0901, Filter No.0901 |  |  |  | F |  | Mechanical Equipment
13204 | FCL-FLT-F-1202 | Filter, Inlet Side of PDIT-1201, Filter F-1201, Filtration Pipe Gallery | FCL-FLT-PDIT-1201 | Transmitter, Pressure (Differential), Loss of Head for Filter 1201, , Filter No.1201 |  |  |  | F |  | Mechanical Equipment
13205 | FCL-FLT-F-1402 | Filter, Inlet Side of PDIT-1401, Filter F-1401, Filtration Pipe Gallery | FCL-FLT-PDIT-1401 | Transmitter, Pressure (Differential), Loss of Head for Filter 1401, , Filter No.1401 |  |  |  | F |  | Mechanical Equipment
13206 | FCL-FLT-F-1502 | Filter, Inlet Side of PDIT-1501, Filter F-1501, Filtration Pipe Gallery | FCL-FLT-PDIT-1501 | Transmitter, Pressure (Differential), Loss of Head for Filter 1501, Filter No.1501 |  |  |  | F |  | Mechanical Equipment
13208 | FCL-FLT-F-1802 | Filter, Inlet Side of PDIT-1801, Filter F-1801, Filtration Pipe Gallery | FCL-FLT-PDIT-1801 | Transmitter, Pressure (Differential), Loss of Head for Filter 1801, , Filter No.1801 |  |  |  | F |  | Mechanical Equipment
13362 | COL-PEV-MISC | Miscellaneous Equipment | COL-PEV | Ellis Sewage Pumping Station | [5 empty] | Sub-Process
13364 | COL-PEV-MON-0002 | Monitor | COL-PEV | Ellis Sewage Pumping Station |  |  |  | MON |  | Electrical Equipment
13365 | COL-PEV-MON-0002 | Monitor | COL-PEV-MISC | Miscellaneous Equipment |  |  |  | MON |  | Electrical Equipment
13366 | COL-PEV-MON-0002 | Monitor | COL-PSP-MISC | Miscellaneous Equipment |  |  |  | MON |  | Electrical Equipment
13369 | COL-PEV-SC-0001 | Screen, Bar | COL-PEV-MISC | Miscellaneous Equipment | Screen |  |  | SC |  | Mechanical Equipment
13371 | COL-PEV-SW-0002 | Switch, Unit Heater | COL-PEV-MISC | Miscellaneous Equipment | Switch |  |  | SW |  | Electrical Equipment
13372 | COL-PEV-SW-0003 | Switch, Transformer | COL-PEV | Ellis Sewage Pumping Station | Switch |  |  | SW |  | Electrical Equipment
13373 | COL-PEV-SW-0004 | Switch, Distribution | COL-PEV | Ellis Sewage Pumping Station | Switch |  |  | SW |  | Electrical Equipment
13376 | COL-PEV-TS-0001 | Switch, Transfer | COL-PEV | Ellis Sewage Pumping Station | Switch |  |  | TS |  | Electrical Equipment
13377 | COL-PEV-TS-0001 | Switch, Transfer | COL-PEV-MISC | Miscellaneous Equipment | Switch |  |  | TS |  | Electrical Equipment
13385 | COL-PEV-WEL-0500 | Wet well | COL-PHP-MISC | Miscellaneous Equipment |  |  |  | WEL |  | Sub-sub-process
13386 | COL-PEV-WEL-0600 | Dry Well | COL-PEV | Ellis Sewage Pumping Station |  |  |  | WEL |  | Sub-sub-process
13387 | COL-PEV-WEL-0600 | Dry Well | COL-PSK-MISC | Miscellaneous Equipment |  |  |  | WEL |  | Sub-sub-process
13389 | COL-PFB-CP-0001 | Control Panel, Operator | COL-PFB-MISC | Miscellaneous Equipment | Control Panel |  |  | CP |  | Electrical Equipment
13396 | COL-PFB-GRF-0001 | Indicator, Ground Fault | COL-PFB-MISC | Miscellaneous Equipment | Indicator,Ground Fault |  |  | GRF |  | Electrical Equipment
13397 | COL-PFB-HTR-0001 | Heater, Wet Well | COL-PFB | Fallingbrook Pumping Station | Heater |  |  | HTR |  | Mechanical Equipment
13398 | COL-PFB-JIT-0001 | Meter, Power Indicating Transmitter, Main Power | COL-PFB-MISC | Miscellaneous Equipment | Meter |  |  | JIT |  | Instrumentation Equipment
13399 | COL-PFB-LIT-0101 | Transmitter, Level | COL-PFB-MISC | Miscellaneous Equipment | Transmitter,Level |  |  | LIT |  | Instrumentation Equipment
13400 | COL-PFB-LP-0001 | Control Panel, Electrical | COL-PFB-MISC | Miscellaneous Equipment | Control Panel |  |  | LP |  | Electrical Equipment
13401 | COL-PFB-LSH-0103 | Switch, Level-High | COL-PFB | Fallingbrook Pumping Station | Switch,Level |  |  | LSH |  | Instrumentation Equipment
13402 | COL-PFB-LSH-0103 | Switch, Level-High | COL-PFB-MISC | Miscellaneous Equipment | Switch,Level |  |  | LSH |  | Instrumentation Equipment
13403 | COL-PFB-LSHH-0104 | Switch, Level High-High | COL-PFB-MISC | Miscellaneous Equipment | Switch,Level |  |  | LSHH |  | Instrumentation Equipment
13404 | COL-PFB-LSL-0102 | Switch, Level-Low | COL-PFB | Fallingbrook Pumping Station | Switch |  |  | LSL |  | Instrumentation Equipment
13405 | COL-PFB-LSL-0102 | Switch, Level-Low | COL-PFB-MISC | Miscellaneous Equipment | Switch |  |  | LSL |  | Instrumentation Equipment
13406 | COL-PFB-LSLL-0101 | Switch, Level Low-Low | COL-PFB | Fallingbrook Pumping Station | Switch,Level |  |  | LSLL |  | Instrumentation Equipment
13407 | COL-PFB-M-0101 | Motor | COL-PFB-MISC | Miscellaneous Equipment |  |  |  | M |  | Electrical Equipment
13408 | COL-PFB-M-0201 | Motor | COL-PFB-MISC | Miscellaneous Equipment |  |  |  | M |  | Electrical Equipment
13436 | FCL-FLT-V-0119 | Valve, Gate, Drain, WPS to Filter 0101, Filter 0101 | FCL-FLT-F-0101 | Filter, Carbon Activated, Filter Building, Filter Gallery West |  |  |  | V |  | Mechanical Equipment
13458 | FCL-FLT-V-0317 | Valve, Gate, Loss of Head Transmitter PDIT-0301 Drain, Filter 0301 | FCL-FLT-PDIT-0301 | Transmitter, Pressure (Differential), Loss of Head for Filter 0301, Filter No.0301 |  |  |  | V |  | Mechanical Equipment
13519 | FCL-FLT-V-1010 | Valve, Ball, Inlet, WPS to Filter 1001, Filter 1001 | FCL-FLT-F-0101 | Filter, Carbon Activated, Filter Building, Filter Gallery West |  |  |  | V |  | Mechanical Equipment
13520 | FCL-FLT-V-1012 | Valve, Ball, Inlet, PDIT 1001, Filter 1001 | FCL-FLT-PDIT-0101 | Transmitter, Pressure (Differential), Loss of Head for Filter 0101, Filter No.0101 |  |  |  | V |  | Mechanical Equipment
13521 | FCL-FLT-V-1013 | Valve, Ball, Outlet, PDIT 1001, Filter 1001 | FCL-FLT-PDIT-0101 | Transmitter, Pressure (Differential), Loss of Head for Filter 0101, Filter No.0101 |  |  |  | V |  | Mechanical Equipment
13522 | FCL-FLT-V-1014 | Valve, Ball, Inlet, AIT 1001, Filter 1001 | FCL-FLT-AIT-0101 | Analyzer, Turbidity, Filter #01, Filter Building, Filter Pipe Gallery |  |  |  | V |  | Mechanical Equipment
13555 | FCL-FLT-V-1317 | Valve, Gate, Loss of Head Transmitter PDIT-1301 Filter F-1302 Drain, Filter 1301 | FCL-FLT-PDIT-1301 | Transmitter, Pressure (Differential), Loss of Head for Filter 1301, Filter No.1301 |  |  |  | V |  | Mechanical Equipment
13601 | FCL-GRK | Buildings and Grounds | FCL WORK AREA 2 | Plant Services | [5 empty] | Process
13602 | FCL-GRK-4 | Underground Chambers | FCL-GRK | Buildings and Grounds |  |  |  | GRK |  | Sub-Process
13619 | FCL-ITM | Integrated Technology Management | FCL | R L Clark Water Treatment Plant | [5 empty] | Work Area
13633 | FCL-LAB-CHEM-0001 | Lab Chemical Equipment | FCL-LAB | Lab Sampling Equipment |  |  |  | CHEM |  | Station
13634 | FCL-MCS | Mechanical Services | FCL WORK AREA 2 | Plant Services | [5 empty] | Process
13635 | FCL-MCS-3 | Service Water and Backflow Prevention | FCL-MCS | Mechanical Services |  |  |  | MCS |  | Sub-Process
13636 | FCL-MCS-7 | Vehicles | FCL-MCS | Mechanical Services |  |  |  | MCS |  | Sub-Process
13642 | FCL-MCS-BLDG-SURG | RL Clark Surge Building | FCL-TRW | Treated Water | [5 empty] | Mechanical Equipment
13648 | FCL-MCS-CRN-0400 | Crane, Overhead, 3 Tonne Monorail, RMF Clarification Facility, Clarifier T-1200 Service Platform | FCL-MCS-CRN | Cranes |  |  |  | CRN |  | Mechanical Equipment
13672 | FCL-OBSOLETE | Removed From Service | FCL | R L Clark Water Treatment Plant | [5 empty] | Equipment Location
13673 | FCL-OFFICE | Computer Location | FCL-ADM-BLDG | Building Location | [5 empty] | Equipment Location
13674 | FCL-PAC | Taste and Odour Control (PAC) | FCL-PLT | Preliminary Treatment | [5 empty] | Sub-Process
13681 | FCL-PAC-CP-0201B | Control Panel, PAC Storage Tank #2 Mixer MX-0201, Dry Chemical Building | FCL-PAC-MX-0201 | Mixer, PAC Storage Tank T-0201, Dry Chemical Building PAC Tanks |  |  |  | CP |  | Electrical Equipment
13682 | FCL-PAC-CP-0301 | Control Panel, Area, PAC System Control Panel, Dry Chemical Building | FCL-PAC-T-0301 | Tank, Storage, Powder Activated Carbon, ry Chemical Building PAC Tanks |  |  |  | CP |  | Electrical Equipment
13683 | FCL-PAC-CP-0301A | Control Panel, PAC Aeration Blower BL-0301, Dry Chemical Building Basement | FCL-PAC-BL-0301 | Blower, PD, PAC Mixing Air Supply, Dry Chemical Building Basement |  |  |  | CP |  | Electrical Equipment
13684 | FCL-PAC-DM-0201 | Damper, Manual, Dust Collector Fan FN-0201 Exhaust, Dry Chemical Building, PAC Storage Tanks | FCL-PAC-FN-0201 | Dust Control, Storage Tank Dust Collector DCU-0201, Dry Chemical Building Basement |  |  |  | DM |  | Mechanical Equipment
13697 | FCL-PAC-LSH-0101 | Switch, Level High, Feed Tank T-0501, Dry Chemical Building Basement | FCL-PAC-T-0501 | Tank, Reservoir, PAC Slurry Calibrated Cylinder, Dry Chemical Building, Basement |  |  |  | LSH |  | Electrical Equipment
13761 | FCL-PAC-V-0211 | Valve, Ball, PAC Storage Tank #2 Overflow, Dry Chemical Building PAC Tanks | FCL-PAC-T-0201 | Tank, Storage, Powder Activated Carbon, Dry Chemical Building PAC Tanks |  |  |  | V |  | Mechanical Equipment
13767 | FCL-PAC-V-0311 | Valve, Ball, PAC Storage Tank #3 Overflow, Dry Chemical Building, PAC Tanks | FCL-PAC-T-0301 | Tank, Storage, Powder Activated Carbon, ry Chemical Building PAC Tanks |  |  |  | V |  | Mechanical Equipment
13768 | FCL-PLT | Preliminary Treatment | FCL WORK AREA 1 | Process | [5 empty] | Process
13769 | FCL-POL-CP-4210 | Control Panel, Thickening Polymer Skid No.4, RMF Centrifuge Building, Polymer Room | FCL-POL-P-4210 | Pump, Duty, Polymer Skid No.4, Polymer Feed to Centrifuge #1, Centrifuge Building Polymer Room |  |  |  | CP |  | Electrical Equipment
13770 | FCL-POL-CP-4220 | Control Panel, Thickening Polymer Skid No.5, RMF Centrifuge Building, Polymer Room | FCL-POL-P-4220 | Pump, Standby, Polymer Skid No.5, Polymer Feed to Thickeners, Centrifuge Building Polymer Room |  |  |  | CP |  | Electrical Equipment
13772 | FCL-POL-FIT-4121 | Transmitter, Flow, Turbine,Service Water to Static Mixer MX-4121,Polymer Skid No.2,Centrifuge Bldg | FCL-POL-MX-4121 | Mixer, Static, Thickening Polymer Skid No.2, RMF Centrifuge Building, Polymer Room |  |  |  | FIT |  | Electrical Equipment
13773 | FCL-POL-FIT-4210 | Transmitter, Flow, Turbine,Service Water to Electric Mixer MX-4210,Polymer Skid No.4,Centrifuge Bldg | FCL-POL-MX-4210 | Mixer, Electric, Thickening Polymer Skid No.4, RMF Centrifuge Building, Polymer Room |  |  |  | FIT |  | Electrical Equipment
13774 | FCL-POL-FIT-4230 | Transmitter, Flow, Turbine,Service Water to Electric Mixer MX-4230,Polymer Skid No.6,Centrifuge Bldg | FCL-POL-MX-4230 | Mixer, Electric, Thickening Polymer Skid No.6, RMF Centrifuge Building, Polymer Room |  |  |  | FIT |  | Electrical Equipment
13775 | FCL-POL-FSL-4110 | Flow Switch Low, Polymer Feed to Skid No.1, RMF Centrifuge Building, Polymer Room | FCL-POL-P-4110 | Pump, Duty, Polymer Skid No.1, Polymer Feed to Thickener #1, Centrifuge Building Polymer Room |  |  |  | FSL |  | Electrical Equipment
13776 | FCL-POL-FSL-4220 | Flow Switch Low, Polymer Feed to Skid No.5, RMF Centrifuge Building, Polymer Room | FCL-POL-P-4220 | Pump, Standby, Polymer Skid No.5, Polymer Feed to Thickeners, Centrifuge Building Polymer Room |  |  |  | FSL |  | Electrical Equipment
13777 | FCL-POL-FSL-4230 | Flow Switch Low, Polymer Feed to Skid No.6, RMF Centrifuge Building, Polymer Room | FCL-POL-P-4230 | Pump, Duty, Polymer Skid No.6, Polymer Feed to Centrifuge #2, Centrifuge Building Polymer Room |  |  |  | FSL |  | Electrical Equipment
13780 | FCL-POL-LSH-4101 | Switch, Level, High, Polymer Containment Sump, RMF Centrifuge Building Polymer Room | FCL-WWW-POL | Polymer |  |  |  | LSH |  | Electrical Equipment
13781 | FCL-POL-MX-4101 | Mixer, Electric, Polymer Tote T-4101, RMF Centrifuge Building, Polymer Totes Area | FCL-POL-T-4101 | Tank, Polymer Storage Tote No.1, RMF Centrifuge Building, Polymer Totes Area |  |  |  | MX |  | Mechanical Equipment
13782 | FCL-POL-MX-4102 | Mixer, Electric, Polymer Tote T-4102, RMF Centrifuge Building, Polymer Totes Area | FCL-POL-T-4102 | Tank, Polymer Storage Tote No.2, RMF Centrifuge Building, Polymer Totes Area |  |  |  | MX |  | Mechanical Equipment
13783 | FCL-POL-MX-4110 | Mixer, Electric, Thickening Polymer Skid No.1, RMF Centrifuge Building, Polymer Room | FCL-POL-P-4110 | Pump, Duty, Polymer Skid No.1, Polymer Feed to Thickener #1, Centrifuge Building Polymer Room |  |  |  | MX |  | Mechanical Equipment
13784 | FCL-POL-MX-4120 | Mixer, Electric, Thickening Polymer Skid No.2, RMF Centrifuge Building, Polymer Room | FCL-POL-P-4120 | Pump, Standby, Polymer Skid No.2, Polymer Feed to Thickeners, Centrifuge Building Polymer Room |  |  |  | MX |  | Mechanical Equipment
13785 | FCL-POL-MX-4121 | Mixer, Static, Thickening Polymer Skid No.2, RMF Centrifuge Building, Polymer Room | FCL-POL-P-4120 | Pump, Standby, Polymer Skid No.2, Polymer Feed to Thickeners, Centrifuge Building Polymer Room |  |  |  | MX |  | Mechanical Equipment
13786 | FCL-POL-MX-4130 | Mixer, Electric, Thickening Polymer Skid No.3, RMF Centrifuge Building, Polymer Room | FCL-POL-P-4130 | Pump, Duty, Polymer Skid No.3, Polymer Feed to Thickener #2, Centrifuge Building Polymer Room |  |  |  | MX |  | Mechanical Equipment
13787 | FCL-POL-MX-4131 | Mixer, Static, Thickening Polymer Skid No.3, RMF Centrifuge Building, Polymer Room | FCL-POL-P-4130 | Pump, Duty, Polymer Skid No.3, Polymer Feed to Thickener #2, Centrifuge Building Polymer Room |  |  |  | MX |  | Mechanical Equipment
13788 | FCL-POL-MX-4201 | Mixer, Electric, Polymer Tote T-4201, RMF Centrifuge Building, Polymer Totes Area | FCL-POL-T-4201 | Tank, Polymer Storage Tote No.3, RMF Centrifuge Building, Polymer Totes Area |  |  |  | MX |  | Mechanical Equipment
13789 | FCL-POL-MX-4202 | Mixer, Electric, Polymer Tote T-4202, RMF Centrifuge Building, Polymer Totes Area | FCL-POL-T-4201 | Tank, Polymer Storage Tote No.3, RMF Centrifuge Building, Polymer Totes Area |  |  |  | MX |  | Mechanical Equipment
13790 | FCL-POL-MX-4210 | Mixer, Electric, Thickening Polymer Skid No.4, RMF Centrifuge Building, Polymer Room | FCL-POL-P-4210 | Pump, Duty, Polymer Skid No.4, Polymer Feed to Centrifuge #1, Centrifuge Building Polymer Room |  |  |  | MX |  | Mechanical Equipment
13791 | FCL-POL-MX-4211 | Mixer, Static, Thickening Polymer Skid No.4, RMF Centrifuge Building, Polymer Room | FCL-POL-P-4210 | Pump, Duty, Polymer Skid No.4, Polymer Feed to Centrifuge #1, Centrifuge Building Polymer Room |  |  |  | MX |  | Mechanical Equipment
13792 | FCL-POL-MX-4221 | Mixer, Static, Thickening Polymer Skid No.5, RMF Centrifuge Building, Polymer Room | FCL-POL-P-4220 | Pump, Standby, Polymer Skid No.5, Polymer Feed to Thickeners, Centrifuge Building Polymer Room |  |  |  | MX |  | Mechanical Equipment
13793 | FCL-POL-MX-4231 | Mixer, Static, Thickening Polymer Skid No.6, RMF Centrifuge Building, Polymer Room | FCL-POL-P-4230 | Pump, Duty, Polymer Skid No.6, Polymer Feed to Centrifuge #2, Centrifuge Building Polymer Room |  |  |  | MX |  | Mechanical Equipment
13797 | FCL-POL-T-4101 | Tank, Polymer Storage Tote No.1, RMF Centrifuge Building, Polymer Totes Area | FCL-WWW-POL | Polymer |  |  |  | T |  | Mechanical Equipment
13798 | FCL-POL-T-4102 | Tank, Polymer Storage Tote No.2, RMF Centrifuge Building, Polymer Totes Area | FCL-WWW-POL | Polymer |  |  |  | T |  | Mechanical Equipment
13799 | FCL-POL-T-4201 | Tank, Polymer Storage Tote No.3, RMF Centrifuge Building, Polymer Totes Area | FCL-WWW-POL | Polymer |  |  |  | T |  | Mechanical Equipment
13800 | FCL-POL-T-4202 | Tank, Polymer Storage Tote No.4, RMF Centrifuge Building, Polymer Totes Area | FCL-WWW-POL | Polymer |  |  |  | T |  | Mechanical Equipment
13801 | FCL-POL-TIC-4000 | Controller, Temp., Service Water to Thick. Polymer Skids, RMF Centrifuge Building, Centrifuge Room N-Wall | FCL-POL-HTR-0003 | Heater, Water Tankless, RMF Centrifuge Building, Centrifuge Room North Wall |  |  |  | TIC |  | Electrical Equipment
13810 | FCL-POL-V-4132 | Valve, Solenoid, Service Water to Polymer Skid No.3, RMF Centrifuge Building, Polymer Room | FCL-POL-P-4130 | Pump, Duty, Polymer Skid No.3, Polymer Feed to Thickener #2, Centrifuge Building Polymer Room |  |  |  | V |  | Mechanical Equipment
13817 | FCL-POL-V-4222 | Valve, Solenoid, Service Water to Polymer Skid No.5, RMF Centrifuge Building, Polymer Room | FCL-POL-P-4220 | Pump, Standby, Polymer Skid No.5, Polymer Feed to Thickeners, Centrifuge Building Polymer Room |  |  |  | V |  | Mechanical Equipment
13818 | FCL-POL-V-4232 | Valve, Solenoid, Service Water to Polymer Skid No.6, RMF Centrifuge Building, Polymer Room | FCL-POL-P-4230 | Pump, Duty, Polymer Skid No.6, Polymer Feed to Centrifuge #2, Centrifuge Building Polymer Room |  |  |  | V |  | Mechanical Equipment
13825 | FCL-RAW WATER BLDG | Building Location | FCL-SPC | Process Control Systems - Services Area | [5 empty] | Process
13828 | FCL-RSP | Sewage Pumping Station | FCL WORK AREA 2 | Plant Services | [5 empty] | Process
13845 | COL-PFB-SW-0001 | Switch, Main Electrical Disconnect | COL-PFB | Fallingbrook Pumping Station | Switch |  |  | SW |  | Electrical Equipment
13846 | COL-PFB-SW-0001 | Switch, Main Electrical Disconnect | COL-PFB-MISC | Miscellaneous Equipment | Switch |  |  | SW |  | Electrical Equipment
13847 | COL-PFB-SW-0002 | Switch, Transformer | COL-PFB | Fallingbrook Pumping Station | Switch |  |  | SW |  | Electrical Equipment
13848 | COL-PFB-TR-0001 | Transformer, Power | COL-PFB | Fallingbrook Pumping Station | Transformer |  |  | TR |  | Electrical Equipment
13849 | COL-PFB-TR-0001 | Transformer, Power | COL-PFB-MISC | Miscellaneous Equipment | Transformer |  |  | TR |  | Electrical Equipment
13850 | COL-PFB-UPS-0001 | UPS | COL-PFB | Fallingbrook Pumping Station | Uninterruptible Power Supply |  |  | UPS |  | Electrical Equipment
13863 | COL-PFH-LSLL-0103 | Switch, Level Low-Low | COL-PFH | Fire Hall Sewage Pumping Station (Wards Island PS#4) | Switch,Level |  |  | LSLL |  | Instrumentation Equipment
13875 | COL-PFI-LSLL-0102 | Switch, Level Low-Low | COL-PFI | Fifth Street Sewage Pumping Station (Wards Island PS #8) | Switch,Level |  |  | LSLL |  | Instrumentation Equipment
13876 | COL-PFI-LSLL-0104 | Switch, Level Low-Low | COL-PFI | Fifth Street Sewage Pumping Station (Wards Island PS #8) | Switch,Level |  |  | LSLL |  | Instrumentation Equipment
13879 | COL-PFI-MISC | Miscellaneous Equipment | COL-PFI | Fifth Street Sewage Pumping Station (Wards Island PS #8) | [5 empty] | Sub-Process
13900 | FCL-RW-CP-0101 | Control Panel, Raw Water Screen SC-0101, Low Lift PS Screen Room S/W | FCL-RW-SC-0101 | Screen, Bar, Raw Water, Intake and Screen Room |  |  |  | CP |  | Electrical Equipment
13901 | FCL-RW-CP-0102 | Control Panel, Raw Water Screen SC-0101 Inlet & Outlet Gates, Low Lift PS Screen Room S/W | FCL-RW-SC-0101 | Screen, Bar, Raw Water, Intake and Screen Room |  |  |  | CP |  | Electrical Equipment
13902 | FCL-RW-CP-0201 | Control Panel, Raw Water Screen SC-0201, Low Lift PS Screen Room S/W | FCL-RW-SC-0201 | Screen, Bar, Raw Water , Intake and Screen Room |  |  |  | CP |  | Electrical Equipment
13903 | FCL-RW-CP-0601 | Control Panel, Raw Water Screen SC-0601 , Low Lift PS Screen Room S/E | FCL-RW-SC-0601 | Screen, Bar, Raw Water, Intake and Screen Room |  |  |  | CP |  | Electrical Equipment
13904 | FCL-RW-CP-0602 | Control Panel, Raw Water Screen SC-0601 Inlet & Outlet Gates, Low Lift PS Screen Room S/E | FCL-RW-SC-0601 | Screen, Bar, Raw Water, Intake and Screen Room |  |  |  | CP |  | Electrical Equipment
13905 | FCL-RW-CP-0701 | Control Panel, Raw Water Screen SC-0701 , Low Lift PS Screen Room S/E | FCL-RW-SC-0701 | Screen, Bar, Raw Water, Intake and Screen Room |  |  |  | CP |  | Electrical Equipment
13906 | FCL-RW-CP-0702 | Control Panel, Raw Water Screen SC-0701 Inlet & Outlet Gates, Low Lift PS Screen Room S/E | FCL-RW-SC-0701 | Screen, Bar, Raw Water, Intake and Screen Room |  |  |  | CP |  | Electrical Equipment
13908 | FCL-RW-CRN-0402 | Crane, 5 Ton, Travelling, Bridge, Low Lift Screens Area | FCL-MCS-CRN | Cranes |  |  |  | CRN |  | Mechanical Equipment
13909 | FCL-RW-CRN-0403 | Crane, 15 Ton, Travelling, Bridge, Raw Water Pump Area | FCL-MCS-CRN | Cranes |  |  |  | CRN |  | Mechanical Equipment
13925 | COL-PFO-LSLL-0102 | Switch, Level Low-Low | COL-PFO | Fourth Street Sewage Pumping Station (Wards Island PS#9) | Switch,Level |  |  | LSLL |  | Instrumentation Equipment
13926 | COL-PFO-LSLL-0103 | Switch, Level Low-Low | COL-PFO | Fourth Street Sewage Pumping Station (Wards Island PS#9) | Switch,Level |  |  | LSLL |  | Instrumentation Equipment
13927 | COL-PFO-LSLL-0104 | Switch, Level Low-Low | COL-PFO | Fourth Street Sewage Pumping Station (Wards Island PS#9) | Switch,Level |  |  | LSLL |  | Instrumentation Equipment
13938 | COL-PGA-CP-0001 | Control Panel, Operator | COL-PGA | Greyabbey Sewage Pumping Station | Control Panel |  |  | CP |  | Electrical Equipment
13942 | COL-PGA-GEN-0001 | Generator, Electricity | COL-PGA | Greyabbey Sewage Pumping Station | Generator |  |  | GEN |  | Electrical Equipment
13943 | COL-PGA-GEN-0001 | Generator, Electricity | COL-PGA-MISC | Miscellaneous Equipment | Generator |  |  | GEN |  | Electrical Equipment
13944 | COL-PGA-GRF-0001 | Indicator, Ground Fault | COL-PGA | Greyabbey Sewage Pumping Station |  |  |  | GRF |  | Electrical Equipment
13945 | COL-PGA-JIT-0002 | Meter, Power Indicating Transmitter, Main Power | COL-PGA-MISC | Miscellaneous Equipment | Meter |  |  | JIT |  | Instrumentation Equipment
13946 | COL-PGA-LIT-0101 | Transmitter, Level | COL-PGA | Greyabbey Sewage Pumping Station | Transmitter,Level |  |  | LIT |  | Instrumentation Equipment
13950 | COL-PGA-MCC-0001 | Motor Control Centre | COL-PGA-MISC | Miscellaneous Equipment | Control Panel,MCC |  |  | MCC |  | Electrical Equipment
13951 | COL-PGA-MISC | Miscellaneous Equipment | COL-PGA | Greyabbey Sewage Pumping Station | [5 empty] | Sub-Process
13954 | COL-PGA-RPU-0001 | Remote Processing Unit | COL-PGA | Greyabbey Sewage Pumping Station | RPU |  |  | RPU |  | Electrical Equipment
13957 | COL-PGA-UPS-0001 | UPS | COL-PGA | Greyabbey Sewage Pumping Station | Uninterruptible Power Supply |  |  | UPS |  | Electrical Equipment
13958 | COL-PGA-UPS-0001 | UPS | COL-PGA-MISC | Miscellaneous Equipment | Uninterruptible Power Supply |  |  | UPS |  | Electrical Equipment
13964 | COL-PGA-WEL-0100 | Wet Well | COL-PGA-MISC | Miscellaneous Equipment | Well |  |  | WEL |  | Mechanical Equipment
13965 | COL-PGB-CP-0001 | Control Panel, Operator | COL-PGB | Governors Bridge Sewage Pumping Station | Control Panel |  |  | CP |  | Electrical Equipment
13966 | COL-PGB-CP-0001 | Control Panel, Operator | COL-PGB-MISC | Miscellaneous Equipment | Control Panel |  |  | CP |  | Electrical Equipment
13967 | COL-PGB-FEQ-0001S | Fire Prevention, Extinguisher | COL-PGB | Governors Bridge Sewage Pumping Station | Fire Prevention,Extinguisher |  | 40170 | FEQ |  | Obsolete Entity
13968 | COL-PGB-FEQ-0001S | Fire Prevention, Extinguisher | COL-PGB-MISC | Miscellaneous Equipment | Fire Prevention,Extinguisher |  | 40170 | FEQ |  | Obsolete Entity
13969 | COL-PGB-FEQ-0001S | Fire Prevention, Extinguisher | COL-W-OBSOLETE | Col West Obsolete Entities | Fire Prevention,Extinguisher |  | 40170 | FEQ |  | Obsolete Entity
14003 | FCL-RW-LIT-0002A | Transmitter, Level, Backup, Raw Water Suction Well, Raw Water Pumping Station | FCL-MCS-CRN | Cranes |  |  |  | LIT |  | Electrical Equipment
14005 | FCL-RW-LSH-0003 | Switch,Level, High, Screenings Debris Trough | FCL-RW | Raw Water | Switch,Level-High |  |  | LSH |  | Instrumentation Equipment
14061 | FCL-RW-V-0003B | Valve, Mud, Drain, Raw Water East Intake Channel, Low Lift PS Basement | FCL-RW-INTAKE | Intake and Conduit |  |  |  | V |  | Mechanical Equipment
14065 | FCL-RW-V-0005B | Valve, Mud, Raw Water Suction Channel Drain, Low Lift PS Basement | FCL-RW-INTAKE | Intake and Conduit |  |  |  | V |  | Mechanical Equipment
14071 | FCL-RW-V-0007E | Valve, Mud, Raw Water Suction Channel Drain, Low Lift PS Basement | FCL-RW-INTAKE | Intake and Conduit |  |  |  | V |  | Mechanical Equipment
14074 | FCL-RW-V-0011A | Valve, Gate, Raw Water Pumping Station West Foundation Drain, Raw Water Screen No.1 Pit | FCL-RW-SC-0101 | Screen, Bar, Raw Water, Intake and Screen Room |  |  |  | V |  | Mechanical Equipment
14083 | COL-PGB-HTR-0001 | Heater, Control Panel | COL-PGB-MISC | Miscellaneous Equipment | Heater |  |  | HTR |  | Mechanical Equipment
14084 | COL-PGB-HTR-0002 | Heater, Control Panel | COL-PGB-MISC | Miscellaneous Equipment | Heater |  |  | HTR |  | Mechanical Equipment
14085 | COL-PGB-JIT-0001 | Meter, Power Indicating Transmitter, Main Power | COL-PGB | Governors Bridge Sewage Pumping Station | Meter |  |  | JIT |  | Instrumentation Equipment
14086 | COL-PGB-JIT-0001 | Meter, Power Indicating Transmitter, Main Power | COL-PGB-MISC | Miscellaneous Equipment | Meter |  |  | JIT |  | Instrumentation Equipment
14087 | COL-PGB-LP-0001 | Control Panel, Lighting | COL-PGB | Governors Bridge Sewage Pumping Station | Control Panel |  |  | LP |  | Electrical Equipment
14088 | COL-PGB-LSH-0103 | Switch, Level-High | COL-PGB | Governors Bridge Sewage Pumping Station | Switch,Level |  |  | LSH |  | Instrumentation Equipment
14089 | COL-PGB-LSH-0103 | Switch, Level-High | COL-PGB-MISC | Miscellaneous Equipment | Switch,Level |  |  | LSH |  | Instrumentation Equipment
14090 | COL-PGB-LSHH-0104 | Switch, Level High-High | COL-PGB | Governors Bridge Sewage Pumping Station | Switch,Level |  |  | LSHH |  | Instrumentation Equipment
14091 | COL-PGB-LSHH-0104 | Switch, Level High-High | COL-PGB-MISC | Miscellaneous Equipment | Switch,Level |  |  | LSHH |  | Instrumentation Equipment
14092 | COL-PGB-LSLL-0101 | Switch, Level Low-Low | COL-PGB-MISC | Miscellaneous Equipment | Switch,Level |  |  | LSLL |  | Instrumentation Equipment
14093 | COL-PGB-P-0100 | Pump, Centrifugal | COL-PGB | Governors Bridge Sewage Pumping Station | Pump |  |  | P |  | Mechanical Equipment
14094 | COL-PGB-P-0200 | Pump, Centrifugal | COL-PGB | Governors Bridge Sewage Pumping Station | Pump |  |  | P |  | Mechanical Equipment
14095 | COL-PGB-PIP-0001 | Piping | COL-PGB-MISC | Miscellaneous Equipment | Pump |  |  | PIP |  | Mechanical Equipment
14096 | COL-PGB-RPU-0001 | Remote Processing Unit | COL-PGB | Governors Bridge Sewage Pumping Station | RPU |  |  | RPU |  | Electrical Equipment
14097 | COL-PGB-RPU-0001 | Remote Processing Unit | COL-PGB-MISC | Miscellaneous Equipment | RPU |  |  | RPU |  | Electrical Equipment
14099 | COL-PGB-SW-0001 | Switch, Main Electrical Disconnect | COL-PGB | Governors Bridge Sewage Pumping Station | Switch |  |  | SW |  | Electrical Equipment
14100 | COL-PGB-TS-0001 | Switch, Transfer | COL-PGB-MISC | Miscellaneous Equipment | Switch |  |  | TS |  | Electrical Equipment
14105 | COL-PGR-COM-0001 | Control Panel, Operator | COL-PGR | Grand River Sewage Pumping Station | Control Panel |  |  | COM |  | Electrical Equipment
14106 | COL-PGR-COM-0001 | Control Panel, Operator | COL-PGR-MISC | Miscellaneous Equipment | Control Panel |  |  | COM |  | Electrical Equipment
14107 | COL-PGR-CP-0001 | Control Panel, Operator | COL-PGR | Grand River Sewage Pumping Station | Control Panel |  |  | CP |  | Electrical Equipment
14108 | COL-PGR-CP-0001 | Control Panel, Operator | COL-PGR-MISC | Miscellaneous Equipment | Control Panel |  |  | CP |  | Electrical Equipment
14110 | COL-PGR-FQ-0001 | Meter, Flow | COL-PGR-MISC | Miscellaneous Equipment | Meter,Flow |  |  | FQ |  | Instrumentation Equipment
14112 | COL-PGR-JIT-0002 | Meter, Power Indicating Transmitter, Main Power | COL-PGR-MISC | Miscellaneous Equipment | Meter |  |  | JIT |  | Instrumentation Equipment
14113 | COL-PGR-LSH-0103 | Switch, Level | COL-PGR | Grand River Sewage Pumping Station | Switch,Level |  |  | LSH |  | Instrumentation Equipment
14114 | COL-PGR-LSH-0103 | Switch, Level | COL-PGR-MISC | Miscellaneous Equipment | Switch,Level |  |  | LSH |  | Instrumentation Equipment
14115 | COL-PGR-LSH-0104 | Switch, Level | COL-PGR-MISC | Miscellaneous Equipment | Switch,Level |  |  | LSH |  | Instrumentation Equipment
14116 | COL-PGR-LSHH-0104 | Switch, Level | COL-PGR | Grand River Sewage Pumping Station | Switch,Level |  |  | LSHH |  | Instrumentation Equipment
14117 | COL-PGR-LSHH-0104 | Switch, Level | COL-PGR-MISC | Miscellaneous Equipment | Switch,Level |  |  | LSHH |  | Instrumentation Equipment
14118 | COL-PGR-P-0100 | Pump, Centrifugal | COL-PGR | Grand River Sewage Pumping Station | Pump |  |  | P |  | Mechanical Equipment
14119 | COL-PGR-P-0200 | Pump, Centrifugal | COL-PGR | Grand River Sewage Pumping Station | Pump |  |  | P |  | Mechanical Equipment
14120 | COL-PGR-RPU-0001 | Control Panel, Electrical | COL-PGR-MISC | Miscellaneous Equipment | Control Panel |  |  | RPU |  | Electrical Equipment
14121 | COL-PGR-SS-0001 | Security System | COL-PGR-MISC | Miscellaneous Equipment | Security System |  |  | SS |  | Electrical Equipment
14122 | COL-PGR-SW-0001 | Switch, Fused | COL-PGR | Grand River Sewage Pumping Station | Switch |  |  | SW |  | Electrical Equipment
14123 | COL-PGR-SW-0001 | Switch, Fused | COL-PGR-MISC | Miscellaneous Equipment | Switch |  |  | SW |  | Electrical Equipment
14124 | COL-PGR-TS-0001 | Switch, Transfer | COL-PGR-MISC | Miscellaneous Equipment | Switch |  |  | TS |  | Electrical Equipment
14130 | COL-PGR-WEL-0100 | Wet Well | COL-PGR | Grand River Sewage Pumping Station | Well |  |  | WEL |  | Mechanical Equipment
14163 | FCL-RW-V-0302A | Valve, Mud, Drain, Raw Water Screen SC-0301 Pit, Intake and Screen Room | FCL-RW-SC-0301 | Screen, Bar, Raw Water, , Intake and Screen Room |  |  |  | V |  | Mechanical Equipment
14169 | FCL-RW-V-0402A | Valve, Mud, Drain, Raw Water Screen SC-0401 Pit, Intake and Screen Room | FCL-RW-SC-0401 | Screen, Bar, Raw Water, , Intake and Screen Room |  |  |  | V |  | Mechanical Equipment
14172 | FCL-RW-V-0502A | Valve, Mud, Drain, Raw Water Screen SC-0501 Pit, Intake and Screen Room | FCL-RW-SC-0501 | Screen, Bar, Raw Water, , Intake and Screen Room |  |  |  | V |  | Mechanical Equipment
14199 | FCL-RW-V-0802A | Valve, Mud, Drain, Raw Water Screen SC-0801 Pit, Intake and Screen Room | FCL-RW-SC-0801 | Screen, Bar, Raw Water, , Intake and Screen Room |  |  |  | V |  | Mechanical Equipment
14234 | FCL-SA | Service Air | FCL-MCS | Mechanical Services | [5 empty] | Sub-Process
14235 | FCL-SA-C-0301 | Compressor, Instrument Air, Filter Building, Compressor Room | FCL-SA | Service Air |  |  |  | C |  | Mechanical Equipment
14260 | COL-PHA-GA-0201 | Gauge | COL-PHA-MISC | Miscellaneous Equipment |  |  |  | GA |  | Mechanical Equipment
14261 | COL-PHA-GA-0301 | Gauge | COL-PHA-MISC | Miscellaneous Equipment |  |  |  | GA |  | Mechanical Equipment
14262 | COL-PHA-GEN-0001 | Generator | COL-PHA-MISC | Miscellaneous Equipment |  |  |  | GEN |  | Electrical Equipment
14263 | COL-PHA-MISC | Miscellaneous Equipment | COL-PHA | Hanlan's Point Sewage Pumping Station | [5 empty] | Sub-Process
14264 | COL-PHA-MON-0001 | Gas Monitor | COL-PHA-MISC | Miscellaneous Equipment |  |  |  | MON |  | Electrical Equipment
14265 | COL-PHA-MON-0002 | Gas Monitor | COL-PHA-MISC | Miscellaneous Equipment |  |  |  | MON |  | Electrical Equipment
14266 | COL-PHA-P-0300 | Pump | COL-PHA | Hanlan's Point Sewage Pumping Station |  |  |  | P |  | Mechanical Equipment
14267 | COL-PHA-V-0002 | Valve | COL-PHA-MISC | Miscellaneous Equipment |  |  |  | V |  | Mechanical Equipment
14268 | COL-PHA-V-0005 | Valve | COL-PHA-MISC | Miscellaneous Equipment |  |  |  | V |  | Mechanical Equipment
14269 | COL-PHA-V-0007 | Valve | COL-PHA-MISC | Miscellaneous Equipment |  |  |  | V |  | Mechanical Equipment
14270 | COL-PHA-V-0008 | Valve | COL-PHA-MISC | Miscellaneous Equipment |  |  |  | V |  | Mechanical Equipment
14271 | COL-PHA-V-0010 | Valve | COL-PHA-MISC | Miscellaneous Equipment |  |  |  | V |  | Mechanical Equipment
14272 | COL-PHA-V-0011 | Valve | COL-PHA-MISC | Miscellaneous Equipment |  |  |  | V |  | Mechanical Equipment
14273 | COL-PHA-V-0012 | Valve | COL-PHA-MISC | Miscellaneous Equipment |  |  |  | V |  | Mechanical Equipment
14274 | COL-PHA-V-0101 | Valve | COL-PHA-P-0100 | Pump |  |  |  | V |  | Mechanical Equipment
14275 | COL-PHA-V-0102 | Valve | COL-PHA-P-0100 | Pump |  |  |  | V |  | Mechanical Equipment
14276 | COL-PHA-V-0103 | Valve | COL-PHA-P-0100 | Pump |  |  |  | V |  | Mechanical Equipment
14277 | COL-PHA-V-0302 | Valve | COL-PHA-P-0300 | Pump |  |  |  | V |  | Mechanical Equipment
14280 | COL-PHB-AIT-0001 | Transmitter, Gas | COL-PHB-MISC | Miscellaneous Equipment | Transmitter |  |  | AIT |  | Instrumentation Equipment
14281 | COL-PHB-AIT-0002 | Transmitter, Gas | COL-PHB-MISC | Miscellaneous Equipment | Transmitter |  |  | AIT |  | Instrumentation Equipment
14297 | COL-PHB-MISC | Miscellaneous Equipment | COL-PHB | Humber Sewage Pumping Station | [5 empty] | Sub-Process
14298 | COL-PHB-OIT-0001 | Operator Interface Terminal | COL-PHB | Humber Sewage Pumping Station | Computer Equipment,Monitor |  |  | OIT |  | Electrical Equipment
14305 | COL-PHB-SUSPENDED | Humber Bay P.S.suspended entities | COL-PHB | Humber Sewage Pumping Station | [5 empty] | Obsolete Entity
14317 | COL-PHF-CB-0001 | Circuit Breaker | COL-PHF | Highfield Sewage Pumping Station | Circuit Breaker |  |  | CB |  | Electrical Equipment
14318 | COL-PHF-CB-0001 | Circuit Breaker | COL-PHF-MISC | Miscellaneous Equipment | Circuit Breaker |  |  | CB |  | Electrical Equipment
14319 | COL-PHF-CH-0001 | Chamber | COL-PHF | Highfield Sewage Pumping Station | Chamber |  |  | CH |  | Mechanical Equipment
14320 | COL-PHF-FEQ-0001S | Fire Prevention, Extinguisher | COL-PHF-MISC | Miscellaneous Equipment | Fire Prevention,Extinguisher |  | 42685 | FEQ |  | Obsolete Entity
14321 | COL-PHF-FEQ-0001S | Fire Prevention, Extinguisher | COL-W-OBSOLETE | Col West Obsolete Entities | Fire Prevention,Extinguisher |  | 42685 | FEQ |  | Obsolete Entity
14324 | COL-PHF-LSHH-0103 | Switch, Level High-High | COL-PHF | Highfield Sewage Pumping Station | Switch,Level |  |  | LSHH |  | Instrumentation Equipment
14325 | COL-PHF-LSHH-0103 | Switch, Level High-High | COL-PHF-MISC | Miscellaneous Equipment | Switch,Level |  |  | LSHH |  | Instrumentation Equipment
14326 | COL-PHF-LSL-0101 | Switch, Level-Low | COL-PHF | Highfield Sewage Pumping Station | Switch |  |  | LSL |  | Instrumentation Equipment
14327 | COL-PHF-LSL-0101 | Switch, Level-Low | COL-PHF-MISC | Miscellaneous Equipment | Switch |  |  | LSL |  | Instrumentation Equipment
14330 | COL-PHF-PIP-0001 | Piping | COL-PHF-MISC | Miscellaneous Equipment | Pump |  |  | PIP |  | Mechanical Equipment
14331 | COL-PHF-RPU-0001 | Remote Processing Unit | COL-PHF-MISC | Miscellaneous Equipment | RPU |  |  | RPU |  | Electrical Equipment
14341 | COL-PHP-ALR-0001 | Control Panel, Gas Alarm | COL-PHP-MISC | Miscellaneous Equipment | Control Panel |  |  | ALR |  | Electrical Equipment
14342 | COL-PHP-ALR-0002 | Control Panel, Operator | COL-PHP-MISC | Miscellaneous Equipment | Control Panel |  |  | ALR |  | Electrical Equipment
14345 | COL-PHP-CB-0001 | Circuit Breaker, Main | COL-PHP | High Park Sewage Pumping Station | Circuit Breaker |  |  | CB |  | Electrical Equipment
14346 | COL-PHP-CB-0001 | Circuit Breaker, Main | COL-PHP-MISC | Miscellaneous Equipment | Circuit Breaker |  |  | CB |  | Electrical Equipment
14347 | COL-PHP-CB-0002 | Circuit Breaker, Transformer 0001 | COL-PHP-MISC | Miscellaneous Equipment | Circuit Breaker |  |  | CB |  | Electrical Equipment
14348 | COL-PHP-CP-0002 | Control Panel, Operator | COL-PHP | High Park Sewage Pumping Station | Control Panel |  |  | CP |  | Electrical Equipment
14350 | COL-PHP-DM-0001 | Damper, Manual | COL-PHP-MISC | Miscellaneous Equipment | Damper/Louver |  |  | DM |  | Mechanical Equipment
14352 | COL-PHP-FEQ-0001S | Fire Prevention, Extinguisher | COL-W-OBSOLETE | Col West Obsolete Entities | Fire Prevention,Extinguisher |  | 42686 | FEQ |  | Mechanical Equipment
14354 | COL-PHP-FN-0001 | Fan, Centrifugal | COL-PHP-MISC | Miscellaneous Equipment | Fan |  |  | FN |  | Mechanical Equipment
14355 | COL-PHP-FN-0002 | Fan, Centrifugal | COL-PHP-MISC | Miscellaneous Equipment | Fan |  |  | FN |  | Mechanical Equipment
14356 | COL-PHP-GC-0001 | Grit Chamber | COL-PHP | High Park Sewage Pumping Station |  |  |  | GC |  | Sub-sub-process
14357 | COL-PHP-GC-0001 | Grit Chamber | COL-PHP-MISC | Miscellaneous Equipment |  |  |  | GC |  | Sub-sub-process
14360 | COL-PHP-GRF-0001 | Indicator, Ground Fault | COL-PHP-MISC | Miscellaneous Equipment |  |  |  | GRF |  | Electrical Equipment
14362 | COL-PHP-HTR-0002 | Heater, Duct | COL-PHP-MISC | Miscellaneous Equipment | Heater |  |  | HTR |  | Mechanical Equipment
14363 | COL-PHP-LIT-0201 | Transmitter, Level | COL-PHP | High Park Sewage Pumping Station | Transmitter,Level |  |  | LIT |  | Instrumentation Equipment
14364 | COL-PHP-LP-0001 | Control Panel, Lighting | COL-PHP | High Park Sewage Pumping Station | Control Panel |  |  | LP |  | Electrical Equipment
14380 | FCL-SED | Sedimentation and Poly Area (PM Entity link) | FCL-WWW | Residue Management | [5 empty] | Sub Area
14422 | FCL-SED-SAMP | Sedimentation Sampling | FCL-SAMP | Sampling Systems | [5 empty] | Sub-Process
14453 | FCL-SES | Safety and Environmental Services | FCL WORK AREA 2 | Plant Services | [5 empty] | Process
14454 | FCL-SES-3 | Portable Gas Detectors | FCL-SES | Safety and Environmental Services |  |  |  | SES |  | Sub-Process
14455 | FCL-SES-5A | Eye Wash Stations Low Lift | FCL-SES | Safety and Environmental Services |  |  |  | SES |  | Sub-Process
14458 | FCL-SES-ANL-00026-SUS | asdfs | FCL-SUSPENDED | Suspended entity |  |  | 40976 | ANL |  | Building Service
14519 | COL-PHP-LP-0001 | Control Panel, Lighting | COL-PHP-MISC | Miscellaneous Equipment | Control Panel |  |  | LP |  | Electrical Equipment
14520 | COL-PHP-LSH-0203 | Switch, Level-High | COL-PHP | High Park Sewage Pumping Station | Switch,Level |  |  | LSH |  | Instrumentation Equipment
14521 | COL-PHP-LSHH-0001 | Switch, Level High-High | COL-PHP | High Park Sewage Pumping Station | Switch,Level |  |  | LSHH |  | Instrumentation Equipment
14522 | COL-PHP-LSHH-0101 | Switch, Level High-High | COL-PHP | High Park Sewage Pumping Station | Switch,Level |  |  | LSHH |  | Instrumentation Equipment
14523 | COL-PHP-LSL-0202 | Switch, Level-Low | COL-PHP | High Park Sewage Pumping Station | Switch |  |  | LSL |  | Instrumentation Equipment
14524 | COL-PHP-LSL-0202 | Switch, Level-Low | COL-PHP-MISC | Miscellaneous Equipment | Switch |  |  | LSL |  | Instrumentation Equipment
14525 | COL-PHP-LSLL-0201 | Switch, Level Low-Low | COL-PHP | High Park Sewage Pumping Station | Switch,Level |  |  | LSLL |  | Instrumentation Equipment
14526 | COL-PHP-LSLL-0201 | Switch, Level Low-Low | COL-PHP-MISC | Miscellaneous Equipment | Switch,Level |  |  | LSLL |  | Instrumentation Equipment
14530 | COL-PHP-MON-0002 | Monitor | COL-PHP-MISC | Miscellaneous Equipment |  |  |  | MON |  | Electrical Equipment
14531 | COL-PHP-MON-0002 | Monitor | COL-PSS-MISC | Miscellaneous Equipment |  |  |  | MON |  | Electrical Equipment
14534 | COL-PHP-P-0002 | Pump, Centrifugal | COL-PHP-MISC | Miscellaneous Equipment | Pump |  | 34122 | P |  | Mechanical Equipment
14537 | COL-PHP-SC-0001 | Screen, Bar | COL-PHP | High Park Sewage Pumping Station | Screen |  |  | SC |  | Mechanical Equipment
14538 | COL-PHP-SC-0001 | Screen, Bar | COL-PHP-MISC | Miscellaneous Equipment | Screen |  |  | SC |  | Mechanical Equipment
14548 | COL-PHP-WEL-0500 | Wet well | COL-PHP | High Park Sewage Pumping Station |  |  |  | WEL |  | Sub-sub-process
14549 | COL-PHP-WEL-0500 | Wet well | COL-PSS-MISC | Miscellaneous Equipment |  |  |  | WEL |  | Sub-sub-process
14550 | COL-PHP-WEL-0600 | Dry Well | COL-PHP-MISC | Miscellaneous Equipment |  |  |  | WEL |  | Sub-sub-process
14551 | COL-PHP-WEL-0600 | Dry Well | COL-PSK-MISC | Miscellaneous Equipment |  |  |  | WEL |  | Sub-sub-process
14553 | COL-PIR-BFP-0001 | Back Flow Preventer | COL-PIR-MISC | Miscellaneous Equipment | Valve,Backflow Preventer |  |  | BFP |  | Mechanical Equipment
14554 | COL-PIR-CP-0001 | Control Panel, Operator | COL-PIR-MISC | Miscellaneous Equipment | Control Panel |  |  | CP |  | Electrical Equipment
14555 | COL-PIR-FEQ-0001S | Fire Prevention, Extinguisher | COL-W-OBSOLETE | Col West Obsolete Entities | Fire Prevention,Extinguisher |  | 42687 | FEQ |  | Obsolete Entity
14558 | COL-PIR-FQ-0001 | Meter, Flow | COL-PIR-MISC | Miscellaneous Equipment | Meter,Flow |  |  | FQ |  | Instrumentation Equipment
14559 | COL-PIR-GEN-0001 | Generator, Electricity | COL-PIR | Island Road Sewage Pumping Station | Generator |  |  | GEN |  | Electrical Equipment
14560 | COL-PIR-GRF-0001 | Indicator, Ground Fault | COL-PIR | Island Road Sewage Pumping Station |  |  |  | GRF |  | Electrical Equipment
14561 | COL-PIR-HTR-0001 | Heater | COL-PIR | Island Road Sewage Pumping Station | Heater |  |  | HTR |  | Mechanical Equipment
14562 | COL-PIR-JIT-0001 | Meter, Power Indicating Transmitter, Main Power | COL-PIR-MISC | Miscellaneous Equipment | Meter |  |  | JIT |  | Instrumentation Equipment
14563 | COL-PIR-LIT-0100 | Transmitter, Level | COL-PIR-MISC | Miscellaneous Equipment | Transmitter,Level |  |  | LIT |  | Instrumentation Equipment
14564 | COL-PIR-LP-0001 | Control Panel, Lighting | COL-PIR-MISC | Miscellaneous Equipment | Control Panel |  |  | LP |  | Electrical Equipment
14565 | COL-PIR-LSHH-0104 | Switch, Level High-High | COL-PIR | Island Road Sewage Pumping Station | Switch,Level |  |  | LSHH |  | Instrumentation Equipment
14566 | COL-PIR-LSHH-0105 | Switch, Level High-High | COL-PIR-MISC | Miscellaneous Equipment | Switch,Level |  |  | LSHH |  | Instrumentation Equipment
14567 | COL-PIR-LSL-0102 | Switch, Level-Low | COL-PIR-MISC | Miscellaneous Equipment | Switch |  |  | LSL |  | Instrumentation Equipment
14568 | COL-PIR-LSLL-0101 | Switch, Level Low-Low | COL-PIR | Island Road Sewage Pumping Station | Switch,Level |  |  | LSLL |  | Instrumentation Equipment
14569 | COL-PIR-LTG-0001 | Lighting | COL-PIR-MISC | Miscellaneous Equipment | Control Panel |  |  | LTG |  | Electrical Equipment
14570 | COL-PIR-P-0200 | Pump, Centrifugal | COL-PIR | Island Road Sewage Pumping Station | Pump |  |  | P |  | Mechanical Equipment
14571 | COL-PIR-RPU-0001 | Control Panel, Electrical | COL-PIR | Island Road Sewage Pumping Station | Control Panel |  |  | RPU |  | Electrical Equipment
14574 | FCL-SES-FEQ-0078-SUS | Fire Extinguisher #78, High Lift Pumping Station, Ground Floor, Sample Drop-off Room, South Wall | FCL-SES-FEQ-SUS | Portable Fire Extinguishers |  |  | 46425 | FEQ |  | Mechanical Equipment
14575 | FCL-SES-FEQ-0078-SUS | Fire Extinguisher #78, High Lift Pumping Station, Ground Floor, Sample Drop-off Room, South Wall | FCL-SUSPENDED | Suspended entity |  |  | 46425 | FEQ |  | Mechanical Equipment
14576 | FCL-SES-FEQ-0111-SUS | Fire Extinguisher #111, RMF Centrifuge Building, Electrical Room | FCL-SUSPENDED | Suspended entity |  |  | 46427 | FEQ |  | Mechanical Equipment
14577 | FCL-SES-FEQ-0113-SUS | Fire Extinguisher #113, RMF Centrifuge Building, Centrifuge Room South East Wall | FCL-SES-FEQ-SUS | Portable Fire Extinguishers |  |  | 46429 | FEQ |  | Mechanical Equipment
14578 | FCL-SES-FEQ-0113-SUS | Fire Extinguisher #113, RMF Centrifuge Building, Centrifuge Room South East Wall | FCL-SUSPENDED | Suspended entity |  |  | 46429 | FEQ |  | Mechanical Equipment
14579 | FCL-SES-FEQ-0114-SUS | Fire Extinguisher #114, RMF Clarification Building, HVAC Room No.1 | FCL-SES-FEQ-SUS | Portable Fire Extinguishers |  |  | 46431 | FEQ |  | Mechanical Equipment
14580 | FCL-SES-FEQ-0114-SUS | Fire Extinguisher #114, RMF Clarification Building, HVAC Room No.1 | FCL-SUSPENDED | Suspended entity |  |  | 46431 | FEQ |  | Mechanical Equipment
14581 | FCL-SES-FEQ-0115-SUS | Fire Extinguisher #115, RMF Clarification Building, HVAC Room No.2 | FCL-SES-FEQ-SUS | Portable Fire Extinguishers |  |  | 46432 | FEQ |  | Mechanical Equipment
14582 | FCL-SES-FEQ-0115-SUS | Fire Extinguisher #115, RMF Clarification Building, HVAC Room No.2 | FCL-SUSPENDED | Suspended entity |  |  | 46432 | FEQ |  | Mechanical Equipment
14583 | FCL-SES-FEQ-0116-SUS | Fire Extinguisher #116, Gaseous Chemical Building, 3rd Floor, Scrubber Room West Wall | FCL-SES-FEQ-SUS | Portable Fire Extinguishers |  |  | 46433 | FEQ |  | Mechanical Equipment
14584 | FCL-SES-FEQ-0116-SUS | Fire Extinguisher #116, Gaseous Chemical Building, 3rd Floor, Scrubber Room West Wall | FCL-SUSPENDED | Suspended entity |  |  | 46433 | FEQ |  | Mechanical Equipment
14624 | FCL-SES-LTG-0006F-SUS | Emergency Light, Ceiling Mounted Remote Heads, Admin Building, Second Floor, Stairs No. 2 | FCL-SUSPENDED | Suspended entity |  |  | 46463 | LTG |  | Electrical Equipment
14625 | FCL-SES-LTG-0006G-SUS | Emergency Light, Remote Heads, Admin Building, First Floor, Stairs No. 2 | FCL-SUSPENDED | Suspended entity |  |  | 46464 | LTG |  | Electrical Equipment
14670 | FCL-SES-LTG-0038-SUS | Emergency Light, Wall Mounted, c/w Emergency Battery, Surge Building | FCL-ELS-LTG | Emergency Lighting |  |  | 46508 | LTG |  | Electrical Equipment
14796 | FCL-SES-LTX-0091-SUS | Exit Light, 91, Gaseous Building, 1st Floor, Caustic Soda Storage Room Exit | FCL-SUSPENDED | Suspended entity |  |  | 46598 | LTX |  | Electrical Equipment
14797 | FCL-SES-LTX-0092-SUS | Exit Light, 92, Gaseous Building, 2nd Floor, Chlorine Storage Room North Door Exit Out | FCL-SUSPENDED | Suspended entity |  |  | 46599 | LTX |  | Electrical Equipment
14798 | FCL-SES-LTX-0093-SUS | Exit Light, 93, Gaseous Building, 2nd Floor, Chlorine Storage Room S/E Door Exit | FCL-ELS-6 | Interior Lighting |  |  | 46600 | LTX |  | Electrical Equipment
14799 | FCL-SES-LTX-0093-SUS | Exit Light, 93, Gaseous Building, 2nd Floor, Chlorine Storage Room S/E Door Exit | FCL-SUSPENDED | Suspended entity |  |  | 46600 | LTX |  | Electrical Equipment
14800 | FCL-SES-LTX-0100-SUS | Exit light, 100, Pump Room to Stairway No.6 , RMF Clarification Building | FCL-ELS-6 | Interior Lighting |  |  | 46603 | LTX |  | Electrical Equipment
14801 | FCL-SES-LTX-0100-SUS | Exit light, 100, Pump Room to Stairway No.6 , RMF Clarification Building | FCL-SUSPENDED | Suspended entity |  |  | 46603 | LTX |  | Electrical Equipment
14802 | FCL-SES-LTX-0101-SUS | Exit light, 101, Polymer Tote Area , RMF Centrifuge Building | FCL-ELS-6 | Interior Lighting |  |  | 46604 | LTX |  | Electrical Equipment
14803 | FCL-SES-LTX-0102-SUS | Exit light, 102, Admin Building, First Floor, Corridor 116, High Lift Gallery Door | FCL-ELS-6 | Interior Lighting |  |  | 46605 | LTX |  | Electrical Equipment
14804 | FCL-SES-LTX-0105-SUS | Exit light, 105, High Lift Pumping Station, Ground Floor, Copy Room South Door | FCL-ELS-6 | Interior Lighting |  |  | 46608 | LTX |  | Electrical Equipment
14805 | FCL-SES-LTX-0106-SUS | Exit light, 106, Low Lift Building, Ground Floor, South East Stairs | FCL-SUSPENDED | Suspended entity |  |  | 46609 | LTX |  | Electrical Equipment
14806 | FCL-SES-LTX-0107-SUS | Exit light, 106, Low Lift Building, Basement B1, Pump Room South West Door | FCL-ELS-6 | Interior Lighting |  |  | 46610 | LTX |  | Electrical Equipment
14807 | FCL-SES-LTX-0107-SUS | Exit light, 106, Low Lift Building, Basement B1, Pump Room South West Door | FCL-SUSPENDED | Suspended entity |  |  | 46610 | LTX |  | Electrical Equipment
14808 | FCL-SES-LTX-0108-SUS | Exit light, 108, Dry Chemical Building, MCC Room, South Exit | FCL-SUSPENDED | Suspended entity |  |  | 46611 | LTX |  | Electrical Equipment
14823 | FCL-SES-SQ-0007 | Eyewash Station, Admin Building, Operators Lab,Eye wash station - main change room | FCL-SES | Safety and Environmental Services |  |  |  | SQ |  | Equipment Location
14827 | COL-PIR-SS-0001 | Security System | COL-PIR | Island Road Sewage Pumping Station | Security System |  |  | SS |  | Electrical Equipment
14828 | COL-PIR-SW-0001 | Switch, Fused | COL-PIR | Island Road Sewage Pumping Station | Switch |  |  | SW |  | Electrical Equipment
14829 | COL-PIR-SW-0002 | Switch, Ground Fault Indicator | COL-PIR | Island Road Sewage Pumping Station | Switch |  |  | SW |  | Electrical Equipment
14830 | COL-PIR-SW-0002 | Switch, Ground Fault Indicator | COL-PIR-MISC | Miscellaneous Equipment | Switch |  |  | SW |  | Electrical Equipment
14831 | COL-PIR-SW-0004 | Switch, Unit Heater 0001 | COL-PIR | Island Road Sewage Pumping Station | Switch |  |  | SW |  | Electrical Equipment
14832 | COL-PIR-TR-0001 | Transformer, Power | COL-PIR-MISC | Miscellaneous Equipment | Transformer |  |  | TR |  | Electrical Equipment
14833 | COL-PIR-TS-0001 | Switch, Transfer | COL-PIR-MISC | Miscellaneous Equipment | Switch |  |  | TS |  | Electrical Equipment
14840 | COL-PIR-WEL-0100 | Wet well | COL-PIR-MISC | Miscellaneous Equipment | Well |  |  | WEL |  | Mechanical Equipment
14843 | COL-PKG-CB-0001 | Circuit Breaker, Main | COL-PKG | Kingston Rd Pumping Station | Circuit Breaker |  |  | CB |  | Electrical Equipment
14844 | COL-PKG-CB-0001 | Circuit Breaker, Main | COL-PKG-MISC | Miscellaneous Equipment | Circuit Breaker |  |  | CB |  | Electrical Equipment
14845 | COL-PKG-COM-0001 | Control Panel, Operator | COL-PKG | Kingston Rd Pumping Station | Control Panel |  |  | COM |  | Electrical Equipment
14846 | COL-PKG-CP-0001 | Control Panel, Operator | COL-PKG | Kingston Rd Pumping Station | Control Panel |  |  | CP |  | Electrical Equipment
14849 | COL-PKG-FEQ-0001S | Fire Prevention, Extinguisher | COL-PKG | Kingston Rd Pumping Station | Fire Prevention,Extinguisher |  | 42688 | FEQ |  | Obsolete Entity
14850 | COL-PKG-FEQ-0001S | Fire Prevention, Extinguisher | COL-PKG-MISC | Miscellaneous Equipment | Fire Prevention,Extinguisher |  | 42688 | FEQ |  | Obsolete Entity
14851 | COL-PKG-FEQ-0002S | Fire Prevention, Extinguisher | COL-PKG | Kingston Rd Pumping Station | Fire Prevention,Extinguisher |  | 42689 | FEQ |  | Obsolete Entity
14852 | COL-PKG-FEQ-0002S | Fire Prevention, Extinguisher | COL-PKG-MISC | Miscellaneous Equipment | Fire Prevention,Extinguisher |  | 42689 | FEQ |  | Obsolete Entity
14853 | COL-PKG-FEQ-0002S | Fire Prevention, Extinguisher | COL-W-OBSOLETE | Col West Obsolete Entities | Fire Prevention,Extinguisher |  | 42689 | FEQ |  | Obsolete Entity
14857 | COL-PKG-FN-0001 | Fan, Exhaust | COL-PKG-MISC | Miscellaneous Equipment | Fan |  |  | FN |  | Mechanical Equipment
14858 | COL-PKG-FN-0002 | Fan, Centrifugal | COL-PKG | Kingston Rd Pumping Station | Fan |  |  | FN |  | Mechanical Equipment
14859 | COL-PKG-FN-0002 | Fan, Centrifugal | COL-PKG-MISC | Miscellaneous Equipment | Fan |  |  | FN |  | Mechanical Equipment
14860 | COL-PKG-FQ-0001 | Meter, Flow | COL-PKG | Kingston Rd Pumping Station | Meter,Flow |  |  | FQ |  | Instrumentation Equipment
14861 | COL-PKG-FQ-0001 | Meter, Flow | COL-PKG-MISC | Miscellaneous Equipment | Meter,Flow |  |  | FQ |  | Instrumentation Equipment
14862 | COL-PKG-GDR-0300 | Grinder, Comminutor | COL-PKG-MISC | Miscellaneous Equipment | Grinder |  |  | GDR |  | Mechanical Equipment
14863 | COL-PKG-HTR-0002 | Heater, Dry Well | COL-PKG | Kingston Rd Pumping Station | Heater |  |  | HTR |  | Mechanical Equipment
14864 | COL-PKG-HTR-0002 | Heater, Dry Well | COL-PKG-MISC | Miscellaneous Equipment | Heater |  |  | HTR |  | Mechanical Equipment
14865 | COL-PKG-HTR-0003 | Heater, Dry Well | COL-PKG | Kingston Rd Pumping Station | Heater |  |  | HTR |  | Mechanical Equipment
14866 | COL-PKG-HTR-0003 | Heater, Dry Well | COL-PKG-MISC | Miscellaneous Equipment | Heater |  |  | HTR |  | Mechanical Equipment
14867 | COL-PKG-JIT-0001 | Meter, Power Indicating Transmitter | COL-PKG | Kingston Rd Pumping Station | Meter |  |  | JIT |  | Instrumentation Equipment
14868 | COL-PKG-LIT-0200 | Transmitter, Level | COL-PKG-MISC | Miscellaneous Equipment | Transmitter,Level |  |  | LIT |  | Instrumentation Equipment
14869 | COL-PKG-LP-0001 | Control Panel, Lighting | COL-PKG-MISC | Miscellaneous Equipment | Control Panel |  |  | LP |  | Electrical Equipment
14870 | COL-PKG-LSH-0103 | Switch, Level-High | COL-PKG-MISC | Miscellaneous Equipment | Switch,Level |  |  | LSH |  | Instrumentation Equipment
14871 | COL-PKG-LSHH-0001 | Switch, Level High-High | COL-PKG | Kingston Rd Pumping Station | Switch,Level |  |  | LSHH |  | Instrumentation Equipment
14872 | COL-PKG-LSHH-0001 | Switch, Level High-High | COL-PKG-MISC | Miscellaneous Equipment | Switch,Level |  |  | LSHH |  | Instrumentation Equipment
14873 | COL-PKG-LSHH-0104 | Switch, Level High-High | COL-PKG-MISC | Miscellaneous Equipment | Switch,Level |  |  | LSHH |  | Instrumentation Equipment
14874 | COL-PKG-LSL-0102 | Switch, Level-Low | COL-PKG-MISC | Miscellaneous Equipment | Switch |  |  | LSL |  | Instrumentation Equipment
14875 | COL-PKG-LSLL-0201 | Switch, Level Low-Low | COL-PKG-MISC | Miscellaneous Equipment | Switch,Level |  |  | LSLL |  | Instrumentation Equipment
14893 | FCL-SES-WASTE | Waste Material | FCL-SES | Safety and Environmental Services | [5 empty] | Mechanical Equipment
14906 | FCL-SM | Spill Management | FCL-SES | Safety and Environmental Services | [5 empty] | Sub-Process
14913 | FCL-SM-SQ-0001 | Kit "B" Chlorine Emergency | FCL-CLA1 | Pre-Chlorination |  |  |  | SQ |  | Mechanical Equipment
14919 | COL-PKG-MCC-0002 | Motor Control Centre, New | COL-PKG-MISC | Miscellaneous Equipment | Control Panel,MCC |  |  | MCC |  | Electrical Equipment
14920 | COL-PKG-MISC | Miscellaneous Equipment | COL-PMM | Mimico Pumping Station | [5 empty] | Sub-Process
14927 | COL-PKG-T-0001 | Tank, Domestic Hot Water | COL-PKG | Kingston Rd Pumping Station | Tank |  |  | T |  | Mechanical Equipment
14928 | COL-PKG-T-0002 | Tank, Diesel Fuel | COL-PKG | Kingston Rd Pumping Station | Tank |  |  | T |  | Mechanical Equipment
14929 | COL-PKG-TR-0001 | Transformer, Power | COL-PKG | Kingston Rd Pumping Station | Transformer |  |  | TR |  | Electrical Equipment
14930 | COL-PKG-TR-0001 | Transformer, Power | COL-PKG-MISC | Miscellaneous Equipment | Transformer |  |  | TR |  | Electrical Equipment
14931 | COL-PKG-TS-0001 | Switch, Transfer | COL-PKG-MISC | Miscellaneous Equipment | Switch |  |  | TS |  | Electrical Equipment
14940 | COL-PKG-WEL-0300 | Well | COL-PKG-MISC | Miscellaneous Equipment | Well |  |  | WEL |  | Mechanical Equipment
14945 | COL-PKP-AIT-0001 | Transmitter, Gas | COL-PKP-MISC | Miscellaneous Equipment | Transmitter |  |  | AIT |  | Instrumentation Equipment
15053 | COL-PKS-CP-0001 | Control Panel, Operator | COL-PKS-MISC | Miscellaneous Equipment | Control Panel |  |  | CP |  | Electrical Equipment
15054 | COL-PKS-G-0001 | Gate, Sluice | COL-PKS-MISC | Miscellaneous Equipment | Valve |  |  | G |  | Mechanical Equipment
15081 | FCL-SPC | Process Control Systems - Services Area | FCL | R L Clark Water Treatment Plant | [5 empty] | Work Area
15082 | FCL-SPC | Process Control Systems - Services Area | FCL-ITM | Integrated Technology Management | [5 empty] | Work Area
15083 | FCL-SPC-COM-0200 | Communication, Backup Core Closet Rack, Admin Building, Server Room | FCL-ADM BLDG | Building Location |  |  |  | COM |  | Electrical Equipment
15084 | FCL-SPC-COM-0300 | Communication, Server Closet, Admin Building Server Room | FCL-ADM BLDG | Building Location |  |  |  | COM |  | Electrical Equipment
15085 | FCL-SPC-COM-0400 | Communication, Server Closet, Admin Building Server Room | FCL-ADM BLDG | Building Location |  |  |  | COM |  | Electrical Equipment
15086 | FCL-SPC-COM-0500 | Communication, Server Closet, Admin Building, Server Room | FCL-ADM BLDG | Building Location |  |  |  | COM |  | Electrical Equipment
15087 | FCL-SPC-COM-0600 | Communication, Server Closet, Admin Building, Server Room | FCL-ADM BLDG | Building Location |  |  |  | COM |  | Electrical Equipment
15088 | FCL-SPC-COM-1100 | Access Closet, Gaseous Chemical Building Control Room | FCL-CHEM BLDG | Building Location |  |  |  | COM |  | Electrical Equipment
15089 | FCL-SPC-COM-1103 | Termination Panel, Gaseous Chemical Building, Electrical Equipment Room | FCL-CHEM BLDG | Building Location |  |  |  | COM |  | Electrical Equipment
15090 | FCL-SPC-COM-1200 | Access Closet, High Lift Switchgear Room | FCL-SPC | Process Control Systems - Services Area |  |  |  | COM |  | Electrical Equipment
15091 | FCL-SPC-COM-1201 | Termination Panel, High Lift Switchgear Room | FCL-SPC | Process Control Systems - Services Area |  |  |  | COM |  | Electrical Equipment
15092 | FCL-SPC-COM-1202 | Termination Panel, High Lift Pumping Station, Basement | FCL-SPC | Process Control Systems - Services Area |  |  |  | COM |  | Electrical Equipment
15093 | FCL-SPC-COM-1203 | Termination Panel, High Lift Switchgear Room | FCL-SPC | Process Control Systems - Services Area |  |  |  | COM |  | Electrical Equipment
15094 | FCL-SPC-COM-1204 | Termination Panel, High Lift Basement B1, Security and Communications Room | FCL-SPC | Process Control Systems - Services Area |  |  |  | COM |  | Electrical Equipment
15095 | FCL-SPC-COM-1221 | Communication, Ethernet to RS485 Gateway, High Lift Electrical Room RPU-1221 Panel | FCL-SPC | Process Control Systems - Services Area |  |  |  | COM |  | Electrical Equipment
15096 | FCL-SPC-COM-1300 | Access Closet, Office, Horizontal Cabling, Admin Building, Second Floor | FCL-ADM BLDG | Building Location |  |  |  | COM |  | Electrical Equipment
15097 | FCL-SPC-COM-1501 | Termination Panel, Filter Building, Rotunda | FCL-SPC | Process Control Systems - Services Area |  |  |  | COM |  | Electrical Equipment
15098 | FCL-SPC-COM-1502 | Termination Panel, Filter Building, Pipe Gallery, North, Ceiling | FCL-SPC | Process Control Systems - Services Area |  |  |  | COM |  | Electrical Equipment
15099 | FCL-SPC-COM-1504 | Termination Panel, Filter Building, Pipe Gallery, North, Ceiling | FCL-SPC | Process Control Systems - Services Area |  |  |  | COM |  | Electrical Equipment
15121 | COL-PLB-AUX-ELEC | Electrical Equipment | COL-PLB | Long Branch Pumping Station | [5 empty] | Sub-Process
15122 | COL-PLB-AUX-INST | Instrumentation Equipment | COL-PLB | Long Branch Pumping Station | [5 empty] | Sub-Process
15123 | COL-PLB-AUX-INST | Instrumentation Equipment | COL-PLB-AUX | Auxiliary Equipment | [5 empty] | Sub-Process
15124 | COL-PLB-AUX-MECH | Mechanical Equipment | COL-PLB | Long Branch Pumping Station | [5 empty] | Sub-Process
15125 | COL-PLB-AUX-MECH | Mechanical Equipment | COL-PLB-AUX | Auxiliary Equipment | [5 empty] | Sub-Process
15147 | FCL-SPC-COM-1602 | Termination Panel, Filter Building, Pipe Gallery, South, Ceiling | FCL-SPC | Process Control Systems - Services Area |  |  |  | COM |  | Electrical Equipment
15148 | FCL-SPC-COM-1603 | Termination Panel, Filter Building, Pipe Gallery, South, Ceiling | FCL-SPC | Process Control Systems - Services Area |  |  |  | COM |  | Electrical Equipment
15149 | FCL-SPC-COM-1604 | Termination Panel, Filter Building, Pipe Gallery, South, Ceiling | FCL-SPC | Process Control Systems - Services Area |  |  |  | COM |  | Electrical Equipment
15150 | FCL-SPC-COM-1605 | Termination Panel, Filter Building, Pipe Gallery, South, Ceiling | FCL-SPC | Process Control Systems - Services Area |  |  |  | COM |  | Electrical Equipment
15151 | FCL-SPC-COM-1702 | Termination Panel, Low Lift Building, PAC Pump Area, South West | FCL-RAW WATER BLDG | Building Location |  |  |  | COM |  | Electrical Equipment
15152 | FCL-SPC-COM-1800 | Access Closet, Low Lift PS Building, Switchgear Room | FCL-RAW WATER BLDG | Building Location |  |  |  | COM |  | Electrical Equipment
15153 | FCL-SPC-COM-1802 | Termination Panel, Dry Chemical Building MCC Room | FCL-SPC | Process Control Systems - Services Area |  |  |  | COM |  | Electrical Equipment
15154 | FCL-SPC-COM-1805 | Termination Panel, Low Lift PS Building, Switchgear Room | FCL-RAW WATER BLDG | Building Location |  |  |  | COM |  | Electrical Equipment
15155 | FCL-SPC-COM-1806 | Termination Panel, Low Lift Building, Electrical Service Room | FCL-RAW WATER BLDG | Building Location |  |  |  | COM |  | Electrical Equipment
15156 | FCL-SPC-COM-1823 | Communication, Ethernet to RS485 Gateway, Low Lift Pump Room, RPU-1823 Panel | FCL-RAW WATER BLDG | Building Location |  |  |  | COM |  | Electrical Equipment
15157 | FCL-SPC-COM-1900 | Access Closet, Centrifuges, RMF Clarifier, Clarifier Electrical Room | FCL-CENTRIFUGE BLDG | Building Location |  |  |  | COM |  | Electrical Equipment
15158 | FCL-SPC-COM-1901 | Termination Panel, RMF Centrifuge Building | FCL-CENTRIFUGE BLDG | Building Location |  |  |  | COM |  | Electrical Equipment
15159 | FCL-SPC-COM-2000 | Access Closet, Admin Building, Server Room | FCL-ADM BLDG | Building Location |  |  |  | COM |  | Electrical Equipment
15160 | FCL-SPC-COM-2003 | Termination Panel, High Lift Building, Electrical Shop | FCL-SPC | Process Control Systems - Services Area |  |  |  | COM |  | Electrical Equipment
15307 | COL-PLB-P-0121B | Indicator, Pressure | COL-PLB-P-0121 | Pump, Centrifugal, Discharge Pump #2, Pump Floor | Meter |  | 34533 | P |  | Instrumentation Equipment
15308 | COL-PLB-P-0121B | Indicator, Pressure | COL-PLB-SUSPENDED | Longbranch P.S.suspended entities | Meter |  | 34533 | P |  | Instrumentation Equipment
15363 | COL-PLB-SUSPENDED | Longbranch P.S.suspended entities | COL-PLB | Long Branch Pumping Station | [5 empty] | Obsolete Entity
15420 | FCL-SUSPENDED | Suspended entity | FCL | R L Clark Water Treatment Plant | [5 empty] | Obsolete Entity
15421 | FCL-TRW | Treated Water | FCL WORK AREA 1 | Process | [5 empty] | Process
15422 | FCL-TRW-1 | Clearwell | FCL-TRW | Treated Water |  |  |  | TRW |  | Sub-Process
15423 | FCL-TRW-2 | Treated Water Pumping | FCL-TRW | Treated Water |  |  |  | TRW |  | Sub-Process
15424 | FCL-TRW-3 | Treated Water Discharge Headers | FCL-TRW | Treated Water |  |  |  | TRW |  | Sub-Process
15475 | FCL-TRW-CP-0001A | Control Panel, Clearwell Inlet Gates, Filter Gallery above Clearwell Vestibule | FCL-TRW-G-0001A | Gate, Sluice, Actuated, Inlet, Clearwell WEL-0101 South, Clearwell Vestibule |  |  |  | CP |  | Electrical Equipment
15476 | FCL-TRW-CP-0006 | Control Panel, Operator, Level Alarms, Surge Tank Building | FCL-TRW-T-0001 | Vessel, Pressure, Surge, Surge Tank Building |  |  |  | CP |  | Electrical Equipment
15477 | FCL-TRW-CP-0007 | Control Panel, Operator, Air Compressors, Surge Tank Building | FCL-TRW-C-0001 | Compressor, Stationary, Surge Tank Building |  |  |  | CP |  | Electrical Equipment
15478 | FCL-TRW-CP-0009 | Control Panel, Treated Water Sampling System Valves, District 2 Venturi Room, High Lift PS Basement | FCL-TRW | Treated Water |  |  |  | CP |  | Electrical Equipment
15490 | FCL-TRW-FIT-0003A | Transmitter, Flow, Ultrasonic, Transient Time, Total TW, District 2E Header, Pumps 0600/0800/1000 | FCL-TRW-P-0600 | Pump, Treated Water |  |  |  | FIT |  | Electrical Equipment
15567 | FCL-TRW-SAMP | Treated Water Sampling | FCL-SAMP | Sampling Systems | [5 empty] | Sub-Process
15573 | FCL-TRW-STR-0003 | Strainer, Service Water to PAC System, Dry Chemical Building Basement | FCL-TRW | Treated Water |  |  |  | STR |  | Mechanical Equipment
15574 | FCL-TRW-STR-0006 | Strainer, District 1W Header Service Water to Sample Lines Flushing, High Lift PS Basement | FCL-TRW | Treated Water |  |  |  | STR |  | Mechanical Equipment
15617 | FCL-TRW-V-0021A | Valve, Gate, Inlet, Treated Water Sample to Analyser AIT-0002, Low Lift PS basement | FCL-TRW-AIT-0002 | Analyzer, Turbidity, TRW Output, District 2 Venturi Room, TRW Pumping Station |  |  |  | V |  | Mechanical Equipment
15619 | FCL-TRW-V-0022A | Valve, Gate, Inlet, STR-0008, TW Sample to Analyser AIT-0003, Venturi Room 2, High Lift PS Basement | FCL-TRW-AIT-0003 | Analyzer, Fluoride, TRW Output, District 2 Venturi Room, TRW Pumping Station |  |  |  | V |  | Mechanical Equipment
15621 | FCL-TRW-V-0023A | Valve, Gate, Isolation, TW Sample to Analyser AIT-0003, Venturi Room 2, High Lift PS Basement AIT-0001B | FCL-TRW-AIT-0001B | Analyzer, Chlorine, TRW Free Residual, District 2 Venturi Room, TRW Pumping Station |  |  |  | V |  | Mechanical Equipment
15622 | FCL-TRW-V-0024A | Valve, Gate, Isolation, TW Sample to Analyser AIT-0004, Venturi Room 2, Low Lift PS Basement | FCL-TRW-AIT-0003 | Analyzer, Fluoride, TRW Output, District 2 Venturi Room, TRW Pumping Station |  |  |  | V |  | Mechanical Equipment
15629 | FCL-TRW-V-0031A | Valve, Gate, Isolation, Inlet, AIT-0001, Treated Water Sampling System | FCL-TRW-AIT-0001 | Analyzer, Chlorine, TRW Total Residual, District 2 Venturi Room, TRW Pumping Station |  |  |  | V |  | Mechanical Equipment
15634 | FCL-TRW-V-0039 | Valve, Gate, Outlet, Service Water Backflow Preventer BFP-0001A, High Lift PS Basement | FCL-TRW-BFP-0001A | Backflow Preventer, District 2E/2W Header Service Water Distribution, High Lift PS Basement. |  |  |  | V |  | Mechanical Equipment
15641 | FCL-TRW-V-0047 | Valve, Gate, Isolation, Service Water to Sed./Flocculation Sprinkler System, Filtration Pipe Gallery | FCL-SED-T-0100 | Tank, Sedimentation, West |  |  |  | V |  | Mechanical Equipment
15642 | FCL-TRW-V-0048A | Valve, Ball, Isolation, Compressor C-0001, Surge Building | FCL-TRW-C-0001 | Compressor, Stationary, Surge Tank Building |  |  |  | V |  | Mechanical Equipment
15644 | FCL-TRW-V-0050 | Valve, Gate, Outlet, Service Water Backflow Preventer 0111, Filter Gallery Basement ,FCL-TRW-BFP-0006 | FCL-TRW-BFP-0006 | Backflow Preventer, Service Water to RMF Clarification Facility |  |  |  | V |  | Mechanical Equipment
15670 | COL-PLV-CB-0001 | Circuit Breaker, | COL-PLV-MISC | Miscellaneous Equipment | Circuit Breaker |  |  | CB |  | Electrical Equipment
15671 | COL-PLV-COM-0001 | Control Panel | COL-PLV | Livingston Road Pumping Station | Control Panel |  |  | COM |  | Electrical Equipment
15672 | COL-PLV-COM-0001 | Control Panel | COL-PLV-MISC | Miscellaneous Equipment | Control Panel |  |  | COM |  | Electrical Equipment
15673 | COL-PLV-CP-0001 | Control Panel | COL-PLV | Livingston Road Pumping Station | Control Panel |  |  | CP |  | Electrical Equipment
15674 | COL-PLV-CP-0002 | Control Panel | COL-PLV | Livingston Road Pumping Station | Control Panel |  |  | CP |  | Electrical Equipment
15675 | COL-PLV-CP-0002 | Control Panel | COL-PLV-MISC | Miscellaneous Equipment | Control Panel |  |  | CP |  | Electrical Equipment
15676 | COL-PLV-CRN-0001 | Crane, | COL-PLV | Livingston Road Pumping Station | Crane |  |  | CRN |  | Mechanical Equipment
15677 | COL-PLV-CRN-0001 | Crane, | COL-PLV-MISC | Miscellaneous Equipment | Crane |  |  | CRN |  | Mechanical Equipment
15678 | COL-PLV-DM-0001 | Damper/Louver | COL-PLV-MISC | Miscellaneous Equipment | Damper/Louver |  |  | DM |  | Mechanical Equipment
15679 | COL-PLV-DM-0002 | Damper/Louver | COL-PLV | Livingston Road Pumping Station | Damper/Louver |  |  | DM |  | Mechanical Equipment
15680 | COL-PLV-DM-0002 | Damper/Louver | COL-PLV-MISC | Miscellaneous Equipment | Damper/Louver |  |  | DM |  | Mechanical Equipment
15682 | COL-PLV-FN-0001 | Fan, Centrifugal | COL-PLV-MISC | Miscellaneous Equipment | Fan |  |  | FN |  | Mechanical Equipment
15683 | COL-PLV-FQ-0001 | Meter, Flow | COL-PLV | Livingston Road Pumping Station | Meter,Flow |  |  | FQ |  | Instrumentation Equipment
15685 | COL-PLV-GEN-0001 | Generator | COL-PLV | Livingston Road Pumping Station | Generator |  |  | GEN |  | Electrical Equipment
15686 | COL-PLV-GEN-0001 | Generator | COL-PLV-MISC | Miscellaneous Equipment | Generator |  |  | GEN |  | Electrical Equipment
15687 | COL-PLV-HTR-0001 | Heater | COL-PLV | Livingston Road Pumping Station | Heater |  |  | HTR |  | Mechanical Equipment
15688 | COL-PLV-HTR-0001 | Heater | COL-PLV-MISC | Miscellaneous Equipment | Heater |  |  | HTR |  | Mechanical Equipment
15689 | COL-PLV-HTR-0002 | Heater | COL-PLV | Livingston Road Pumping Station | Heater |  |  | HTR |  | Mechanical Equipment
15690 | COL-PLV-HTR-0003 | Heater | COL-PLV | Livingston Road Pumping Station | Heater |  |  | HTR |  | Mechanical Equipment
15691 | COL-PLV-HTR-0003 | Heater | COL-PLV-MISC | Miscellaneous Equipment | Heater |  |  | HTR |  | Mechanical Equipment
15692 | COL-PLV-LIT-0101 | Transmitter, Level | COL-PLV-MISC | Miscellaneous Equipment | Transmitter,Level |  |  | LIT |  | Instrumentation Equipment
15693 | COL-PLV-LIT-0201 | Transmitter, Level | COL-PLV | Livingston Road Pumping Station | Transmitter,Level |  |  | LIT |  | Instrumentation Equipment
15694 | COL-PLV-LSH-0001 | Switch, Level-High | COL-PLV-MISC | Miscellaneous Equipment | Switch,Level |  |  | LSH |  | Electrical Equipment
15695 | COL-PLV-LSH-0103 | Switch, Level-High | COL-PLV | Livingston Road Pumping Station | Switch,Level |  |  | LSH |  | Electrical Equipment
15696 | COL-PLV-LSH-0203 | Switch, Level-High | COL-PLV-MISC | Miscellaneous Equipment | Switch,Level |  |  | LSH |  | Electrical Equipment
15697 | COL-PLV-LSHH-0002 | Switch, Level High-High | COL-PLV | Livingston Road Pumping Station | Switch,Level |  |  | LSHH |  | Electrical Equipment
15698 | COL-PLV-LSHH-0104 | Switch, Level High-High | COL-PLV-MISC | Miscellaneous Equipment | Switch,Level |  |  | LSHH |  | Electrical Equipment
15700 | FCL-TRW-V-0058 | Valve, Gate, Inlet, Service Water Backflow Preventer BFP-0003, High Lift PS Basement | FCL-TRW-BFP-0003 | Backflow Preventer, District 2W Header Service Water Distribution,High Lift PS Bsmnt.N/Wall West End |  |  |  | V |  | Mechanical Equipment
15701 | FCL-TRW-V-0060 | Valve, Gate, Outlet, Service Water Backflow Preventer 0113, Filter Gallery Basement,FCL-TRW-BFP-0006 | FCL-TRW-BFP-0007 | Backflow Preventer, Service Water to RMF Clarification Facility |  |  |  | V |  | Mechanical Equipment
15702 | FCL-TRW-V-0061 | Valve, Gate, Inlet, Service Water Backflow Preventer 0113, Filter Gallery Basement,FCL-TRW-BFP-0006 | FCL-TRW-BFP-0007 | Backflow Preventer, Service Water to RMF Clarification Facility |  |  |  | V |  | Mechanical Equipment
15708 | FCL-TRW-V-0075A | Valve, Gate, Interconnecting, Surge Tanks T-0001&0002, Surge Tanks Building | FCL-TRW-T-0001 | Vessel, Pressure, Surge, Surge Tank Building |  |  |  | V |  | Mechanical Equipment
15710 | FCL-TRW-V-0076A | Valve, Pressure Reducing, Interconnecting, Surge Tanks T-0001&0002, Surge Tanks Building | FCL-TRW-T-0001 | Vessel, Pressure, Surge, Surge Tank Building |  |  |  | V |  | Mechanical Equipment
15712 | FCL-TRW-V-0077A | Valve, Gate, Interconnecting, Surge Tanks T-0001&0002, Surge Tanks Building | FCL-TRW-T-0001 | Vessel, Pressure, Surge, Surge Tank Building |  |  |  | V |  | Mechanical Equipment
15718 | FCL-TRW-V-0082 | Valve, Butterfly, Service Water Alternate Supply From District 1, Gaseous Building Machine Room,FCL-TRW-BFP-0011 | FCL-MCS-3 | Service Water and Backflow Prevention |  |  |  | V |  | Mechanical Equipment
15719 | FCL-TRW-V-0088 | Valve,Butterfly,Isolation,Service Water Sedimentation/Flocculation Tanks Ring Sedimentation Tank No2 | FCL-SED-T-0200 | Tank, Sedimentation, Middle |  |  |  | V |  | Mechanical Equipment
15725 | FCL-TRW-V-0101D | Valve, Ball, Isolation, TW Sample to AIT-0004A, Sampling Room, Under Operator's Lab | FCL-TRW-AIT-0004A | Analyser, Chlorine, Reservoir Output Control, Lab Lower Level |  |  |  | V |  | Mechanical Equipment
15734 | COL-PLV-LSHH-0204 | Switch, Level High-High | COL-PLV-MISC | Miscellaneous Equipment | Switch,Level |  |  | LSHH |  | Electrical Equipment
15735 | COL-PLV-LSL-0102 | Switch, Level-Low | COL-PLV | Livingston Road Pumping Station | Switch,Level |  |  | LSL |  | Electrical Equipment
15736 | COL-PLV-LSL-0102 | Switch, Level-Low | COL-PLV-MISC | Miscellaneous Equipment | Switch,Level |  |  | LSL |  | Electrical Equipment
15737 | COL-PLV-LSL-0202 | Switch, Level-Low | COL-PLV | Livingston Road Pumping Station | Switch,Level |  |  | LSL |  | Electrical Equipment
15738 | COL-PLV-LSLL-0101 | Switch, Level Low-Low | COL-PLV-MISC | Miscellaneous Equipment | Switch,Level |  |  | LSLL |  | Electrical Equipment
15739 | COL-PLV-LSLL-0201 | Switch, Level Low-Low | COL-PLV | Livingston Road Pumping Station | Switch,Level |  |  | LSLL |  | Electrical Equipment
15740 | COL-PLV-P-0001 | Pump, Centrifugal, Sump | COL-PLV | Livingston Road Pumping Station | Pump |  | 34126 | P |  | Mechanical Equipment
15741 | COL-PLV-P-0001 | Pump, Centrifugal, Sump | COL-PLV-MISC | Miscellaneous Equipment | Pump |  | 34126 | P |  | Mechanical Equipment
15743 | COL-PLV-RPU-0001 | Control Panel | COL-PLV | Livingston Road Pumping Station | Control Panel |  |  | RPU |  | Electrical Equipment
15744 | COL-PLV-SS-0001 | Security System | COL-PLV | Livingston Road Pumping Station | Security System |  |  | SS |  | Electrical Equipment
15745 | COL-PLV-T-0001 | Tank, Diesel Fuel | COL-PLV | Livingston Road Pumping Station | Tank |  |  | T |  | Mechanical Equipment
15758 | COL-PLV-WEL-0200 | Wet well, East | COL-PLV-MISC | Miscellaneous Equipment | Well |  |  | WEL |  | Mechanical Equipment
15762 | COL-PMD-CB-0001 | Breaker, Main Electrical | COL-PMD | Midland Pumping Station | Circuit Breaker |  |  | CB |  | Electrical Equipment
15763 | COL-PMD-CH-0001 | Chamber, Inlet | COL-PMD | Midland Pumping Station | Chamber |  |  | CH |  | Mechanical Equipment
15764 | COL-PMD-CH-0001 | Chamber, Inlet | COL-PMD-MISC | Miscellaneous Equipment | Chamber |  |  | CH |  | Mechanical Equipment
15766 | COL-PMD-COM-0001 | Control Panel, Operator | COL-PMD-MISC | Miscellaneous Equipment | Control Panel |  |  | COM |  | Electrical Equipment
15768 | COL-PMD-DM-0001 | Damper/Louver, Exhaust | COL-PMD | Midland Pumping Station | Damper/Louver |  |  | DM |  | Mechanical Equipment
15769 | COL-PMD-DM-0001 | Damper/Louver, Exhaust | COL-PMD-MISC | Miscellaneous Equipment | Damper/Louver |  |  | DM |  | Mechanical Equipment
15770 | COL-PMD-DM-0002 | Damper/Louver, Supply Air | COL-PMD | Midland Pumping Station | Damper/Louver |  |  | DM |  | Mechanical Equipment
15771 | COL-PMD-DM-0003 | Damper/Louver, Supply Air | COL-PMD-MISC | Miscellaneous Equipment | Damper/Louver |  |  | DM |  | Mechanical Equipment
15772 | COL-PMD-DM-0004 | Damper/Louver, Exhaust | COL-PMD | Midland Pumping Station | Damper/Louver |  |  | DM |  | Mechanical Equipment
15773 | COL-PMD-DM-0004 | Damper/Louver, Exhaust | COL-PMD-MISC | Miscellaneous Equipment | Damper/Louver |  |  | DM |  | Mechanical Equipment
15778 | COL-PMD-FN-0002 | Fan, Exhaust | COL-PMD-MISC | Miscellaneous Equipment | Fan |  |  | FN |  | Mechanical Equipment
15779 | COL-PMD-FQ-0001 | Meter, Flow | COL-PMD | Midland Pumping Station | Meter,Flow |  |  | FQ |  | Instrumentation Equipment
15781 | COL-PMD-HTR-0001 | Heater | COL-PMD | Midland Pumping Station | Heater |  |  | HTR |  | Mechanical Equipment
15782 | COL-PMD-HTR-0001 | Heater | COL-PMD-MISC | Miscellaneous Equipment | Heater |  |  | HTR |  | Mechanical Equipment
15783 | COL-PMD-HTR-0002 | Heater | COL-PMD | Midland Pumping Station | Heater |  |  | HTR |  | Mechanical Equipment
15784 | COL-PMD-HTR-0002 | Heater | COL-PMD-MISC | Miscellaneous Equipment | Heater |  |  | HTR |  | Mechanical Equipment
15785 | COL-PMD-JIT-0001 | Meter, Power Indicating Transmitter, Main Power | COL-PMD-MISC | Miscellaneous Equipment | Meter |  |  | JIT |  | Instrumentation Equipment
15786 | COL-PMD-LIT-0101 | Transmitter, Level | COL-PMD-MISC | Miscellaneous Equipment | Transmitter,Level |  |  | LIT |  | Instrumentation Equipment
15787 | COL-PMD-LIT-0201 | Transmitter, Level | COL-PMD-MISC | Miscellaneous Equipment | Transmitter,Level |  |  | LIT |  | Instrumentation Equipment
15796 | FCL-TRW-V-0138 | Valve, Ball, Isolation, Service Water to Lab Area | FCL-TRW | Treated Water |  |  |  | V |  | Mechanical Equipment
15821 | FCL-TRW-V-0817 | Valve,Ball,Actuated,Drain,TW Sampling Line to Admin Bldg. Lab,District 2 Venturi Room, High Lift PS | FCL-TRW | Treated Water |  |  |  | V |  | Mechanical Equipment
15822 | FCL-TRW-V-0818A | Valve, Ball, Isolation, Inlet, FSL-0003, Treated Water Sampling System | FCL-TRW-FSL-0003 | Switch, Flow, Low, Sample from District 2 to Analyser AIT-0003, High Lift District 2 Venturi Room |  |  |  | V |  | Mechanical Equipment
15823 | FCL-TRW-V-0818C | Valve, Ball, Isolation, Inlet, FSL-0001, Treated Water Sampling System | FCL-TRW-FSL-0001 | Switch, Flow, Low, Thermal, Sample from District 2 to Analysers AIT-0001&0001B, Admin Building Lab |  |  |  | V |  | Mechanical Equipment
15824 | FCL-TRW-V-0818D | Valve, Ball, Isolation,Treated Waster Sample to AIT-0001, 0002, 0003 & 0004 | FCL-TRW-AIT-0001 | Analyzer, Chlorine, TRW Total Residual, District 2 Venturi Room, TRW Pumping Station |  |  |  | V |  | Mechanical Equipment
15855 | FCL-WMS | WMS Related Work Request | FCL ADMIN | Administration | [5 empty] | Process
15856 | FCL-WWW | Residue Management | FCL WORK AREA 1 | Process | [5 empty] | Process
15857 | FCL-WWW | Residue Management | FCL WORK AREA 2 | Plant Services | [5 empty] | Process
15871 | FCL-WWW-CP-1100 | Control Panel, Clarifier T-1100 Sludge Collectors, RMF Clarification Facility Service Platform | FCL-WWW-T-1100 | Tank, Clarifier, North, RMF Clarification Facility |  |  |  | CP |  | Electrical Equipment
15873 | FCL-WWW-CP-7014 | Control Panel, Sampling Pumps P-7014A & 7014B, RMF Clarification Facility, Operating Floor | FCL-WWW-P-7014A | Pump Sample After SO2 Chlorine and Turbidity, RMF dechlorination |  |  |  | CP |  | Electrical Equipment
15884 | FCL-WWW-FIT-5601 | Transmitter, Flow, Magnetic,Service Water to Centrifuge 5601 | FCL-WWW-CF-5601 | Centrifuge Dewatering, East |  |  |  | FIT |  | Electrical Equipment
15887 | FCL-WWW-FSL-1105 | Switch, Flow, Low, Sampling Pump P-1105, RMF Clarification Facility | FCL-WWW-P-1105 | Pump Sample Sedimentation Tanks Drain Turbidity |  |  |  | FSL |  | Electrical Equipment
15888 | FCL-WWW-FSL-7013 | Switch, Flow, Low, Discharge, Before SO2 Chlorine RMF Sampling Pumps, Effluent Chamber | FCL-WWW-P-7013A | Pump, Sample Before SO2 Chlorine, RMF dechlorination |  |  |  | FSL |  | Electrical Equipment
15908 | FCL-WWW-LSH-0012 | Switch, Level, High, Sanitary Sump, RMF Clarification Facility, Pump Room North | FCL-WWW-P-0001 | Pump Sanitary Clarification Building, South |  |  |  | LSH |  | Electrical Equipment
15909 | FCL-WWW-LSH-5530 | Switch, Level, High, Process Drain Pumps P-5531&5532 Sump, RMF Centrifuge Building | FCL-WWW-P-5531 | Pump Submersible Centrifuge Process Drain |  |  |  | LSH |  | Electrical Equipment
15910 | FCL-WWW-LSH-7000 | Switch, Level, High, Pump Room Sump, RMF Clarification Facility, Pump Room | FCL-WWW | Residue Management |  |  |  | LSH |  | Electrical Equipment
15911 | FCL-WWW-LSHH-0012 | Switch, Level, High, High, Sanitary Sump, RMF Clarification Facility, Pump Room North | FCL-WWW-P-0001 | Pump Sanitary Clarification Building, South |  |  |  | LSHH |  | Electrical Equipment
15913 | FCL-WWW-LSHH-3020 | Switch, Level, High High, Process Drain Pumps P-3021&3022 Sump, RMF Clarification Facility | FCL-WWW-P-3021 | Pump Submersible Drainage South, Process Drain Sump |  |  |  | LSHH |  | Electrical Equipment
15916 | FCL-WWW-LSL-1201 | Switch, Level, Low, Clarifier T-1200 Sump, RMF Clarification Facility | FCL-WWW-T-1200 | Tank, Clarifier, South, RMF Clarification Facility |  |  |  | LSL |  | Electrical Equipment
15917 | FCL-WWW-LSL-3020 | Switch, Level, Low, Process Drain Pumps P-3021&3022 Sump, RMF Clarification Facility | FCL-WWW-P-3021 | Pump Submersible Drainage South, Process Drain Sump |  |  |  | LSL |  | Electrical Equipment
15918 | FCL-WWW-LSLL-0012 | Switch, Level, Low, Low, Sanitary Sump, RMF Clarification Facility, Pump Room North | FCL-WWW-P-0001 | Pump Sanitary Clarification Building, South |  |  |  | LSLL |  | Electrical Equipment
15919 | FCL-WWW-LSLL-3020 | Switch, Level, Low Low, Process Drain Pumps P-3021&3022 Sump, RMF Clarification Facility | FCL-WWW-P-3021 | Pump Submersible Drainage South, Process Drain Sump |  |  |  | LSLL |  | Electrical Equipment
15921 | FCL-WWW-LSM-0012 | Switch, Level, Medium, Sanitary Sump, RMF Clarification Facility, Pump Room North | FCL-WWW-P-0001 | Pump Sanitary Clarification Building, South |  |  |  | LSM |  | Electrical Equipment
15922 | FCL-WWW-LSM-3020 | Switch, Level, Medium, Process Drain Pumps P-3021&3022 Sump, RMF Clarification Facility | FCL-WWW-P-3021 | Pump Submersible Drainage South, Process Drain Sump |  |  |  | LSM |  | Electrical Equipment
15925 | FCL-WWW-MSL-5501 | Switch, Motion, Low, CV-5510, RMF Centrifuge Building, Centrifuge Room | FCL-WWW-CV-5510 | Bottom Screw Conveyor, South, Centrifuge CF-5501 |  |  |  | MSL |  | Electrical Equipment
15940 | FCL-WWW-POL | Polymer | FCL-WWW | Residue Management | [5 empty] | Sub-Process
15941 | FCL-WWW-SAMP | Residue Management Sampling | FCL-SAMP | Sampling Systems | [5 empty] | Sub-Process
15948 | FCL-WWW-V-0001 | Valve, Check, Discharge, Sanitary Sump Pump P-0001, RMF Clarification Facility, Pump Room | FCL-WWW-P-0001 | Pump Sanitary Clarification Building, South |  |  |  | V |  | Mechanical Equipment
15949 | FCL-WWW-V-0004 | Valve, Plug, Discharge, Sanitary Sump Pump P-0002, RMF Clarification Facility, Pump Room | FCL-WWW-P-0002 | Pump Sanitary Clarification Building, North |  |  |  | V |  | Mechanical Equipment
15969 | FCL-WWW-V-3021 | Valve, Check, Discharge, Process Drain Pump P-3021, RMF Clarification Facility, Pump Room | FCL-WWW-P-3021 | Pump Submersible Drainage South, Process Drain Sump |  |  |  | V |  | Mechanical Equipment
15970 | FCL-WWW-V-3022 | Valve, Check, Discharge, Process Drain Pump P-3022, RMF Clarification Facility, Pump Room | FCL-WWW-P-3022 | Pump Submersible Drainage North, Process Drain Sump |  |  |  | V |  | Mechanical Equipment
15971 | FCL-WWW-V-3030 | Valve, Check, Discharge, Sludge Pump P-3030, RMF Clarification Facility,Sludge Sump Service Platform | FCL-WWW-P-3030 | Pump Submersible East, Pump Room |  |  |  | V |  | Mechanical Equipment
15973 | FCL-WWW-V-3033 | Valve Plug, Isolation Sludge Transfer from Sludge Sump to Thickener No.1, RMF Clarification Facility | FCL-WWW-T-5010 | Thickener, North, RMF Clarification Facility |  |  |  | V |  | Mechanical Equipment
15974 | FCL-WWW-V-3040 | Valve, Check, Discharge, Sludge Pump P-3040, RMF Clarification Facility,Sludge Sump Service Platform | FCL-WWW-P-3040 | Pump Submersible Standby, Pump Room |  |  |  | V |  | Mechanical Equipment
15975 | FCL-WWW-V-3041 | Valve, Plug, Discharge, Sludge Pump P-3040, RMF Clarification Facility, Sludge Sump Service Platform | FCL-WWW-P-3040 | Pump Submersible Standby, Pump Room |  |  |  | V |  | Mechanical Equipment
15976 | FCL-WWW-V-3050 | Valve, Check, Discharge, Sludge Pump P-3050, RMF Clarification Facility,Sludge Sump Service Platform | FCL-WWW-P-3050 | Pump Submersible FCL, Pump Room |  |  |  | V |  | Mechanical Equipment
15977 | FCL-WWW-V-3053 | Valve Plug, Isolation Sludge Transfer from Sludge Sump to Thickener No.2, RMF Clarification Facility | FCL-WWW-T-5020 | Thickener, South, RMF Clarification Facility |  |  |  | V |  | Mechanical Equipment
15979 | FCL-WWW-V-5021 | Valve, Plug, Isolation, Centrifuge Feed Pump Suction Header, RMF Clarification Facility, Pump Room | FCL-WWW-T-5020 | Thickener, South, RMF Clarification Facility |  |  |  | V |  | Mechanical Equipment
15982 | FCL-WWW-V-5105 | Valve, Plug, Discharge, Centrifuge Feed Pump P-5101, RMF Clarification Facility, Pump Room | FCL-WWW-P-5101 | Pump Centifuge Feed, North |  |  |  | V |  | Mechanical Equipment
15983 | FCL-WWW-V-5201 | Valve, Check, Discharge, Centrifuge Feed Pump P-5201, RMF Clarification Facility, Pump Room | FCL-WWW-P-5201 | Pump Centrifuge Feed, Standby |  |  |  | V |  | Mechanical Equipment
15984 | FCL-WWW-V-5203 | Valve,Plug,Isolating, Centrifuge Feed Pump P-5201 to Centrifuge2,RMF Clarification Facility,Pump Rm | FCL-WWW-P-5201 | Pump Centrifuge Feed, Standby |  |  |  | V |  | Mechanical Equipment
15985 | FCL-WWW-V-5301 | Valve, Check, Discharge, Centrifuge Feed Pump P-5301, RMF Clarification Facility, Pump Room | FCL-WWW-P-5301 | Pump Centrifuge Feed, South |  |  |  | V |  | Mechanical Equipment
15989 | FCL-WWW-V-5505 | Valve, Plug, Isolation, Centrifuge/Conveyor Centrate to Process Drain Sump, RMF Centrifuge Building | FCL-WWW-CF-5501 | Centrifuge Dewatering, West |  |  |  | V |  | Mechanical Equipment
15990 | FCL-WWW-V-5510 | Valve, Slide Gate, Motorized, CV-5510 to Cake Disposal Bin Container A,Centrifuge Bldg,Centrifuge Rm | FCL-WWW-CV-5510 | Bottom Screw Conveyor, South, Centrifuge CF-5501 |  |  |  | V |  | Mechanical Equipment
15991 | FCL-WWW-V-5511 | Valve, Slide Gate, Motorized, CV-5510 to Cake Disposal Bin Container B,Centrifuge Bldg,Centrifuge Rm | FCL-WWW-CV-5510 | Bottom Screw Conveyor, South, Centrifuge CF-5501 |  |  |  | V |  | Mechanical Equipment
15992 | FCL-WWW-V-5531 | Valve, Check, Discharge, Centrifuge Building Process Drain Pump P-5531, RMF Centrifuge Building | FCL-WWW-P-5531 | Pump Submersible Centrifuge Process Drain |  |  |  | V |  | Mechanical Equipment
15993 | FCL-WWW-V-5532 | Valve, Check, Discharge, Centrifuge Building Process Drain Pump P-5531, RMF Centrifuge Building | FCL-WWW-P-5531 | Pump Submersible Centrifuge Process Drain |  |  |  | V |  | Mechanical Equipment
15996 | FCL-WWW-V-5605 | Valve, Plug, Isolation, Centrifuge/Conveyor Centrate to Process Drain Sump, RMF Centrifuge Building | FCL-WWW-CF-5601 | Centrifuge Dewatering, East |  |  |  | V |  | Mechanical Equipment
15997 | FCL-WWW-V-5611 | Valve, Slide Gate, Motorised, CV-5601 to Cake Disposal Bin Container B,Centrifuge Bldg,Centrifuge Rm | FCL-WWW-CF-5601 | Centrifuge Dewatering, East |  |  |  | V |  | Mechanical Equipment
15998 | FCL-WWW-V-5612 | Valve, Slide Gate, Motorised, CV-5601 to Cake Disposal Bin Container C,Centrifuge Bldg,Centrifuge Rm | FCL-WWW-CF-5601 | Centrifuge Dewatering, East |  |  |  | V |  | Mechanical Equipment
16002 | FCL-WWW-WR-0001 | Receptacle, 600V, 3PH, Centrifuge Building, Storage Room | FCL-WWW | Residue Management |  |  |  | WR |  | Electrical Equipment
16003 | FCL-WWW-WR-0002 | Receptacle, 600V, 3PH, Centrifuge Building, Centrifuge Room | FCL-WWW | Residue Management |  |  |  | WR |  | Electrical Equipment
16004 | FCL-WWW-WR-0004 | Receptacle, 600V, 3PH, RMF Clarification Facility, Operating Floor South | FCL-WWW | Residue Management |  |  |  | WR |  | Electrical Equipment
16005 | FCL-WWW-WR-0006 | Receptacle, 600V, 3PH, RMF Clarification Facility, Operating Floor North | FCL-WWW | Residue Management |  |  |  | WR |  | Electrical Equipment
16006 | FCL-ZMC | Zebra Mussel Control | FCL WORK AREA 1 | Process | [5 empty] | Sub-Process
16057 | FFIS-ELS-LTG EMERG-SUS | Emergency Lights | FIS-SES | Safety, Instrumentation & Environmental Services |  |  | 46887 |  |  | Obsolete Entity
16060 | FHA | R C Harris Water Treatment Plant | WT&S | Water Treatment & Supply | [5 empty] | Facility
16061 | FHA ALUM ROOM | Computer Location | FHA-SERVICE BLDG | Building Location | [5 empty] | Equipment Location
16062 | FHA CENTRIFUGE CTL | Computer Location | FHA-RMF BLDG | Building Location | [5 empty] | Equipment Location
16063 | FHA COMMUNICATIONS | FHA Communications | FHA-SPC1 | Process Control Systems - Administrative | [5 empty] | Process
16064 | FHA CONTROL ROOM | Computer Location | FHA-FILTER BLDG | Building Location | [5 empty] | Equipment Location
16065 | FHA CORRIDOR | Computer Location | FHA-RMF BLDG | Building Location | [5 empty] | Equipment Location
16067 | FHA EUS SERVER ROOM | Communication Switch | FHA-EUS | Production & End User Support | [5 empty] | Equipment Location
16068 | FHA OIT | FHA OIT | FHA-SPC1 | Process Control Systems - Administrative | [5 empty] | Process
16069 | FHA OPERATORS LAB | Computer Location | FHA-FILTER BLDG | Building Location | [5 empty] | Equipment Location
16070 | FHA PCS OFFICE | Computer Location | FHA-PUMP BLDG | Building Location | [5 empty] | Equipment Location
16071 | FHA RMF VESTIBULE | Computer Location | FHA-SERVICE BLDG | Building Location | [5 empty] | Equipment Location
16075 | FHA SERVER ROOM | Communication Switch | FHA-SERVICE BLDG | Building Location | [5 empty] | Equipment Location
16076 | FHA WORK AREA 1 | Process | FHA | R C Harris Water Treatment Plant | [5 empty] | Work Area
16077 | FHA WORK AREA 2 | Services | FHA | R C Harris Water Treatment Plant | [5 empty] | Work Area
16084 | COL-PMD-LSH-0001 | Switch, Level-High | COL-PMD | Midland Pumping Station | Switch,Level |  |  | LSH |  | Instrumentation Equipment
16085 | COL-PMD-LSH-0001 | Switch, Level-High | COL-PMD-MISC | Miscellaneous Equipment | Switch,Level |  |  | LSH |  | Instrumentation Equipment
16086 | COL-PMD-LSHH-0104 | Switch, Level High-High | COL-PMD-MISC | Miscellaneous Equipment | Switch,Level |  |  | LSHH |  | Instrumentation Equipment
16087 | COL-PMD-LSHH-0204 | Switch, Level High-High | COL-PMD-MISC | Miscellaneous Equipment | Switch,Level |  |  | LSHH |  | Instrumentation Equipment
16088 | COL-PMD-LSLL-0101 | Switch, Level Low-Low | COL-PMD | Midland Pumping Station | Switch,Level |  |  | LSLL |  | Instrumentation Equipment
16089 | COL-PMD-LSLL-0201 | Switch, Level Low-Low | COL-PMD-MISC | Miscellaneous Equipment | Switch,Level |  |  | LSLL |  | Instrumentation Equipment
16098 | COL-PMD-T-0002 | Tank, Domestic Hot Water | COL-PMD | Midland Pumping Station | Tank |  |  | T |  | Mechanical Equipment
16101 | COL-PMD-TR-0001 | Transformer, Power | COL-PMD | Midland Pumping Station | Transformer |  |  | TR |  | Electrical Equipment
16102 | COL-PMD-TS-0001 | Switch, Transfer | COL-PMD-MISC | Miscellaneous Equipment | Switch |  |  | TS |  | Electrical Equipment
16299 | FHA-ACC-SECONDARY | Small Air Moving Equipment | FHA-MCS | Mechanical | [5 empty] | Sub-Process
16300 | FHA-ADMIN-BLDG | Building Location | FHA-EUS | Production & End User Support | [5 empty] | Process
16345 | FHA-ALUM-TOWER | Computer Location | FHA-EUS | Production & End User Support | [5 empty] | Equipment Location
16346 | FHA-AM | Ammoniation | FHA-DIS | Disinfection | [5 empty] | Sub-Process
16382 | FHA-AM-P-0201-KQ | Pump Location,Aqua Ammonia Metering #2 | FHA-AM | Ammoniation |  |  | 33324 | P |  | Equipment Location
16396 | FHA-AM-T-0201-KQ | Tank Location, Ammonia Storage Room | FHA-AM | Ammoniation |  |  | 33325 | T |  | Equipment Location
16453 | FHA-AUX | Auxiliary Systems | FHA WORK AREA 1 | Process | [5 empty] | Process
16469 | FHA-AUX-DEW | Dewatering | FHA-AUX | Auxiliary Systems | [5 empty] | Sub-Process
16470 | FHA-AUX-LAB | Laboratory and Portable Testing Equipment | FHA-AUX | Auxiliary Systems | [5 empty] | Sub-Process
16478 | FHA-AUX-SA | Plant Air/Instrument Air/Vacuum System | FHA-AUX | Auxiliary Systems | [5 empty] | Sub-Process
16481 | FHA-AUX-T-0101-KQ | Compressed Air Tank 1 | FHA-AUX-SA | Plant Air/Instrument Air/Vacuum System |  |  | 33327 | T |  | Equipment Location
16483 | FHA-AUX-T-0103-KQ | Compressed Air Tank 3 | FHA-AUX-SA | Plant Air/Instrument Air/Vacuum System |  |  | 33329 | T |  | Equipment Location
16486 | FHA-AUX-T-0104-KQ | Compressed Air Tank 4 | FHA-SUSPENDED | Suspended Obsolete entity for storage purpose |  |  | 33330 | T |  | Equipment Location
16575 | FHA-BW | Backwash System | FHA-FILT | Filtration | [5 empty] | Sub-Process
16576 | FHA-BW | Backwash System | FHA-FLT | Filtration | [5 empty] | Sub-Process
16628 | COL-PMM-SW-0001 | Switch, Main Power | COL-PMM-MCC-0001 | Motor Control Centre | Switch |  |  | SW |  | Electrical Equipment
16661 | FHA-CBM | FHA-CBM | [7 empty] | Work Area
16662 | FHA-CCS | Corrosion Control | FHA WORK AREA 1 | Process | [5 empty] | Process
16741 | FHA-CLA | Pre-Chlorination | FHA-DIS | Disinfection | [5 empty] | Sub-Process
16749 | FHA-CLA-CHL-0101-KQ | Chlorination Location,Train #1 | FHA-CLA | Pre-Chlorination |  |  | 33331 | CHL |  | Equipment Location
16750 | FHA-CLA-CHL-0101-KQ | Chlorination Location,Train #1 | FHA-SUSPENDED | Suspended Obsolete entity for storage purpose |  |  | 33331 | CHL |  | Equipment Location
16752 | FHA-CLA-CHL-0201-KQ | Chlorination Location,Train #2 | FHA-SUSPENDED | Suspended Obsolete entity for storage purpose |  |  | 33332 | CHL |  | Equipment Location
16753 | FHA-CLA-CHL-0301-KQ | Chlorination Location,Train #3 | FHA-SUSPENDED | Suspended Obsolete entity for storage purpose |  |  | 33333 | CHL |  | Equipment Location
16853 | FHA-CLB-CHL-0101-KQ | Post Chlorination Location,Train #1 | FHA-CLB | Post-Chlorination |  |  | 33334 | CHL |  | Equipment Location
16854 | FHA-CLB-CHL-0101-KQ | Post Chlorination Location,Train #1 | FHA-SUSPENDED | Suspended Obsolete entity for storage purpose |  |  | 33334 | CHL |  | Equipment Location
16857 | FHA-CLB-CHL-0201-KQ | Post Chlorination Location,Train #2 | FHA-CLB | Post-Chlorination |  |  | 33335 | CHL |  | Equipment Location
16858 | FHA-CLB-CHL-0201-KQ | Post Chlorination Location,Train #2 | FHA-SUSPENDED | Suspended Obsolete entity for storage purpose |  |  | 33335 | CHL |  | Equipment Location
16864 | FHA-CLB-P-0001A-KQ | Pump Location,After Post CL2 Water Sample #1A | FHA-CLB-SAMP | After Post CL2 Sampling |  |  | 33344 | P |  | Equipment Location
16865 | FHA-CLB-P-0001A-KQ | Pump Location,After Post CL2 Water Sample #1A | FHA-SUSPENDED | Suspended Obsolete entity for storage purpose |  |  | 33344 | P |  | Equipment Location
16868 | FHA-CLB-P-0001B-KQ | Pump Location, After Post CL2 Water Sample #2A | FHA-SUSPENDED | Suspended Obsolete entity for storage purpose |  |  | 33345 | P |  | Equipment Location
16876 | FHA-CLB-SAMP | After Post CL2 Sampling | FHA-SAMP | Sampling Systems | [5 empty] | Sub-Process
16939 | COL-PMP-FN-0001 | Fan, Centrifugal | COL-PMP | Mount Pleasant Sewage Pumping Station | Fan |  |  | FN |  | Mechanical Equipment
16940 | COL-PMP-HTR-0001 | Heater, Drywell | COL-PMP | Mount Pleasant Sewage Pumping Station | Heater |  |  | HTR |  | Mechanical Equipment
16942 | COL-PMT-COM-0001 | Control Panel, Operator | COL-PMT | Military Trail Sewage Pumping Station | Control Panel |  |  | COM |  | Electrical Equipment
16943 | COL-PMT-CP-0001 | Control Panel, Operator | COL-PMT | Military Trail Sewage Pumping Station | Control Panel |  |  | CP |  | Electrical Equipment
16944 | COL-PMT-CP-0002 | Control Panel, Electrical | COL-PMT | Military Trail Sewage Pumping Station | Control Panel |  |  | CP |  | Electrical Equipment
16945 | COL-PMT-CP-0002 | Control Panel, Electrical | COL-PMT-MISC | Miscellaneous Equipment | Control Panel |  |  | CP |  | Electrical Equipment
16947 | COL-PMT-FQ-0001 | Meter, Flow | COL-PMT-MISC | Miscellaneous Equipment | Meter,Flow |  |  | FQ |  | Instrumentation Equipment
16949 | COL-PMT-HTR-0001 | Heater | COL-PMT-MISC | Miscellaneous Equipment | Heater |  |  | HTR |  | Mechanical Equipment
16950 | COL-PMT-JIT-0001 | Meter, Power Indicating Transmitter, Main Power | COL-PMT-MISC | Miscellaneous Equipment | Meter |  |  | JIT |  | Instrumentation Equipment
16951 | COL-PMT-LSH-0103 | Switch, Level-High | COL-PMT | Military Trail Sewage Pumping Station | Switch,Level |  |  | LSH |  | Instrumentation Equipment
16952 | COL-PMT-LSH-0103 | Switch, Level-High | COL-PMT-MISC | Miscellaneous Equipment | Switch,Level |  |  | LSH |  | Instrumentation Equipment
16953 | COL-PMT-LSL-0102 | Switch, Level-Low | COL-PMT-MISC | Miscellaneous Equipment | Switch |  |  | LSL |  | Instrumentation Equipment
16954 | COL-PMT-LSLL-0101 | Switch, Level Low-Low | COL-PMT | Military Trail Sewage Pumping Station | Switch,Level |  |  | LSLL |  | Instrumentation Equipment
16955 | COL-PMT-LSLL-0101 | Switch, Level Low-Low | COL-PMT-MISC | Miscellaneous Equipment | Switch,Level |  |  | LSLL |  | Instrumentation Equipment
16956 | COL-PMT-MISC | Miscellaneous Equipment | COL-PMT | Military Trail Sewage Pumping Station | [5 empty] | Sub-Process
16957 | COL-PMT-P-0100 | Pump, Centrifugal | COL-PMT | Military Trail Sewage Pumping Station | Pump |  |  | P |  | Mechanical Equipment
16958 | COL-PMT-P-0200 | Pump, Centrifugal | COL-PMT | Military Trail Sewage Pumping Station | Pump |  |  | P |  | Mechanical Equipment
16960 | COL-PMT-SW-0001 | Switch, Main Electrical Disconnect | COL-PMT-MISC | Miscellaneous Equipment | Switch |  |  | SW |  | Electrical Equipment
16968 | COL-PMT-WEL-0100 | Wet well | COL-PMT | Military Trail Sewage Pumping Station | Well |  |  | WEL |  | Mechanical Equipment
16977 | COL-PMY-C-0001 | Compressor, Air | COL-PMY-MISC | Miscellaneous Equipment | Compressor |  |  | C |  | Mechanical Equipment
16978 | COL-PMY-CAP-0001 | Capacitor, MCC-0001 | COL-PMY | Maryport Sewage Pumping Station | Capacitor |  |  | CAP |  | Electrical Equipment
16979 | COL-PMY-CAP-0001 | Capacitor, MCC-0001 | COL-PMY-MISC | Miscellaneous Equipment | Capacitor |  |  | CAP |  | Electrical Equipment
16980 | COL-PMY-CAP-0002 | Capacitor, MCC-0001 | COL-PMY | Maryport Sewage Pumping Station | Capacitor |  |  | CAP |  | Electrical Equipment
16981 | COL-PMY-CAP-0002 | Capacitor, MCC-0001 | COL-PMY-MISC | Miscellaneous Equipment | Capacitor |  |  | CAP |  | Electrical Equipment
16982 | COL-PMY-CB-0001 | Breaker, Main Incoming Power | COL-PMY | Maryport Sewage Pumping Station | Circuit Breaker |  |  | CB |  | Electrical Equipment
16983 | COL-PMY-CB-0001 | Breaker, Main Incoming Power | COL-PMY-MISC | Miscellaneous Equipment | Circuit Breaker |  |  | CB |  | Electrical Equipment
16984 | COL-PMY-CB-0002 | Breaker, Emergency Power Supply | COL-PMY-MISC | Miscellaneous Equipment | Circuit Breaker |  |  | CB |  | Electrical Equipment
16985 | COL-PMY-CB-0003 | Breaker, Power Supply | COL-PMY | Maryport Sewage Pumping Station | Circuit Breaker |  |  | CB |  | Electrical Equipment
16986 | COL-PMY-CP-0001 | Control Panel. Instrumentation, Instrument Air Pressure Control | COL-PMY-MISC | Miscellaneous Equipment | Control Panel |  |  | CP |  | Electrical Equipment
16987 | COL-PMY-CP-0002 | Control Panel, Fire Alarm | COL-PMY-MISC | Miscellaneous Equipment | Control Panel |  |  | CP |  | Electrical Equipment
16988 | COL-PMY-CP-0004 | Control Panel, Electrical | COL-PMY-MISC | Miscellaneous Equipment | Control Panel |  |  | CP |  | Electrical Equipment
16989 | COL-PMY-CP-0005 | Control Panel, Combination Starter | COL-PMY | Maryport Sewage Pumping Station | Control Panel |  |  | CP |  | Electrical Equipment
16990 | COL-PMY-DM-0001 | Damper, Gas | COL-PMY-MISC | Miscellaneous Equipment | Damper/Louver |  |  | DM |  | Mechanical Equipment
16991 | COL-PMY-DM-0005 | Damper, Gas | COL-PMY | Maryport Sewage Pumping Station | Damper/Louver |  |  | DM |  | Mechanical Equipment
16992 | COL-PMY-DM-0006 | Damper, Gas | COL-PMY | Maryport Sewage Pumping Station | Damper/Louver |  |  | DM |  | Mechanical Equipment
16993 | COL-PMY-DM-0006 | Damper, Gas | COL-PMY-MISC | Miscellaneous Equipment | Damper/Louver |  |  | DM |  | Mechanical Equipment
16994 | COL-PMY-DM-0007 | Damper, Gas | COL-PMY | Maryport Sewage Pumping Station | Damper/Louver |  |  | DM |  | Mechanical Equipment
16995 | COL-PMY-DM-0007 | Damper, Gas | COL-PMY-MISC | Miscellaneous Equipment | Damper/Louver |  |  | DM |  | Mechanical Equipment
16996 | COL-PMY-DM-0008 | Damper, Gas | COL-PMY | Maryport Sewage Pumping Station | Damper/Louver |  |  | DM |  | Mechanical Equipment
16997 | COL-PMY-DM-0008 | Damper, Gas | COL-PMY-MISC | Miscellaneous Equipment | Damper/Louver |  |  | DM |  | Mechanical Equipment
16998 | COL-PMY-DM-0010 | Damper, Gas | COL-PMY | Maryport Sewage Pumping Station | Damper/Louver |  |  | DM |  | Mechanical Equipment
16999 | COL-PMY-DM-0010 | Damper, Gas | COL-PMY-MISC | Miscellaneous Equipment | Damper/Louver |  |  | DM |  | Mechanical Equipment
17000 | COL-PMY-DM-0011 | Damper, Gas | COL-PMY-MISC | Miscellaneous Equipment | Damper/Louver |  |  | DM |  | Mechanical Equipment
17001 | COL-PMY-DM-0012 | Damper, Gas | COL-PMY | Maryport Sewage Pumping Station | Damper/Louver |  |  | DM |  | Mechanical Equipment
17002 | COL-PMY-DM-0012 | Damper, Gas | COL-PMY-MISC | Miscellaneous Equipment | Damper/Louver |  |  | DM |  | Mechanical Equipment
17003 | COL-PMY-DM-0015 | Damper, Gas | COL-PMY | Maryport Sewage Pumping Station | Damper/Louver |  |  | DM |  | Mechanical Equipment
17004 | COL-PMY-DR-0001 | Switch, Door | COL-PMY | Maryport Sewage Pumping Station | Switch |  |  | DR |  | Electrical Equipment
17005 | COL-PMY-DR-0001 | Switch, Door | COL-PMY-MISC | Miscellaneous Equipment | Switch |  |  | DR |  | Electrical Equipment
17006 | COL-PMY-DR-0002 | Switch, Door | COL-PMY | Maryport Sewage Pumping Station | Switch |  |  | DR |  | Electrical Equipment
17007 | COL-PMY-DR-0002 | Switch, Door | COL-PMY-MISC | Miscellaneous Equipment | Switch |  |  | DR |  | Electrical Equipment
17008 | COL-PMY-F-0002 | Filter, Compressed Air | COL-PMY | Maryport Sewage Pumping Station | Filter |  |  | F |  | Mechanical Equipment
17009 | COL-PMY-FA-0001S | Fire Alarm System, above EL 171.50m | COL-PMY | Maryport Sewage Pumping Station | Building Service,Fire Alarm |  | 42919 | FA |  | Obsolete Entity
17010 | COL-PMY-FA-0001S | Fire Alarm System, above EL 171.50m | COL-PMY-MISC | Miscellaneous Equipment | Building Service,Fire Alarm |  | 42919 | FA |  | Obsolete Entity
17011 | COL-PMY-FA-0002S | Fire Alarm System, Electrical Room | COL-PMY | Maryport Sewage Pumping Station | Building Service,Fire Alarm |  | 42920 | FA |  | Obsolete Entity
17012 | COL-PMY-FA-0002S | Fire Alarm System, Electrical Room | COL-PMY-MISC | Miscellaneous Equipment | Building Service,Fire Alarm |  | 42920 | FA |  | Obsolete Entity
17013 | COL-PMY-FA-0003S | Fire Alarm System, Fan Room | COL-PMY-MISC | Miscellaneous Equipment | Building Service,Fire Alarm |  | 42921 | FA |  | Obsolete Entity
17014 | COL-PMY-FA-0003S | Fire Alarm System, Fan Room | COL-W-OBSOLETE | Col West Obsolete Entities | Building Service,Fire Alarm |  | 42921 | FA |  | Obsolete Entity
17045 | COL-PMY-FA-0004S | Fire Alarm System, RPU-0001 | COL-W-OBSOLETE | Col West Obsolete Entities | Building Service,Fire Alarm |  | 42922 | FA |  | Obsolete Entity
17046 | COL-PMY-FA-0005S | Fire Alarm System, Shaft 8B | COL-PMY | Maryport Sewage Pumping Station | Building Service,Fire Alarm |  | 42923 | FA |  | Obsolete Entity
17047 | COL-PMY-FEQ-0001S | Fire Prevention, Extinguisher | COL-PMY | Maryport Sewage Pumping Station | Fire Prevention,Extinguisher |  | 40919 | FEQ |  | Obsolete Entity
17048 | COL-PMY-FEQ-0002S | Fire Prevention, Extinguisher | COL-PMY | Maryport Sewage Pumping Station | Fire Prevention,Extinguisher |  | 40921 | FEQ |  | Obsolete Entity
17049 | COL-PMY-FEQ-0003S | Fire Prevention, Extinguisher | COL-W-OBSOLETE | Col West Obsolete Entities | Fire Prevention,Extinguisher |  | 40922 | FEQ |  | Obsolete Entity
17050 | COL-PMY-FEQ-0004S | Fire Prevention, Extinguisher | COL-PMY-MISC | Miscellaneous Equipment | Fire Prevention,Extinguisher |  | 40923 | FEQ |  | Obsolete Entity
17051 | COL-PMY-FEQ-0005S | Fire Prevention, Extinguisher | COL-PMY-MISC | Miscellaneous Equipment | Fire Prevention,Extinguisher |  | 40924 | FEQ |  | Obsolete Entity
17052 | COL-PMY-FEQ-0005S | Fire Prevention, Extinguisher | COL-W-OBSOLETE | Col West Obsolete Entities | Fire Prevention,Extinguisher |  | 40924 | FEQ |  | Obsolete Entity
17053 | COL-PMY-FEQ-0006S | Fire Prevention, Extinguisher | COL-PMY | Maryport Sewage Pumping Station | Fire Prevention,Extinguisher |  | 40925 | FEQ |  | Obsolete Entity
17054 | COL-PMY-FEQ-0006S | Fire Prevention, Extinguisher | COL-PMY-MISC | Miscellaneous Equipment | Fire Prevention,Extinguisher |  | 40925 | FEQ |  | Obsolete Entity
17055 | COL-PMY-FIT-0101 | Transmitter, Flow | COL-PMY | Maryport Sewage Pumping Station | Transmitter |  |  | FIT |  | Instrumentation Equipment
17056 | COL-PMY-FIT-0101 | Transmitter, Flow | COL-PMY-MISC | Miscellaneous Equipment | Transmitter |  |  | FIT |  | Instrumentation Equipment
17057 | COL-PMY-FIT-0201 | Transmitter, Flow | COL-PMY | Maryport Sewage Pumping Station | Transmitter |  |  | FIT |  | Instrumentation Equipment
17058 | COL-PMY-FIT-0201 | Transmitter, Flow | COL-PMY-MISC | Miscellaneous Equipment | Transmitter |  |  | FIT |  | Instrumentation Equipment
17059 | COL-PMY-FN-0001 | Fan, Low Volume Supply | COL-PMY | Maryport Sewage Pumping Station | Fan |  |  | FN |  | Mechanical Equipment
17060 | COL-PMY-FN-0002 | Fan, High Volume Supply | COL-PMY-MISC | Miscellaneous Equipment | Fan |  |  | FN |  | Mechanical Equipment
17061 | COL-PMY-FN-0003 | Fan, Low Volume Exhaust | COL-PMY-MISC | Miscellaneous Equipment | Fan |  |  | FN |  | Mechanical Equipment
17062 | COL-PMY-FN-0005 | Fan, Drywell Ventilation | COL-PMY | Maryport Sewage Pumping Station | Fan |  |  | FN |  | Mechanical Equipment
17063 | COL-PMY-FN-0005 | Fan, Drywell Ventilation | COL-PMY-MISC | Miscellaneous Equipment | Fan |  |  | FN |  | Mechanical Equipment
17064 | COL-PMY-FN-0006 | Fan, Drywell Exhaust | COL-PMY | Maryport Sewage Pumping Station | Fan |  |  | FN |  | Mechanical Equipment
17065 | COL-PMY-FN-0006 | Fan, Drywell Exhaust | COL-PMY-MISC | Miscellaneous Equipment | Fan |  |  | FN |  | Mechanical Equipment
17066 | COL-PMY-FN-0008 | Fan, Shaft 8B | COL-PMY-MISC | Miscellaneous Equipment | Fan |  |  | FN |  | Mechanical Equipment
17067 | COL-PMY-FSL-0003 | Switch, Flow-Low | COL-PMY | Maryport Sewage Pumping Station | Switch |  |  | FSL |  | Instrumentation Equipment
17068 | COL-PMY-FSL-0003 | Switch, Flow-Low | COL-PMY-MISC | Miscellaneous Equipment | Switch |  |  | FSL |  | Instrumentation Equipment
17069 | COL-PMY-FSL-0004 | Switch, Flow-Low | COL-PMY | Maryport Sewage Pumping Station | Switch |  |  | FSL |  | Instrumentation Equipment
17070 | COL-PMY-FSL-0005 | Switch, Flow-Low | COL-PMY | Maryport Sewage Pumping Station | Switch |  |  | FSL |  | Instrumentation Equipment
17071 | COL-PMY-FSL-0005 | Switch, Flow-Low | COL-PMY-MISC | Miscellaneous Equipment | Switch |  |  | FSL |  | Instrumentation Equipment
17072 | COL-PMY-FSL-0006 | Switch, Flow-Low | COL-PMY | Maryport Sewage Pumping Station | Switch |  |  | FSL |  | Instrumentation Equipment
17073 | COL-PMY-FSL-0006 | Switch, Flow-Low | COL-PMY-MISC | Miscellaneous Equipment | Switch |  |  | FSL |  | Instrumentation Equipment
17074 | COL-PMY-FSL-0007 | Switch, Flow-Low | COL-PMY-MISC | Miscellaneous Equipment | Switch |  |  | FSL |  | Instrumentation Equipment
17078 | COL-PMY-HTR-0001 | Heater, Unit | COL-PMY | Maryport Sewage Pumping Station | Heater |  |  | HTR |  | Mechanical Equipment
17079 | COL-PMY-HTR-0001 | Heater, Unit | COL-PMY-MISC | Miscellaneous Equipment | Heater |  |  | HTR |  | Mechanical Equipment
17080 | COL-PMY-HTR-0002 | Heater, Unit | COL-PMY | Maryport Sewage Pumping Station | Heater |  |  | HTR |  | Mechanical Equipment
17081 | COL-PMY-HTR-0002 | Heater, Unit | COL-PMY-MISC | Miscellaneous Equipment | Heater |  |  | HTR |  | Mechanical Equipment
17082 | COL-PMY-HTR-0003 | Heater, Unit | COL-PMY-MISC | Miscellaneous Equipment | Heater |  |  | HTR |  | Mechanical Equipment
17083 | COL-PMY-HTR-0004 | Heater, Unit | COL-PMY | Maryport Sewage Pumping Station | Heater |  |  | HTR |  | Mechanical Equipment
17084 | COL-PMY-HTR-0004 | Heater, Unit | COL-PMY-MISC | Miscellaneous Equipment | Heater |  |  | HTR |  | Mechanical Equipment
17085 | COL-PMY-JIT-0001 | Meter, Power Indicating Transmitter | COL-PMY-MISC | Miscellaneous Equipment | Meter |  |  | JIT |  | Instrumentation Equipment
17086 | COL-PMY-JIT-0002 | Meter, Power Indicating Transmitter | COL-PMY | Maryport Sewage Pumping Station | Meter |  |  | JIT |  | Instrumentation Equipment
17087 | COL-PMY-JIT-0003 | Meter, Voltage | COL-PMY | Maryport Sewage Pumping Station | Meter |  |  | JIT |  | Instrumentation Equipment
17088 | COL-PMY-JIT-0003 | Meter, Voltage | COL-PMY-MISC | Miscellaneous Equipment | Meter |  |  | JIT |  | Instrumentation Equipment
17089 | COL-PMY-JIT-0004 | Meter, Voltage | COL-PMY | Maryport Sewage Pumping Station | Meter |  |  | JIT |  | Instrumentation Equipment
17090 | COL-PMY-LP-0001 | Control Panel, Lighting | COL-PMY-MISC | Miscellaneous Equipment | Control Panel |  |  | LP |  | Electrical Equipment
17091 | COL-PMY-LP-0002 | Control Panel, Lighting | COL-PMY-MISC | Miscellaneous Equipment | Control Panel |  |  | LP |  | Electrical Equipment
17092 | COL-PMY-LP-0003 | Control Panel, Lighting | COL-PMY-MISC | Miscellaneous Equipment | Control Panel |  |  | LP |  | Electrical Equipment
17093 | COL-PMY-LS-0201 | Switch, Level | COL-PMY | Maryport Sewage Pumping Station | Switch,Level |  |  | LS |  | Instrumentation Equipment
17094 | COL-PMY-LSH-0001 | Switch, Level-High | COL-PMY-MISC | Miscellaneous Equipment | Switch |  |  | LSH |  | Instrumentation Equipment
17095 | COL-PMY-LSH-0105 | Switch, Level-High | COL-PMY-MISC | Miscellaneous Equipment | Switch |  |  | LSH |  | Instrumentation Equipment
17097 | FHA-DCL | De-Chorination | FHA-DIS | Disinfection | [5 empty] | Sub-Process
17140 | FHA-DCL-P-0001A-KQ | Pump Location, Before SO2 Water Sample #1A | FHA-SUSPENDED | Suspended Obsolete entity for storage purpose |  |  | 33346 | P |  | Equipment Location
17142 | FHA-DCL-P-0001B-KQ | Pump Location, Before SO2 Water Sample #1B | BEFORE SO2 | Before S02 Sampling |  |  | 33347 | P |  | Equipment Location
17145 | FHA-DCL-P-0002B-KQ | Pump Location, After SO2 Water Sample #2B | AFTER SO2 | After SO2 Sampling |  |  | 33349 | P |  | Equipment Location
17146 | FHA-DCL-P-0002B-KQ | Pump Location, After SO2 Water Sample #2B | FHA-SUSPENDED | Suspended Obsolete entity for storage purpose |  |  | 33349 | P |  | Equipment Location
17157 | FHA-DCL-SO-0101-KQ | Sulphonator Location | FHA-DCL | De-Chorination |  |  | 33350 | SO |  | Equipment Location
17158 | FHA-DCL-SO-0101-KQ | Sulphonator Location | FHA-SUSPENDED | Suspended Obsolete entity for storage purpose |  |  | 33350 | SO |  | Equipment Location
17161 | FHA-DCL-SO-0301-KQ | Sulphonator Location | FHA-DCL | De-Chorination |  |  | 33351 | SO |  | Equipment Location
17255 | FHA-DEW-P-1701-KQ | Pump Location,Dewatering#17 | FHA-AUX-DEW | Dewatering |  |  | 33352 | P |  | Equipment Location
17294 | FHA-ELS-ELS | Electrical/Instrumentation Test Equipment | FHA WORK AREA 2 | Services | [5 empty] | Process
17337 | FHA-ELS-LTG EMERG | Emergency Lights | FHA-SES | Safety & Environmental Services | [5 empty] | Equipment Location
17375 | COL-PMY-LSHH-0104 | Switch, Level-High High | COL-PMY-MISC | Miscellaneous Equipment | Switch |  |  | LSHH |  | Instrumentation Equipment
17376 | COL-PMY-LSL-0102 | Switch, Level-Low | COL-PMY | Maryport Sewage Pumping Station | Switch |  |  | LSL |  | Instrumentation Equipment
17377 | COL-PMY-LSLL-0101 | Switch, Level-Low Low | COL-PMY-MISC | Miscellaneous Equipment | Switch |  |  | LSLL |  | Instrumentation Equipment
17378 | COL-PMY-LTG-0001S | Lighting, Emergency Lighting | COL-PMY | Maryport Sewage Pumping Station | Lighting |  | 42948 | LTG |  | Obsolete Entity
17379 | COL-PMY-LTG-0002S | Lighting, Emergency Lighting | COL-PMY-MISC | Miscellaneous Equipment | Lighting |  | 42949 | LTG |  | Obsolete Entity
17380 | COL-PMY-LTG-0002S | Lighting, Emergency Lighting | COL-W-OBSOLETE | Col West Obsolete Entities | Lighting |  | 42949 | LTG |  | Obsolete Entity
17381 | COL-PMY-MCC-0001 | Motor Control Center, Shaft 8A | COL-PMY | Maryport Sewage Pumping Station | Control Panel,MCC |  |  | MCC |  | Electrical Equipment
17382 | COL-PMY-MCC-0001 | Motor Control Center, Shaft 8A | COL-PMY-MISC | Miscellaneous Equipment | Control Panel,MCC |  |  | MCC |  | Electrical Equipment
17383 | COL-PMY-MCC-0002 | Motor Control Centre, Emergency Power | COL-PMY | Maryport Sewage Pumping Station | Control Panel,MCC |  |  | MCC |  | Electrical Equipment
17384 | COL-PMY-MISC | Miscellaneous Equipment | COL-PMY | Maryport Sewage Pumping Station | [5 empty] | Sub-Process
17385 | COL-PMY-MISC | Miscellaneous Equipment | COL-PMYA | Maryport Sewage Pumping Station 8A (Keele) | [5 empty] | Sub-Process
17386 | COL-PMY-P-0100 | Pump, Centrifugal | COL-PMY | Maryport Sewage Pumping Station | Pump |  |  | P |  | Mechanical Equipment
17387 | COL-PMY-P-0200 | Pump, Centrifugal | COL-PMY | Maryport Sewage Pumping Station | Pump |  |  | P |  | Mechanical Equipment
17388 | COL-PMY-PI-0001 | Indicator, Pressure | COL-PMY-MISC | Miscellaneous Equipment | Meter |  |  | PI |  | Instrumentation Equipment
17389 | COL-PMY-PIT-0001 | Transmitter, Pressure | COL-PMY | Maryport Sewage Pumping Station | Transmitter |  |  | PIT |  | Instrumentation Equipment
17390 | COL-PMY-PIT-0002 | Transmitter, Pressure | COL-PMY | Maryport Sewage Pumping Station | Transmitter |  |  | PIT |  | Instrumentation Equipment
17391 | COL-PMY-PSL-0001 | Switch, Level-Pressure | COL-PMY-MISC | Miscellaneous Equipment | Switch |  |  | PSL |  | Instrumentation Equipment
17392 | COL-PMY-RPU-0002 | Remote Processing Unit | COL-PMY | Maryport Sewage Pumping Station | RPU |  |  | RPU |  | Electrical Equipment
17393 | COL-PMY-RPU-0002 | Remote Processing Unit | COL-PMY-MISC | Miscellaneous Equipment | RPU |  |  | RPU |  | Electrical Equipment
17394 | COL-PMY-SS-0001 | Security System, Shaft 8A | COL-PMY-MISC | Miscellaneous Equipment | Security System |  |  | SS |  | Electrical Equipment
17395 | COL-PMY-SW-0001 | Switch, Disconnect | COL-PMY | Maryport Sewage Pumping Station | Switch |  |  | SW |  | Electrical Equipment
17396 | COL-PMY-SW-0001 | Switch, Disconnect | COL-PMY-MISC | Miscellaneous Equipment | Switch |  |  | SW |  | Electrical Equipment
17397 | COL-PMY-T-0001 | Tank, Domestic Hot Water | COL-PMY | Maryport Sewage Pumping Station | Tank |  |  | T |  | Mechanical Equipment
17398 | COL-PMY-T-0001 | Tank, Domestic Hot Water | COL-PMY-MISC | Miscellaneous Equipment | Tank |  |  | T |  | Mechanical Equipment
17399 | COL-PMY-TR-0001 | Transformer, Power Metering | COL-PMY | Maryport Sewage Pumping Station | Transformer |  |  | TR |  | Electrical Equipment
17400 | COL-PMY-TR-0002 | Transformer, Lighting | COL-PMY | Maryport Sewage Pumping Station | Transformer |  |  | TR |  | Electrical Equipment
17401 | COL-PMY-TR-0002 | Transformer, Lighting | COL-PMY-MISC | Miscellaneous Equipment | Transformer |  |  | TR |  | Electrical Equipment
17402 | COL-PMY-TR-0003 | Transformer, Lighting | COL-PMY | Maryport Sewage Pumping Station | Transformer |  |  | TR |  | Electrical Equipment
17403 | COL-PMY-TR-0003 | Transformer, Lighting | COL-PMY-MISC | Miscellaneous Equipment | Transformer |  |  | TR |  | Electrical Equipment
17423 | COL-PMYA-MISC | Miscellaneous Equipment | COL-PMA | Metro Building #1 Sewage Pumping Station | [5 empty] | Sub-Process
17424 | COL-PMYA-MISC | Miscellaneous Equipment | COL-PMYA | Maryport Sewage Pumping Station 8A (Keele) | [5 empty] | Sub-Process
17426 | COL-PMYB-MISC | Miscellaneous Equipment | COL-PMYB | Maryport Sewage Pumping Station 8B (Downsview) | [5 empty] | Sub-Process
17477 | COL-PNO-LSLL-0101 | Switch, Level Low-Low | COL-PNO | Nottawa Sewage Pumping Station (Algonquin Island PS#3) | Switch,Level |  |  | LSLL |  | Instrumentation Equipment
17478 | COL-PNO-LSLL-0102 | Switch, Level Low-Low | COL-PNO | Nottawa Sewage Pumping Station (Algonquin Island PS#3) | Switch,Level |  |  | LSLL |  | Instrumentation Equipment
17479 | COL-PNO-LSLL-0103 | Switch, Level Low-Low | COL-PNO | Nottawa Sewage Pumping Station (Algonquin Island PS#3) | Switch,Level |  |  | LSLL |  | Instrumentation Equipment
17480 | COL-PNO-LSLL-0104 | Switch, Level Low-Low | COL-PNO | Nottawa Sewage Pumping Station (Algonquin Island PS#3) | Switch,Level |  |  | LSLL |  | Instrumentation Equipment
17483 | COL-PNO-MISC | Miscellaneous Equipment | COL-PNO | Nottawa Sewage Pumping Station (Algonquin Island PS#3) | [5 empty] | Sub-Process
17616 | FHA-ELS-PRIMARY | Primary Electrical System | FHA-ELS | Electrical | [5 empty] | Sub-Process
17628 | FHA-ELS-SWITCHGEARS | Swirchgears | FHA-ELS-PRIMARY | Primary Electrical System | [5 empty] | Equipment Location
17776 | FHA-EUS | Production & End User Support | FHA-ITM | Integrated Technology Management | [5 empty] | Sub Area
17858 | FHA-FILTER BLDG | Building Location | FHA-SPC | Process Control Systems - Services Area | [5 empty] | Process
17859 | FHA-FILTER BLDG | Building Location | FHA-SPC2 | Process Control Systems - Equipment | [5 empty] | Process
17860 | FHA-FILTER-BLDG | Building Location | FHA-EUS | Production & End User Support | [5 empty] | Process
17975 | FHA-FLT | Filtration | FHA WORK AREA 1 | Process | [5 empty] | Sub-Process
17976 | FHA-FLT | Filtration | FHA-FILT | Filtration | [5 empty] | Sub-Process
18079 | COL-PPU-CP-0002 | Control Panel, Operator | COL-PPU | Port Union Road Sewage Pumping Station | Control Panel |  |  | CP |  | Electrical Equipment
18080 | COL-PPU-CP-0002 | Control Panel, Operator | COL-PPU-MISC | Miscellaneous Equipment | Control Panel |  |  | CP |  | Electrical Equipment
18084 | COL-PPU-GEN-0001 | Generator, Electricity | COL-PPU | Port Union Road Sewage Pumping Station | Generator |  |  | GEN |  | Electrical Equipment
18085 | COL-PPU-GEN-0001 | Generator, Electricity | COL-PPU-MISC | Miscellaneous Equipment | Generator |  |  | GEN |  | Electrical Equipment
18086 | COL-PPU-HTR-0001 | Heater, Generator Room | COL-PPU | Port Union Road Sewage Pumping Station | Heater |  |  | HTR |  | Electrical Equipment
18087 | COL-PPU-HTR-0001 | Heater, Generator Room | COL-PPU-MISC | Miscellaneous Equipment | Heater |  |  | HTR |  | Electrical Equipment
18088 | COL-PPU-LIT-0001 | Transmitter, Level | COL-PPU | Port Union Road Sewage Pumping Station | Transmitter,Level |  |  | LIT |  | Instrumentation Equipment
18089 | COL-PPU-LIT-0001 | Transmitter, Level | COL-PPU-MISC | Miscellaneous Equipment | Transmitter,Level |  |  | LIT |  | Instrumentation Equipment
18090 | COL-PPU-LIT-0100 | Transmitter, Level | COL-PPU-MISC | Miscellaneous Equipment | Transmitter,Level |  |  | LIT |  | Instrumentation Equipment
18091 | COL-PPU-LSH-0102 | Switch, Level-High | COL-PPU | Port Union Road Sewage Pumping Station | Switch,Level |  |  | LSH |  | Instrumentation Equipment
18092 | COL-PPU-LSH-0102 | Switch, Level-High | COL-PPU-MISC | Miscellaneous Equipment | Switch,Level |  |  | LSH |  | Instrumentation Equipment
18093 | COL-PPU-MISC | Miscellaneous Equipment | COL-PPU | Port Union Road Sewage Pumping Station | [5 empty] | Sub-Process
18094 | COL-PPU-P-0100 | Pump, Centrifugal | COL-PPU | Port Union Road Sewage Pumping Station | Pump |  |  | P |  | Mechanical Equipment
18127 | COL-PPU-P-0200 | Pump, Centrifugal | COL-PPU | Port Union Road Sewage Pumping Station | Pump |  |  | P |  | Mechanical Equipment
18128 | COL-PPU-P-0300 | Pump, Centrifugal | COL-PPU | Port Union Road Sewage Pumping Station | Pump |  |  | P |  | Mechanical Equipment
18130 | COL-PPU-SW-0001 | Switch, Main Electrical Disconnect | COL-PPU | Port Union Road Sewage Pumping Station | Switch |  |  | SW |  | Electrical Equipment
18131 | COL-PPU-SW-0001 | Switch, Main Electrical Disconnect | COL-PPU-MISC | Miscellaneous Equipment | Switch |  |  | SW |  | Electrical Equipment
18132 | COL-PPU-SW-0002 | Switch, Lighting Transformer | COL-PPU | Port Union Road Sewage Pumping Station | Switch |  |  | SW |  | Electrical Equipment
18133 | COL-PPU-SW-0002 | Switch, Lighting Transformer | COL-PPU-MISC | Miscellaneous Equipment | Switch |  |  | SW |  | Electrical Equipment
18134 | COL-PPU-T-0001 | Tank, Diesel Fuel | COL-PPU | Port Union Road Sewage Pumping Station | Tank |  |  | T |  | Mechanical Equipment
18135 | COL-PPU-TS-0001 | Switch, Transfer | COL-PPU-MISC | Miscellaneous Equipment | Switch |  |  | TS |  | Electrical Equipment
18217 | COL-PQW-OIT-0001 | Operator Interface Terminal | COL-PQW | Queensway Sewage Pumping Station | Computer Equipment,Monitor |  |  | OIT |  | Electrical Equipment
18218 | COL-PQW-OIT-0001 | Operator Interface Terminal | COL-PQW-MISC | Miscellaneous Equipment | Computer Equipment,Monitor |  |  | OIT |  | Electrical Equipment
18257 | COL-PRC-LSLL-0101 | Switch, Level Low-Low | COL-PRC | Rectory Café Sewage Pumping Station (Wards Island PS #5) | Switch,Level |  |  | LSLL |  | Instrumentation Equipment
18320 | FHA-FLT-P-4101-KQ | Pump Location,Filter Composite West | FHA-FLT-SAMP | Filtration Sampling |  |  | 33353 | P |  | Equipment Location
18321 | FHA-FLT-P-4101-KQ | Pump Location,Filter Composite West | FHA-SUSPENDED | Suspended Obsolete entity for storage purpose |  |  | 33353 | P |  | Equipment Location
18323 | FHA-FLT-P-4201-KQ | Pump Location,Filter Composite East | FHA-FLT-SAMP | Filtration Sampling |  |  | 33354 | P |  | Equipment Location
18324 | FHA-FLT-P-4201-KQ | Pump Location,Filter Composite East | FHA-SUSPENDED | Suspended Obsolete entity for storage purpose |  |  | 33354 | P |  | Equipment Location
18351 | FHA-FLT-SAMP | Filtration Sampling | FHA-SAMP | Sampling Systems | [5 empty] | Sub-Process
18540 | FHA-GRK | Building & Grounds | FHA WORK AREA 2 | Services | [5 empty] | Process
18555 | FHA-GRK-PRTY-0001 | Buildings Maintenance | FHA-GRK | Building & Grounds |  |  |  | PRTY |  | Sub-Process
18556 | FHA-GRK-PRTY-0002 | Grounds Maintenance | FHA-GRK | Building & Grounds |  |  |  | PRTY |  | Sub-Process
18557 | FHA-GRK-PRTY-1000 | CMS Work Orders | FHA-GRK | Building & Grounds |  |  |  | PRTY |  | Equipment Location
18569 | FHA-MCS | Mechanical | FHA WORK AREA 2 | Services | [5 empty] | Process
18570 | FHA-MCS-ACC-0101 | CL2 / SO2 Storage Ventillation System | FHA-MCS-ACC | HVAC |  |  |  | ACC |  | Equipment Location
18584 | FHA-MCS-LD | Lifting Devices | FHA-MCS | Mechanical | [5 empty] | Sub-Process
18592 | COL-PRD-CH-0001 | Chamber, Inlet | COL-PRD-MISC | Miscellaneous Equipment | Chamber |  |  | CH |  | Mechanical Equipment
18593 | COL-PRD-CH-0002 | Chamber, Overflow | COL-PRD-MISC | Miscellaneous Equipment | Chamber |  |  | CH |  | Mechanical Equipment
18594 | COL-PRD-CH-0004 | Force main Chamber 2 | COL-PRD-MISC | Miscellaneous Equipment | Chamber |  | 34028 | CH |  | Mechanical Equipment
18595 | COL-PRD-CH-0005 | Force main Chamber 3 | COL-PRD-MISC | Miscellaneous Equipment | Chamber |  | 34029 | CH |  | Mechanical Equipment
18596 | COL-PRD-CH-0007 | Force main Chamber 5 | COL-PRD-MISC | Miscellaneous Equipment | Chamber |  | 34031 | CH |  | Mechanical Equipment
18597 | COL-PRD-CH-0012 | Force main Chamber 10 | COL-PRD-MISC | Miscellaneous Equipment | Chamber |  | 34036 | CH |  | Mechanical Equipment
18598 | COL-PRD-COM-0001 | Control Panel, Operator | COL-PRD-MISC | Miscellaneous Equipment | Control Panel |  |  | COM |  | Electrical Equipment
18599 | COL-PRD-DM-0001 | Damper/Louver | COL-PRD | Redland Pumping Station | Damper/Louver |  |  | DM |  | Mechanical Equipment
18600 | COL-PRD-DM-0001 | Damper/Louver | COL-PRD-MISC | Miscellaneous Equipment | Damper/Louver |  |  | DM |  | Mechanical Equipment
18601 | COL-PRD-FEQ-0001S | Fire Prevention, Extinguisher | COL-PRD | Redland Pumping Station | Fire Prevention,Extinguisher |  | 42713 | FEQ |  | Obsolete Entity
18602 | COL-PRD-FEQ-0001S | Fire Prevention, Extinguisher | COL-PRD-MISC | Miscellaneous Equipment | Fire Prevention,Extinguisher |  | 42713 | FEQ |  | Obsolete Entity
18603 | COL-PRD-FEQ-0001S | Fire Prevention, Extinguisher | COL-W-OBSOLETE | Col West Obsolete Entities | Fire Prevention,Extinguisher |  | 42713 | FEQ |  | Obsolete Entity
18605 | COL-PRD-FN-0001 | Fan, Dry well supply air | COL-PRD-MISC | Miscellaneous Equipment | Fan |  |  | FN |  | Mechanical Equipment
18606 | COL-PRD-FN-0002 | Fan, Dry well exhaust air | COL-PRD | Redland Pumping Station | Fan |  |  | FN |  | Mechanical Equipment
18607 | COL-PRD-FQ-0001 | Meter, Flow | COL-PRD-MISC | Miscellaneous Equipment | Meter,Flow |  |  | FQ |  | Instrumentation Equipment
18608 | COL-PRD-JIT-0001 | Meter, Power Indicating Transmitter, Main Power | COL-PRD | Redland Pumping Station | Meter |  |  | JIT |  | Instrumentation Equipment
18609 | COL-PRD-JIT-0001 | Meter, Power Indicating Transmitter, Main Power | COL-PRD-MISC | Miscellaneous Equipment | Meter |  |  | JIT |  | Instrumentation Equipment
18610 | COL-PRD-LIT-0101 | Transmitter, Level | COL-PRD | Redland Pumping Station | Transmitter,Level |  |  | LIT |  | Instrumentation Equipment
18611 | COL-PRD-LIT-0101 | Transmitter, Level | COL-PRD-MISC | Miscellaneous Equipment | Transmitter,Level |  |  | LIT |  | Instrumentation Equipment
18612 | COL-PRD-LP-0001 | Control Panel, Lighting | COL-PRD | Redland Pumping Station | Control Panel |  |  | LP |  | Electrical Equipment
18613 | COL-PRD-LSH-0001 | Switch, Level-High | COL-PRD | Redland Pumping Station | Switch,Level |  |  | LSH |  | Instrumentation Equipment
18614 | COL-PRD-LSH-0001 | Switch, Level-High | COL-PRD-MISC | Miscellaneous Equipment | Switch,Level |  |  | LSH |  | Instrumentation Equipment
18615 | COL-PRD-LSHH-0004 | Switch, Level High-High | COL-PRD | Redland Pumping Station | Switch,Level |  |  | LSHH |  | Instrumentation Equipment
18616 | COL-PRD-LSHH-0004 | Switch, Level High-High | COL-PRD-MISC | Miscellaneous Equipment | Switch,Level |  |  | LSHH |  | Instrumentation Equipment
18617 | COL-PRD-LSHH-0106 | Switch, Level High-High | COL-PRD | Redland Pumping Station | Switch,Level |  |  | LSHH |  | Instrumentation Equipment
18618 | COL-PRD-LSHH-0106 | Switch, Level High-High | COL-PRD-MISC | Miscellaneous Equipment | Switch,Level |  |  | LSHH |  | Instrumentation Equipment
18619 | COL-PRD-LSHH-0206 | Switch, Level High-High | COL-PRD | Redland Pumping Station | Switch,Level |  |  | LSHH |  | Instrumentation Equipment
18620 | COL-PRD-LSHH-0206 | Switch, Level High-High | COL-PRD-MISC | Miscellaneous Equipment | Switch,Level |  |  | LSHH |  | Instrumentation Equipment
18621 | COL-PRD-LSHH-0207 | Switch, Level High-High | COL-PRD | Redland Pumping Station | Switch,Level |  |  | LSHH |  | Instrumentation Equipment
18622 | COL-PRD-LSL-0103 | Switch, Level-Low | COL-PRD | Redland Pumping Station | Switch |  |  | LSL |  | Instrumentation Equipment
18623 | COL-PRD-LSLL-0201 | Switch, Level Low-Low | COL-PRD | Redland Pumping Station | Switch,Level |  |  | LSLL |  | Instrumentation Equipment
18624 | COL-PRD-LSLL-0201 | Switch, Level Low-Low | COL-PRD-MISC | Miscellaneous Equipment | Switch,Level |  |  | LSLL |  | Instrumentation Equipment
18625 | COL-PRD-LSLL-0202 | Switch, Level Low-Low | COL-PRD | Redland Pumping Station | Switch,Level |  |  | LSLL |  | Instrumentation Equipment
18626 | COL-PRD-LSLL-0202 | Switch, Level Low-Low | COL-PRD-MISC | Miscellaneous Equipment | Switch,Level |  |  | LSLL |  | Instrumentation Equipment
18627 | COL-PRD-MCC-0001 | Motor Control Centre | COL-PRD | Redland Pumping Station | Control Panel,MCC |  |  | MCC |  | Electrical Equipment
18628 | COL-PRD-MCC-0001 | Motor Control Centre | COL-PRD-MISC | Miscellaneous Equipment | Control Panel,MCC |  |  | MCC |  | Electrical Equipment
18629 | COL-PRD-MISC | Miscellaneous Equipment | COL-PRD | Redland Pumping Station | [5 empty] | Sub-Process
18630 | COL-PRD-P-0001 | Pump, Centrifugal | COL-PRD-MISC | Miscellaneous Equipment | Pump |  | 34153 | P |  | Mechanical Equipment
18631 | COL-PRD-P-0100 | Pump, Centrifugal | COL-PRD | Redland Pumping Station | Pump |  |  | P |  | Mechanical Equipment
18632 | COL-PRD-T-0002 | Tank, Heat Water Tank | COL-PRD | Redland Pumping Station | Tank |  |  | T |  | Mechanical Equipment
18633 | COL-PRD-TR-0001 | Transformer, Power | COL-PRD | Redland Pumping Station | Transformer |  |  | TR |  | Electrical Equipment
18634 | COL-PRD-TR-0001 | Transformer, Power | COL-PRD-MISC | Miscellaneous Equipment | Transformer |  |  | TR |  | Electrical Equipment
18635 | COL-PRD-TS-0001 | Control Panel, Operator | COL-PRD | Redland Pumping Station | Control Panel |  |  | TS |  | Electrical Equipment
18636 | COL-PRD-TS-0001 | Control Panel, Operator | COL-PRD-MISC | Miscellaneous Equipment | Control Panel |  |  | TS |  | Electrical Equipment
18647 | COL-PRD-WEL-0100 | Wet well | COL-PRD | Redland Pumping Station | Well |  |  | WEL |  | Mechanical Equipment
18648 | COL-PRD-WEL-0100 | Wet well | COL-PRD-MISC | Miscellaneous Equipment | Well |  |  | WEL |  | Mechanical Equipment
18649 | COL-PRD-WEL-0200 | Wet well | COL-PRD | Redland Pumping Station | Well |  |  | WEL |  | Mechanical Equipment
18650 | COL-PRD-WEL-0200 | Wet well | COL-PRD-MISC | Miscellaneous Equipment | Well |  |  | WEL |  | Mechanical Equipment
18655 | COL-PRG-MISC | Miscellaneous Equipment | COL-PRG | Ridge Valley Pumping Station | [5 empty] | Sub-Process
18659 | COL-PRR-AIT-0001 | Transmitter, Gas | COL-PRR-MISC | Miscellaneous Equipment | Transmitter |  |  | AIT |  | Instrumentation Equipment
18660 | COL-PRR-ALR-0001 | Gas Alarm, Dry Well | COL-PRR | Riverside Sewage Pumping Station | Fire Prevention,Alarm |  |  | ALR |  | Electrical Equipment
18661 | COL-PRR-ALR-0001 | Gas Alarm, Dry Well | COL-PRR-MISC | Miscellaneous Equipment | Fire Prevention,Alarm |  |  | ALR |  | Electrical Equipment
18664 | COL-PRR-CP-0001 | Control Panel, Operator | COL-PRR-MISC | Miscellaneous Equipment | Control Panel |  |  | CP |  | Electrical Equipment
18665 | COL-PRR-CP-0003 | Control Panel, Operator | COL-PRR | Riverside Sewage Pumping Station | Control Panel |  |  | CP |  | Electrical Equipment
18670 | COL-PRR-FEQ-0001S | Fire Prevention, Extinguisher | COL-PRR-MISC | Miscellaneous Equipment | Fire Prevention,Extinguisher |  | 40958 | FEQ |  | Obsolete Entity
18671 | COL-PRR-FN-0001 | Fan, Centrifugal | COL-PRR-MISC | Miscellaneous Equipment | Fan |  |  | FN |  | Mechanical Equipment
18674 | COL-PRR-LP-0001 | Control Panel, Lighting | COL-PRR | Riverside Sewage Pumping Station | Control Panel |  |  | LP |  | Electrical Equipment
18675 | COL-PRR-LP-0001 | Control Panel, Lighting | COL-PRR-MISC | Miscellaneous Equipment | Control Panel |  |  | LP |  | Electrical Equipment
18676 | COL-PRR-LSHH-0104 | Switch, Level High-High | COL-PRR-MISC | Miscellaneous Equipment | Switch,Level |  |  | LSHH |  | Instrumentation Equipment
18677 | COL-PRR-LSL-0102 | Switch, Level-Low | COL-PRR | Riverside Sewage Pumping Station | Switch |  |  | LSL |  | Instrumentation Equipment
18678 | COL-PRR-LSL-0102 | Switch, Level-Low | COL-PRR-MISC | Miscellaneous Equipment | Switch |  |  | LSL |  | Instrumentation Equipment
18686 | COL-PRR-P-0001 | Pump, Submersible | COL-PRR | Riverside Sewage Pumping Station | Pump |  | 34154 | P |  | Mechanical Equipment
18687 | COL-PRR-P-0001 | Pump, Submersible | COL-PRR-MISC | Miscellaneous Equipment | Pump |  | 34154 | P |  | Mechanical Equipment
18689 | COL-PRR-SC-0001 | Screen, Intake | COL-PRR-MISC | Miscellaneous Equipment | Screen |  |  | SC |  | Mechanical Equipment
18690 | COL-PRR-SW-0001 | Switch, Main Power | COL-PRR | Riverside Sewage Pumping Station | Switch |  |  | SW |  | Electrical Equipment
18691 | COL-PRR-SW-0002 | Switch, Transformer | COL-PRR | Riverside Sewage Pumping Station | Switch |  |  | SW |  | Electrical Equipment
18700 | FHA-MCS-MEQ | Machine Shop & Equipment | FHA-MCS | Mechanical | [5 empty] | Sub-Process
18710 | FHA-MCS-PWA | Plant Service Water | FHA-MCS | Mechanical | [5 empty] | Sub-Process
18715 | FHA-MCS-VEH | Vehicles | FHA-MCS | Mechanical | [5 empty] | Sub-Process
18716 | FHA-OFFICE | Computer Location | FHA-SERVICE-BLDG | Building Location | [5 empty] | Equipment Location
18717 | FHA-PLANT | FHA Plant | FHA-SPC1 | Process Control Systems - Administrative | [5 empty] | Work Area
18719 | FHA-PLT | Preliminary Treatment | FHA WORK AREA 1 | Process | [5 empty] | Process
18727 | FHA-RMF BLDG | Building Location | FHA-SPC | Process Control Systems - Services Area | [5 empty] | Process
18728 | FHA-RMF BLDG | Building Location | FHA-SPC2 | Process Control Systems - Equipment | [5 empty] | Process
18740 | FHA-RTE | FHA-Routine | FHA | R C Harris Water Treatment Plant | [5 empty] | Work Area
18790 | FHA-RW-P | Raw Water Pumping | FHA-RAW | Raw Water Production | [5 empty] | Sub-Process
18793 | FHA-RW-P-0801-KQ | Raw Water Pumping Unit #8 | FHA-RW-P | Raw Water Pumping |  |  | 33355 | P |  | Equipment Location
18794 | FHA-RW-P-0901-KQ | Raw Water Pumping Unit #9 | FHA-SUSPENDED | Suspended Obsolete entity for storage purpose |  |  | 33356 | P |  | Equipment Location
18796 | FHA-RW-P-1001-KQ | Raw Water Pumping Unit #10 | FHA-RW-P | Raw Water Pumping |  |  | 33357 | P |  | Equipment Location
18798 | FHA-RW-P-1201-KQ | Raw Water Pumping Unit #12 | FHA-SUSPENDED | Suspended Obsolete entity for storage purpose |  |  | 33359 | P |  | Equipment Location
18801 | FHA-RW-P-1301-KQ | Raw Water Pumping Unit #13 | FHA-SUSPENDED | Suspended Obsolete entity for storage purpose |  |  | 33360 | P |  | Equipment Location
18804 | FHA-RW-P-1401A-KQ | Pump Location,Raw Water Sample #1 | FHA-RW-SAMP | Raw Water Sampling |  |  | 33361 | P |  | Equipment Location
18805 | FHA-RW-P-1401A-KQ | Pump Location,Raw Water Sample #1 | FHA-SUSPENDED | Suspended Obsolete entity for storage purpose |  |  | 33361 | P |  | Equipment Location
18807 | FHA-RW-P-1401B-KQ | Pump Location,Raw Water Sample #2 | FHA-RW-SAMP | Raw Water Sampling |  |  | 33362 | P |  | Equipment Location
18809 | FHA-RW-P-1501A-KQ | Pump Location,Raw Water Sample | FHA-RW-SAMP2 | After Pre-Chlorine Sampling |  |  | 33363 | P |  | Equipment Location
18810 | FHA-RW-P-1501A-KQ | Pump Location,Raw Water Sample | FHA-SUSPENDED | Suspended Obsolete entity for storage purpose |  |  | 33363 | P |  | Equipment Location
18813 | FHA-RW-P-1501B-KQ | Pump Location,Raw Water Sample | FHA-RW-SAMP2 | After Pre-Chlorine Sampling |  |  | 33364 | P |  | Equipment Location
18814 | FHA-RW-P-1501B-KQ | Pump Location,Raw Water Sample | FHA-SUSPENDED | Suspended Obsolete entity for storage purpose |  |  | 33364 | P |  | Equipment Location
18816 | FHA-RW-SAMP | Raw Water Sampling | FHA-SAMP | Sampling Systems | [5 empty] | Sub-Process
18817 | FHA-RW-SAMP2 | After Pre-Chlorine Sampling | FHA-SAMP | Sampling Systems | [5 empty] | Sub-Process
18820 | FHA-RW-SC-0101-KQ | Raw Water Screen #1 | FHA-SUSPENDED | Suspended Obsolete entity for storage purpose |  |  | 33365 | SC |  | Equipment Location
18955 | FHA-SED-P-0101-KQ | Pump, Sampling, Settled Water West | FHA-SUSPENDED | Suspended Obsolete entity for storage purpose |  |  | 33366 | P |  | Equipment Location
18956 | FHA-SED-P-0201-KQ | Pump, Sampling, Settled Water East | FHA-SUSPENDED | Suspended Obsolete entity for storage purpose |  |  | 33367 | P |  | Equipment Location
18957 | FHA-SED-SAMP | Settled Sampling | FHA-SAMP | Sampling Systems | [5 empty] | Sub-Process
19111 | COL-PRR-SW-0002 | Switch, Transformer | COL-PRR-MISC | Miscellaneous Equipment | Switch |  |  | SW |  | Electrical Equipment
19112 | COL-PRR-SW-0003 | Switch, Heater 0001 | COL-PRR | Riverside Sewage Pumping Station | Switch |  |  | SW |  | Electrical Equipment
19113 | COL-PRR-SW-0003 | Switch, Heater 0001 | COL-PRR-MISC | Miscellaneous Equipment | Switch |  |  | SW |  | Electrical Equipment
19114 | COL-PRR-TR-0001 | Transformer, Lighting | COL-PRR | Riverside Sewage Pumping Station | Transformer |  |  | TR |  | Electrical Equipment
19115 | COL-PRR-TS-0001 | Switch, Transfer | COL-PRR | Riverside Sewage Pumping Station | Switch |  |  | TS |  | Electrical Equipment
19116 | COL-PRR-TS-0001 | Switch, Transfer | COL-PRR-MISC | Miscellaneous Equipment | Switch |  |  | TS |  | Electrical Equipment
19127 | COL-PRR-WEL-0100 | Wet Well | COL-PRR-MISC | Miscellaneous Equipment | Well |  |  | WEL |  | Mechanical Equipment
19131 | COL-PRX-CP-0001 | Control Panel, Operator | COL-PRX | Roxborough Sewage Pumping Station | Control Panel |  |  | CP |  | Electrical Equipment
19132 | COL-PRX-CP-0002 | Control Panel, Remote Alarm | COL-PRX | Roxborough Sewage Pumping Station | Control Panel |  |  | CP |  | Electrical Equipment
19135 | COL-PRX-FQ-0001 | Meter, Flow | COL-PRX-MISC | Miscellaneous Equipment | Meter,Flow |  |  | FQ |  | Instrumentation Equipment
19136 | COL-PRX-HTR-0001 | Heater, Drywell | COL-PRX | Roxborough Sewage Pumping Station | Heater |  |  | HTR |  | Mechanical Equipment
19137 | COL-PRX-HTR-0002 | Heater | COL-PRX-MISC | Miscellaneous Equipment | Heater |  |  | HTR |  | Mechanical Equipment
19138 | COL-PRX-JIT-0001 | Meter, Power Indicating Transmitter, Main Power | COL-PRX-MISC | Miscellaneous Equipment | Meter |  |  | JIT |  | Instrumentation Equipment
19139 | COL-PRX-LP-0001 | Control Panel, Lighting | COL-PRX-MISC | Miscellaneous Equipment | Control Panel |  |  | LP |  | Electrical Equipment
19140 | COL-PRX-LSH-0001 | Switch, Level-High | COL-PRX | Roxborough Sewage Pumping Station | Switch,Level |  |  | LSH |  | Instrumentation Equipment
19141 | COL-PRX-LSH-0001 | Switch, Level-High | COL-PRX-MISC | Miscellaneous Equipment | Switch,Level |  |  | LSH |  | Instrumentation Equipment
19142 | COL-PRX-LSH-0103 | Switch, Level | COL-PRX-MISC | Miscellaneous Equipment | Switch,Level |  |  | LSH |  | Instrumentation Equipment
19143 | COL-PRX-LSHH-0104 | Switch, Level | COL-PRX-MISC | Miscellaneous Equipment | Switch,Level |  |  | LSHH |  | Instrumentation Equipment
19144 | COL-PRX-LSHH-0106 | Switch, Level High-High | COL-PRX-MISC | Miscellaneous Equipment | Switch,Level |  |  | LSHH |  | Instrumentation Equipment
19145 | COL-PRX-LSL-0101 | Switch, Level-Low | COL-PRX-MISC | Miscellaneous Equipment | Switch |  |  | LSL |  | Instrumentation Equipment
19146 | COL-PRX-LSL-0102 | Switch, Level | COL-PRX-MISC | Miscellaneous Equipment | Switch,Level |  |  | LSL |  | Instrumentation Equipment
19147 | COL-PRX-LTG-0001 | Control Panel, Electrical | COL-PRX | Roxborough Sewage Pumping Station | Control Panel |  |  | LTG |  | Electrical Equipment
19148 | COL-PRX-LTG-0001 | Control Panel, Electrical | COL-PRX-MISC | Miscellaneous Equipment | Control Panel |  |  | LTG |  | Electrical Equipment
19149 | COL-PRX-MISC | Miscellaneous Equipment | COL-PRX | Roxborough Sewage Pumping Station | [5 empty] | Sub-Process
19150 | COL-PRX-P-0100 | Pump, Centrifugal | COL-PRX | Roxborough Sewage Pumping Station | Pump |  |  | P |  | Mechanical Equipment
19151 | COL-PRX-P-0200 | Pump, Centrifugal | COL-PRX | Roxborough Sewage Pumping Station | Pump |  |  | P |  | Mechanical Equipment
19152 | COL-PRX-RPU-0001 | Remote Processing Unit | COL-PRX | Roxborough Sewage Pumping Station | RPU |  |  | RPU |  | Electrical Equipment
19153 | COL-PRX-SW-0001 | Switch, Electrical | COL-PRX-MISC | Miscellaneous Equipment | Switch |  |  | SW |  | Electrical Equipment
19154 | COL-PRX-SW-0002 | Switch, Main Electrical Disconnect | COL-PRX | Roxborough Sewage Pumping Station | Switch |  |  | SW |  | Electrical Equipment
19155 | COL-PRX-SW-0004 | Switch, Transformer | COL-PRX | Roxborough Sewage Pumping Station | Switch |  |  | SW |  | Electrical Equipment
19156 | COL-PRX-SW-0004 | Switch, Transformer | COL-PRX-MISC | Miscellaneous Equipment | Switch |  |  | SW |  | Electrical Equipment
19157 | COL-PRX-TS-0001 | Switch, Transfer | COL-PRX-MISC | Miscellaneous Equipment | Switch |  |  | TS |  | Electrical Equipment
19161 | COL-PRX-WEL-0100 | Wet Well | COL-PRX-MISC | Miscellaneous Equipment | Well |  |  | WEL |  | Mechanical Equipment
19162 | COL-PRX-WEL-0300 | Well | COL-PRX-MISC | Miscellaneous Equipment | Well |  |  | WEL |  | Mechanical Equipment
19164 | COL-PSB-CB-0001 | Circuit Breaker, Main | COL-PSB | Silverbirch Sewage Pumping Station | Circuit Breaker |  |  | CB |  | Electrical Equipment
19325 | FHA-SERVICE BLDG | Building Location | FHA-SPC | Process Control Systems - Services Area | [5 empty] | Process
19326 | FHA-SERVICE-BLDG | Building Location | FHA-EUS | Production & End User Support | [5 empty] | Process
19580 | FHA-SES-LP | Life Preservers | FHA-SES | Safety & Environmental Services | [5 empty] | Equipment Location
19585 | COL-PSB-CP-0001 | Control Panel, Operator | COL-PSB | Silverbirch Sewage Pumping Station | Control Panel |  |  | CP |  | Electrical Equipment
19586 | COL-PSB-FEQ-0001S | Fire Prevention, Extinguisher | COL-PSB-MISC | Miscellaneous Equipment | Fire Prevention,Extinguisher |  | 42714 | FEQ |  | Obsolete Entity
19587 | COL-PSB-FEQ-0001S | Fire Prevention, Extinguisher | COL-W-OBSOLETE | Col West Obsolete Entities | Fire Prevention,Extinguisher |  | 42714 | FEQ |  | Obsolete Entity
19589 | COL-PSB-JIT-0001 | Meter, Power Indicating Transmitter, Main Power | COL-PSB | Silverbirch Sewage Pumping Station | Meter |  |  | JIT |  | Instrumentation Equipment
19590 | COL-PSB-JIT-0001 | Meter, Power Indicating Transmitter, Main Power | COL-PSB-MISC | Miscellaneous Equipment | Meter |  |  | JIT |  | Instrumentation Equipment
19591 | COL-PSB-LIT-0101 | Transmitter, Level | COL-PSB-MISC | Miscellaneous Equipment | Transmitter,Level |  |  | LIT |  | Instrumentation Equipment
19592 | COL-PSB-LSH-0103 | Switch, Level-High | COL-PSB | Silverbirch Sewage Pumping Station | Switch,Level |  |  | LSH |  | Instrumentation Equipment
19593 | COL-PSB-LSH-0103 | Switch, Level-High | COL-PSB-MISC | Miscellaneous Equipment | Switch,Level |  |  | LSH |  | Instrumentation Equipment
19594 | COL-PSB-LSL-0102 | Switch, Level-Low | COL-PSB-MISC | Miscellaneous Equipment | Switch |  |  | LSL |  | Instrumentation Equipment
19595 | COL-PSB-RPU-0001 | Remote Processor Unit, Bristol, PLC | COL-PSB-MISC | Miscellaneous Equipment | RPU |  |  | RPU |  | Electrical Equipment
19596 | COL-PSB-SW-0001 | Switch, Generator Power Disconnect Switch | COL-PSB | Silverbirch Sewage Pumping Station | Switch |  |  | SW |  | Electrical Equipment
19597 | COL-PSB-TS-0001 | Switch, Generator Power Transfer Switch | COL-PSB-MISC | Miscellaneous Equipment | Switch |  |  | TS |  | Electrical Equipment
19611 | COL-PSD-CP-0001 | Control Panel, Operator | COL-PSD | Spadina Sewage Pumping Station | Control Panel |  |  | CP |  | Electrical Equipment
19612 | COL-PSD-CP-0002 | Control Panel, Operator | COL-PSD | Spadina Sewage Pumping Station | Control Panel |  |  | CP |  | Electrical Equipment
19613 | COL-PSD-CP-0002 | Control Panel, Operator | COL-PSD-MISC | Miscellaneous Equipment | Control Panel |  |  | CP |  | Electrical Equipment
19635 | COL-PSD-LSH-0103 | Switch, Level-High | COL-PSD | Spadina Sewage Pumping Station | Switch,Level |  |  | LSH |  | Instrumentation Equipment
19636 | COL-PSD-LSH-0103 | Switch, Level-High | COL-PSD-MISC | Miscellaneous Equipment | Switch,Level |  |  | LSH |  | Instrumentation Equipment
19693 | FHA-SES-SCRUBBER | Scrubber System | FHA-SES | Safety & Environmental Services | [5 empty] | Equipment Location
19696 | FHA-SES-SM | Spill /Waste Management | FHA-SES | Safety & Environmental Services | [5 empty] | Equipment Location
19804 | FHA-SES-SQ-2 | Emergency Breathing Apparatus SCBA | FHA-SES | Safety & Environmental Services |  |  |  | SQ |  | Equipment Location
19845 | FHA-SPC1 | Process Control Systems - Administrative | FHA-SPC | Process Control Systems - Services Area | [5 empty] | Sub Area
19849 | FHA-SUSPENDED | Suspended Obsolete entity for storage purpose | FHA | R C Harris Water Treatment Plant | [5 empty] | Obsolete Entity
19866 | FHA-TRW-CLEARWELL | Treated Water Clearwell | FHA-TRW | Treated Water System | [5 empty] | Sub-Process
19904 | FHA-TRW-P-0200-KQ | Treated Water Pumping Unit #2 | FHA-TRW-TWP | Treated Water Pumping |  |  | 33368 | P |  | Equipment Location
19909 | FHA-TRW-P-1500-KQ | Treated Water Pumping Unit #15 | FHA-SUSPENDED | Suspended Obsolete entity for storage purpose |  |  | 33373 | P |  | Equipment Location
19910 | FHA-TRW-P-1500-KQ | Treated Water Pumping Unit #15 | FHA-TRW-TWP | Treated Water Pumping |  |  | 33373 | P |  | Equipment Location
19925 | FHA-TRW-SAMP | Treated Sampling | FHA-SAMP | Sampling Systems | [5 empty] | Sub-Process
19931 | FHA-TRW-TWP | Treated Water Pumping | FHA-TRW | Treated Water System | [5 empty] | Sub-Process
20095 | FHA-WWW-AIT-3022 | Transmitter, Sludge Density Thickener T-3021, Sludge Transfer Pump Room, S/E Wall | [5 empty] | AIT |  | Division
20103 | FHA-WWW-AIT-3042 | Transmitter, Sludge Density Thickener T-3041, Sludge Transfer Pump Room, S/E Wall | [5 empty] | AIT |  | Division
20114 | FHA-WWW-CENTRIF | Centrifuges | FHA-WWW | Residue Management / Waste Water System | [5 empty] | Sub-Process
20116 | FHA-WWW-CF-2401-KQ | Centrifuge Unit 2401 | FHA-SUSPENDED | Suspended Obsolete entity for storage purpose |  |  | 33374 | CF |  | Equipment Location
20119 | FHA-WWW-CHEM | Chemical Storage Room | FHA-SUSPENDED | Suspended Obsolete entity for storage purpose |  |  | 33655 |  |  | Equipment Location
20253 | FHA-WWW-P-0001-KQ | Sample Pump Unit 1 | FHA-SUSPENDED | Suspended Obsolete entity for storage purpose |  |  | 33376 | P |  | Equipment Location
20255 | FHA-WWW-P-0002-KQ | Sample Pump Unit 2 | FHA-SUSPENDED | Suspended Obsolete entity for storage purpose |  |  | 33377 | P |  | Equipment Location
20256 | FHA-WWW-P-0002-KQ | Sample Pump Unit 2 | FHA-WWW-EFFL | Effluent Discharge |  |  | 33377 | P |  | Equipment Location
20262 | FHA-WWW-P-0711-KQ | SBS Pump Location | FHA-WWW-SBS | SBS System |  |  | 33378 | P |  | Equipment Location
20265 | FHA-WWW-P-2101-KQ | Centrifuge Feed Pump 1 | FHA-WWW-THICK | Sludge Thickening |  |  | 33379 | P |  | Equipment Location
20267 | FHA-WWW-P-2201-KQ | Centrifuge Feed Pump 2 | FHA-WWW-THICK | Sludge Thickening |  |  | 33380 | P |  | Equipment Location
20268 | FHA-WWW-P-2301-KQ | Centrifuge Feed Pump 3 | FHA-SUSPENDED | Suspended Obsolete entity for storage purpose |  |  | 33381 | P |  | Equipment Location
20273 | FHA-WWW-P-3401-KQ | Sludge Transfer Pump # 4 | FHA-SUSPENDED | Suspended Obsolete entity for storage purpose |  |  | 33343 | P |  | Equipment Location
20274 | FHA-WWW-P-3401-KQ | Sludge Transfer Pump # 4 | FHA-WWW-THICK | Sludge Thickening |  |  | 33343 | P |  | Equipment Location
20318 | FHA-WWW-SBS | SBS System | FHA-WWW | Residue Management / Waste Water System | [5 empty] | Sub-Process
20319 | FHA-WWW-SCREEN | Intake Screening Pumping System | FHA-RW-S | Intake & Screening | [5 empty] | Sub-Process
20320 | FHA-WWW-SCREEN | Intake Screening Pumping System | FHA-WWW | Residue Management / Waste Water System | [5 empty] | Sub-Process
20324 | FHA-WWW-SUMP | Sump Systems | FHA-WWW | Residue Management / Waste Water System | [5 empty] | Sub-Process
20325 | FHA-WWW-SUMP- CF FEED | Sump Systems Centrifuge Feed Pump | FHA-WWW-SUMP | Sump Systems | [5 empty] | Sub-Process
20326 | FHA-WWW-SUMP- TRANSF PUMP | Sump Systems Transfer Feed Pump | FHA-WWW-SUMP | Sump Systems | [5 empty] | Sub-Process
20332 | FHA-WWW-T-3011-KQ | Tank Location, Thickener 1 | FHA-SUSPENDED | Suspended Obsolete entity for storage purpose |  |  | 33342 | T |  | Equipment Location
20333 | FHA-WWW-T-3011-KQ | Tank Location, Thickener 1 | FHA-WWW-THICK | Sludge Thickening |  |  | 33342 | T |  | Equipment Location
20335 | FHA-WWW-T-3021-KQ | Tank Location, Thickener 2 | FHA-SUSPENDED | Suspended Obsolete entity for storage purpose |  |  | 33341 | T |  | Equipment Location
20336 | FHA-WWW-T-3021-KQ | Tank Location, Thickener 2 | FHA-WWW-THICK | Sludge Thickening |  |  | 33341 | T |  | Equipment Location
20338 | FHA-WWW-T-3031-KQ | Tank Location, Thickener 3 | FHA-SUSPENDED | Suspended Obsolete entity for storage purpose |  |  | 33340 | T |  | Equipment Location
20339 | FHA-WWW-T-3031-KQ | Tank Location, Thickener 3 | FHA-WWW-THICK | Sludge Thickening |  |  | 33340 | T |  | Equipment Location
20343 | FHA-WWW-T-4041-KQ | Tank Location, Decant 4 | FHA-SUSPENDED | Suspended Obsolete entity for storage purpose |  |  | 33338 | T |  | Equipment Location
20344 | FHA-WWW-T-4041-KQ | Tank Location, Decant 4 | FHA-WWW-DECANT | Decant Tanks |  |  | 33338 | T |  | Equipment Location
20348 | FHA-WWW-T-4101-KQ | Tank Location, Decant 10 | FHA-SUSPENDED | Suspended Obsolete entity for storage purpose |  |  | 33337 | T |  | Equipment Location
20427 | COL-PSD-LSHH-0104 | Switch, Level High-High | COL-PSD-MISC | Miscellaneous Equipment | Switch,Level |  |  | LSHH |  | Instrumentation Equipment
20428 | COL-PSD-LSL-0102 | Switch, Level-Low | COL-PSD-MISC | Miscellaneous Equipment | Switch,Level |  |  | LSL |  | Instrumentation Equipment
20431 | COL-PSD-MISC | Miscellaneous Equipment | COL-PSD | Spadina Sewage Pumping Station | [5 empty] | Sub-Process
20432 | COL-PSD-MON-0002 | Monitor | COL-PSD-MISC | Miscellaneous Equipment |  |  |  | MON |  | Electrical Equipment
20436 | COL-PSD-SW-0001 | Switch, Main Electrical Disconnect | COL-PSD | Spadina Sewage Pumping Station | Switch |  |  | SW |  | Electrical Equipment
20446 | COL-PSD-WEL-0100 | Wet Well | COL-PSD | Spadina Sewage Pumping Station | Well |  |  | WEL |  | Mechanical Equipment
20451 | COL-PSE-LSLL-0101 | Switch, Level Low-Low | COL-PSE | Second Street Sewage Pumping Station (Wards Island PS#10) | Switch,Level |  |  | LSLL |  | Instrumentation Equipment
20452 | COL-PSE-LSLL-0103 | Switch, Level Low-Low | COL-PSE | Second Street Sewage Pumping Station (Wards Island PS#10) | Switch,Level |  |  | LSLL |  | Instrumentation Equipment
20467 | COL-PSH-LSLL-0101 | Switch, Level Low-Low | COL-PSH | Senior’s Home Sewage Pumping Station (Wards Island PS#6) | Switch,Level |  |  | LSLL |  | Instrumentation Equipment
20470 | COL-PSH-MISC | Miscellaneous Equipment | COL-PSH | Senior’s Home Sewage Pumping Station (Wards Island PS#6) | [5 empty] | Sub-Process
20483 | COL-PSI-LSLL-0103 | Switch, Level Low-Low | COL-PSI | Sixth Street Sewage Pumping Station (Wards Island PS#11) | Switch,Level |  |  | LSLL |  | Instrumentation Equipment
20488 | COL-PSK-ALR-0001 | Control Panel, Operator | COL-PSK | Skydome Sewage Pumping Station | Control Panel |  |  | ALR |  | Electrical Equipment
20498 | COL-PSK-DM-0001 | Damper, Mech Room | COL-PSK | Skydome Sewage Pumping Station | Damper/Louver |  |  | DM |  | Mechanical Equipment
20499 | COL-PSK-DM-0002 | Damper, Mech Room | COL-PSK | Skydome Sewage Pumping Station | Damper/Louver |  |  | DM |  | Mechanical Equipment
20505 | COL-PSK-FN-0001 | Fan, Exhaust | COL-PSK | Skydome Sewage Pumping Station | Fan |  |  | FN |  | Mechanical Equipment
20506 | COL-PSK-FN-0001 | Fan, Exhaust | COL-PSK-MISC | Miscellaneous Equipment | Fan |  |  | FN |  | Mechanical Equipment
20507 | COL-PSK-FN-0002 | Fan, Exhaust | COL-PSK-MISC | Miscellaneous Equipment | Fan |  |  | FN |  | Mechanical Equipment
20508 | COL-PSK-FN-0003 | Fan, Exhaust | COL-PSK | Skydome Sewage Pumping Station | Fan |  |  | FN |  | Mechanical Equipment
20509 | COL-PSK-FN-0003 | Fan, Exhaust | COL-PSK-MISC | Miscellaneous Equipment | Fan |  |  | FN |  | Mechanical Equipment
20510 | COL-PSK-GC-0001 | Grit Chamber | COL-PSK | Skydome Sewage Pumping Station |  |  |  | GC |  | Sub-sub-process
20511 | COL-PSK-GC-0001 | Grit Chamber | COL-PSK-MISC | Miscellaneous Equipment |  |  |  | GC |  | Sub-sub-process
20512 | COL-PSK-GC-0001 | Grit Chamber | COL-PSP-MISC | Miscellaneous Equipment |  |  |  | GC |  | Sub-sub-process
20515 | COL-PSK-LP-0001 | Control Panel, Lighting | COL-PSK | Skydome Sewage Pumping Station | Control Panel |  |  | LP |  | Electrical Equipment
20516 | COL-PSK-LP-0001 | Control Panel, Lighting | COL-PSK-MISC | Miscellaneous Equipment | Control Panel |  |  | LP |  | Electrical Equipment
20517 | COL-PSK-LSH-0102 | Switch, Level-High | COL-PSK-MISC | Miscellaneous Equipment | Switch,Level |  |  | LSH |  | Instrumentation Equipment
20518 | COL-PSK-LSL-0101 | Switch, Level-Low | COL-PSK | Skydome Sewage Pumping Station | Switch,Level |  |  | LSL |  | Instrumentation Equipment
20524 | COL-PSK-MON-0001 | Monitor | COL-PSK-MISC | Miscellaneous Equipment |  |  |  | MON |  | Electrical Equipment
20525 | COL-PSK-MON-0002 | Monitor | COL-PSK | Skydome Sewage Pumping Station |  |  |  | MON |  | Electrical Equipment
20526 | COL-PSK-MON-0002 | Monitor | COL-PSS-MISC | Miscellaneous Equipment |  |  |  | MON |  | Electrical Equipment
20529 | COL-PSK-RPU-0001 | Control Panel, Operator | COL-PSK | Skydome Sewage Pumping Station | Control Panel |  |  | RPU |  | Electrical Equipment
20530 | COL-PSK-RPU-0001 | Control Panel, Operator | COL-PSK-MISC | Miscellaneous Equipment | Control Panel |  |  | RPU |  | Electrical Equipment
20531 | COL-PSK-SS-0001 | Security System | COL-PSK | Skydome Sewage Pumping Station |  |  |  | SS |  | Electrical Equipment
20532 | COL-PSK-SW-0001 | Switch, Power Disconnect | COL-PSK-MISC | Miscellaneous Equipment | Switch |  |  | SW |  | Electrical Equipment
20542 | COL-PSK-WEL-0500 | Wet Well | COL-PSK-MISC | Miscellaneous Equipment |  |  |  | WEL |  | Sub-sub-process
20543 | COL-PSK-WEL-0600 | Dry Well | COL-PSK-MISC | Miscellaneous Equipment |  |  |  | WEL |  | Sub-sub-process
20546 | COL-PSL-CB-0001 | Circuit Breaker, Main | COL-PSL | Sewells Road Sewage Pumping Station | Circuit Breaker |  |  | CB |  | Electrical Equipment
20547 | COL-PSL-CH-0002 | Chamber, Bypass | COL-PSL | Sewells Road Sewage Pumping Station | Chamber |  |  | CH |  | Mechanical Equipment
20548 | COL-PSL-CH-0002 | Chamber, Bypass | COL-PSL-MISC | Miscellaneous Equipment | Chamber |  |  | CH |  | Mechanical Equipment
20549 | COL-PSL-COM-0001 | Control Panel, Operator | COL-PSL | Sewells Road Sewage Pumping Station | Control Panel |  |  | COM |  | Electrical Equipment
20550 | COL-PSL-CP-0001 | Control Panel, Operator | COL-PSL | Sewells Road Sewage Pumping Station | Control Panel |  |  | CP |  | Electrical Equipment
20551 | COL-PSL-CP-0001 | Control Panel, Operator | COL-PSL-MISC | Miscellaneous Equipment | Control Panel |  |  | CP |  | Electrical Equipment
20552 | COL-PSL-DM-0001 | Damper/Louver, Generator Room | COL-PSL-MISC | Miscellaneous Equipment | Damper/Louver |  |  | DM |  | Mechanical Equipment
20553 | COL-PSL-DM-0002 | Damper/Louver, Generator Room | COL-PSL-MISC | Miscellaneous Equipment | Damper/Louver |  |  | DM |  | Mechanical Equipment
20554 | COL-PSL-FA-0001S | Fire Alarm System | COL-W-OBSOLETE | Col West Obsolete Entities | Building Service,Fire Alarm |  | 42930 | FA |  | Obsolete Entity
20555 | COL-PSL-FN-0001 | Fan, Exhaust | COL-PSL-MISC | Miscellaneous Equipment | Fan |  |  | FN |  | Mechanical Equipment
20556 | COL-PSL-FN-0002 | Fan, Centrifugal | COL-PSL-MISC | Miscellaneous Equipment | Fan |  |  | FN |  | Mechanical Equipment
20557 | COL-PSL-FQ-0001 | Meter, Flow | COL-PSL-MISC | Miscellaneous Equipment | Meter,Flow |  |  | FQ |  | Instrumentation Equipment
20558 | COL-PSL-GEN-0001 | Generator, Electricity | COL-PSL-MISC | Miscellaneous Equipment | Generator |  |  | GEN |  | Electrical Equipment
20559 | COL-PSL-GEN-0002 | Portable Generator, Electricity | COL-PSL | Sewells Road Sewage Pumping Station | Generator |  |  | GEN |  | Electrical Equipment
20560 | COL-PSL-JIT-0002 | Meter, Power Indicating Transmitter, Main Power | COL-PSL | Sewells Road Sewage Pumping Station | Meter |  |  | JIT |  | Instrumentation Equipment
20561 | COL-PSL-JIT-0002 | Meter, Power Indicating Transmitter, Main Power | COL-PSL-MISC | Miscellaneous Equipment | Meter |  |  | JIT |  | Instrumentation Equipment
20562 | COL-PSL-LIT-0200 | Transmitter, Level | COL-PSL | Sewells Road Sewage Pumping Station | Transmitter,Level |  |  | LIT |  | Instrumentation Equipment
20563 | COL-PSL-LIT-0200 | Transmitter, Level | COL-PSL-MISC | Miscellaneous Equipment | Transmitter,Level |  |  | LIT |  | Instrumentation Equipment
20564 | COL-PSL-LSH-0103 | Switch, Level-High | COL-PSL | Sewells Road Sewage Pumping Station | Switch,Level |  |  | LSH |  | Instrumentation Equipment
20565 | COL-PSL-LSH-0203 | Switch, Level-High | COL-PSL | Sewells Road Sewage Pumping Station | Switch,Level |  |  | LSH |  | Instrumentation Equipment
20566 | COL-PSL-LSHH-0204 | Switch, Level High-High | COL-PSL | Sewells Road Sewage Pumping Station | Switch,Level |  |  | LSHH |  | Instrumentation Equipment
20567 | COL-PSL-LSHH-0204 | Switch, Level High-High | COL-PSL-MISC | Miscellaneous Equipment | Switch,Level |  |  | LSHH |  | Instrumentation Equipment
20568 | COL-PSL-LSL-0102 | Switch, Level-Low | COL-PSL-MISC | Miscellaneous Equipment | Switch,Level |  |  | LSL |  | Instrumentation Equipment
20569 | COL-PSL-LSL-0202 | Switch, Level-Low | COL-PSL | Sewells Road Sewage Pumping Station | Switch,Level |  |  | LSL |  | Instrumentation Equipment
20570 | COL-PSL-LSL-0202 | Switch, Level-Low | COL-PSL-MISC | Miscellaneous Equipment | Switch,Level |  |  | LSL |  | Instrumentation Equipment
20571 | COL-PSL-LSLL-0201 | Switch, Level Low-Low | COL-PSL-MISC | Miscellaneous Equipment | Switch,Level |  |  | LSLL |  | Instrumentation Equipment
20572 | COL-PSL-LTG-0001 | Control Panel, Electrical | COL-PSL | Sewells Road Sewage Pumping Station | Control Panel |  |  | LTG |  | Electrical Equipment
20573 | COL-PSL-MISC | Miscellaneous Equipment | COL-PSL | Sewells Road Sewage Pumping Station | [5 empty] | Sub-Process
20574 | COL-PSL-P-0100 | Pump, Centrifugal | COL-PSL | Sewells Road Sewage Pumping Station | Pump |  |  | P |  | Mechanical Equipment
20575 | COL-PSL-P-0300 | Pump, Centrifugal | COL-PSL | Sewells Road Sewage Pumping Station | Pump |  |  | P |  | Mechanical Equipment
20576 | COL-PSL-RC-0001 | Recorder, Flow | COL-PSL | Sewells Road Sewage Pumping Station | Recorder |  |  | RC |  | Instrumentation Equipment
20577 | COL-PSL-RPU-0001 | Control Panel, Electrical | COL-PSL | Sewells Road Sewage Pumping Station | Control Panel |  |  | RPU |  | Electrical Equipment
20578 | COL-PSL-RPU-0001 | Control Panel, Electrical | COL-PSL-MISC | Miscellaneous Equipment | Control Panel |  |  | RPU |  | Electrical Equipment
20580 | COL-PSL-SS-0001 | Security System | COL-PSL | Sewells Road Sewage Pumping Station | Security System |  |  | SS |  | Electrical Equipment
20581 | COL-PSL-SS-0001 | Security System | COL-PSL-MISC | Miscellaneous Equipment | Security System |  |  | SS |  | Electrical Equipment
20588 | COL-PSL-WEL-0100 | Wet well | COL-PSL | Sewells Road Sewage Pumping Station | Well |  |  | WEL |  | Mechanical Equipment
20596 | COL-PSM-ALR-0001 | Control Panel, Hazardous Gas Alarm | COL-PSM-MISC | Miscellaneous Equipment | Control Panel |  |  | ALR |  | Electrical Equipment
20599 | COL-PSM-DM-0003 | Damper/Louver, Fan 0004 | COL-PSM | Simcoe St Sewage Pumping Station | Damper/Louver |  |  | DM |  | Mechanical Equipment
20600 | COL-PSM-DM-0003 | Damper/Louver, Fan 0004 | COL-PSM-MISC | Miscellaneous Equipment | Damper/Louver |  |  | DM |  | Mechanical Equipment
20601 | COL-PSM-F-0001 | Filter, Carbon | COL-PSM | Simcoe St Sewage Pumping Station | Filter |  |  | F |  | Mechanical Equipment
20602 | COL-PSM-F-0001 | Filter, Carbon | COL-PSM-MISC | Miscellaneous Equipment | Filter |  |  | F |  | Mechanical Equipment
20603 | COL-PSM-FIT-0001 | Transmitter, Flow | COL-PSM | Simcoe St Sewage Pumping Station | Transmitter |  |  | FIT |  | Instrumentation Equipment
20604 | COL-PSM-FN-0001 | Fan, Centrifugal | COL-PSM | Simcoe St Sewage Pumping Station | Fan |  |  | FN |  | Mechanical Equipment
20605 | COL-PSM-FN-0002 | Fan, Centrifugal | COL-PSM | Simcoe St Sewage Pumping Station | Fan |  |  | FN |  | Mechanical Equipment
20606 | COL-PSM-FN-0003 | Fan, Centrifugal | COL-PSM | Simcoe St Sewage Pumping Station | Fan |  |  | FN |  | Mechanical Equipment
20607 | COL-PSM-FN-0004 | Fan, Centrifugal | COL-PSM | Simcoe St Sewage Pumping Station | Fan |  |  | FN |  | Mechanical Equipment
20608 | COL-PSM-FN-0005 | Fan, Centrifugal | COL-PSM-MISC | Miscellaneous Equipment | Fan |  |  | FN |  | Mechanical Equipment
20611 | COL-PSM-HTR-0002 | Heater, Unit | COL-PSM | Simcoe St Sewage Pumping Station | Heater |  |  | HTR |  | Mechanical Equipment
20612 | COL-PSM-HTR-0003 | Heater, Convention | COL-PSM | Simcoe St Sewage Pumping Station | Heater |  |  | HTR |  | Mechanical Equipment
20613 | COL-PSM-HTR-0004 | Heater, Convention | COL-PSM-MISC | Miscellaneous Equipment | Heater |  |  | HTR |  | Mechanical Equipment
20614 | COL-PSM-HTR-0005 | Heater, Duct | COL-PSM | Simcoe St Sewage Pumping Station | Heater |  |  | HTR |  | Mechanical Equipment
20615 | COL-PSM-HTR-0005 | Heater, Duct | COL-PSM-MISC | Miscellaneous Equipment | Heater |  |  | HTR |  | Mechanical Equipment
20616 | COL-PSM-JIT-0001 | Meter, Hydro Revenue | COL-PSM | Simcoe St Sewage Pumping Station | Meter |  |  | JIT |  | Instrumentation Equipment
20617 | COL-PSM-JIT-0001 | Meter, Hydro Revenue | COL-PSM-MISC | Miscellaneous Equipment | Meter |  |  | JIT |  | Instrumentation Equipment
20618 | COL-PSM-JIT-0002 | Meter, Power Indicating Transmitter, Main Power | COL-PSM | Simcoe St Sewage Pumping Station | Meter |  |  | JIT |  | Instrumentation Equipment
20619 | COL-PSM-JIT-0002 | Meter, Power Indicating Transmitter, Main Power | COL-PSM-MISC | Miscellaneous Equipment | Meter |  |  | JIT |  | Instrumentation Equipment
20620 | COL-PSM-LIT-0101 | Transmitter, Level | COL-PSM-MISC | Miscellaneous Equipment | Transmitter,Level |  |  | LIT |  | Instrumentation Equipment
20621 | COL-PSM-LP-0001 | Control Panel, Lighting | COL-PSM | Simcoe St Sewage Pumping Station | Control Panel |  |  | LP |  | Electrical Equipment
20622 | COL-PSM-LSH-0001 | Switch, Level-High | COL-PSM-MISC | Miscellaneous Equipment | Switch,Level |  |  | LSH |  | Instrumentation Equipment
20623 | COL-PSM-LSH-0103 | Switch, Level-High | COL-PSM | Simcoe St Sewage Pumping Station | Switch,Level |  |  | LSH |  | Instrumentation Equipment
20624 | COL-PSM-LSH-0104 | Switch, Level-High | COL-PSM | Simcoe St Sewage Pumping Station | Switch,Level |  |  | LSH |  | Instrumentation Equipment
20625 | COL-PSM-LSHH-0105 | Switch, Level High-High | COL-PSM | Simcoe St Sewage Pumping Station | Switch,Level |  |  | LSHH |  | Instrumentation Equipment
20626 | COL-PSM-LSHH-0105 | Switch, Level High-High | COL-PSM-MISC | Miscellaneous Equipment | Switch,Level |  |  | LSHH |  | Instrumentation Equipment
20628 | COL-PSM-M-0101 | Motor | COL-PSM-MISC | Miscellaneous Equipment |  |  |  | M |  | Electrical Equipment
20629 | COL-PSM-M-0201 | Motor | COL-PSM-MISC | Miscellaneous Equipment |  |  |  | M |  | Electrical Equipment
20667 | COL-PSM-M-0301 | Motor | COL-PSM-MISC | Miscellaneous Equipment |  |  |  | M |  | Electrical Equipment
20670 | COL-PSM-MISC | Miscellaneous Equipment | COL-PSM | Simcoe St Sewage Pumping Station | [5 empty] | Sub-Process
20679 | COL-PSM-SC-0001 | Screen, Bar | COL-PSM | Simcoe St Sewage Pumping Station | Screen |  |  | SC |  | Mechanical Equipment
20680 | COL-PSM-SC-0001 | Screen, Bar | COL-PSM-MISC | Miscellaneous Equipment | Screen |  |  | SC |  | Mechanical Equipment
20683 | COL-PSM-SW-0001 | Switch, Fused | COL-PSM | Simcoe St Sewage Pumping Station | Switch |  |  | SW |  | Electrical Equipment
20684 | COL-PSM-SW-0001 | Switch, Fused | COL-PSM-MISC | Miscellaneous Equipment | Switch |  |  | SW |  | Electrical Equipment
20685 | COL-PSM-TR-0001 | Transformer, Power | COL-PSM | Simcoe St Sewage Pumping Station | Transformer |  |  | TR |  | Electrical Equipment
20686 | COL-PSM-TR-0001 | Transformer, Power | COL-PSM-MISC | Miscellaneous Equipment | Transformer |  |  | TR |  | Electrical Equipment
20687 | COL-PSM-TS-0001 | Switch, Transfer | COL-PSM | Simcoe St Sewage Pumping Station | Switch |  |  | TS |  | Electrical Equipment
20688 | COL-PSM-TS-0001 | Switch, Transfer | COL-PSM-MISC | Miscellaneous Equipment | Switch |  |  | TS |  | Electrical Equipment
20698 | COL-PSM-WEL-0100 | Wet Well | COL-PSM-MISC | Miscellaneous Equipment | Well |  |  | WEL |  | Mechanical Equipment
20702 | COL-PSP-ALR-0001 | Control Panel, Gas Alarm | COL-PSP-MISC | Miscellaneous Equipment | Control Panel |  |  | ALR |  | Electrical Equipment
20706 | COL-PSP-CP-0001 | Control Panel, Pumps | COL-PSP | Southport Sewage Pumping Station | Control Panel |  |  | CP |  | Electrical Equipment
20707 | COL-PSP-CP-0002 | Control Panel, Fans | COL-PSP | Southport Sewage Pumping Station | Control Panel |  |  | CP |  | Electrical Equipment
20711 | COL-PSP-FEQ-0001S | Fire Prevention, Extinguisher | COL-PSP-MISC | Miscellaneous Equipment | Fire Prevention,Extinguisher |  | 42716 | FEQ |  | Obsolete Entity
20713 | COL-PSP-FN-0001 | Fan, Air Supply | COL-PSP | Southport Sewage Pumping Station | Fan |  |  | FN |  | Mechanical Equipment
20714 | COL-PSP-FN-0002 | Fan, Air Supply | COL-PSP | Southport Sewage Pumping Station | Fan |  |  | FN |  | Mechanical Equipment
20715 | COL-PSP-FN-0003 | Fan, Exhaust | COL-PSP | Southport Sewage Pumping Station | Fan |  |  | FN |  | Mechanical Equipment
20716 | COL-PSP-GC-0001 | Grit Chamber | COL-PSP-MISC | Miscellaneous Equipment |  |  | 34397 | GC |  | Sub-sub-process
20718 | COL-PSP-GRF-0001 | Indicator, Ground Fault | COL-PSP-MISC | Miscellaneous Equipment |  |  |  | GRF |  | Electrical Equipment
20719 | COL-PSP-HTR-0001 | Heater, Unit | COL-PSP-MISC | Miscellaneous Equipment | Heater |  |  | HTR |  | Mechanical Equipment
20755 | COL-PSP-HTR-0002 | Heater, Duct | COL-PSP-MISC | Miscellaneous Equipment | Heater |  |  | HTR |  | Mechanical Equipment
20756 | COL-PSP-JIT-0001 | Meter, Power Indicating Transmitter | COL-PSP | Southport Sewage Pumping Station | Meter |  |  | JIT |  | Instrumentation Equipment
20757 | COL-PSP-LIT-0101 | Transmitter, Level | COL-PSP | Southport Sewage Pumping Station | Transmitter,Level |  |  | LIT |  | Instrumentation Equipment
20758 | COL-PSP-LP-0001 | Control Panel, Electrical | COL-PSP | Southport Sewage Pumping Station | Control Panel |  |  | LP |  | Electrical Equipment
20759 | COL-PSP-LP-0001 | Control Panel, Electrical | COL-PSP-MISC | Miscellaneous Equipment | Control Panel |  |  | LP |  | Electrical Equipment
20760 | COL-PSP-LSH-0103 | Switch, Level-High | COL-PSP | Southport Sewage Pumping Station | Switch,Level |  |  | LSH |  | Instrumentation Equipment
20761 | COL-PSP-LSHH-0001 | Switch, Level High-High | COL-PSP | Southport Sewage Pumping Station | Switch,Level |  |  | LSHH |  | Instrumentation Equipment
20762 | COL-PSP-LSHH-0104 | Switch, Level High-High | COL-PSP-MISC | Miscellaneous Equipment | Switch,Level |  |  | LSHH |  | Instrumentation Equipment
20763 | COL-PSP-LSL-0102 | Switch, Level-Low | COL-PSP-MISC | Miscellaneous Equipment | Switch,Level |  |  | LSL |  | Instrumentation Equipment
20764 | COL-PSP-LSLL-0101 | Switch, Level Low-Low | COL-PSP | Southport Sewage Pumping Station | Switch,Level |  |  | LSLL |  | Instrumentation Equipment
20772 | COL-PSP-MON-0002 | Monitor | COL-PSP | Southport Sewage Pumping Station |  |  |  | MON |  | Electrical Equipment
20773 | COL-PSP-MON-0002 | Monitor | COL-PSS-MISC | Miscellaneous Equipment |  |  |  | MON |  | Electrical Equipment
20777 | COL-PSP-SC-0001 | Screen, Intake | COL-PSP | Southport Sewage Pumping Station | Screen |  |  | SC |  | Mechanical Equipment
20779 | COL-PSP-SW-0001 | Switch, Power Supply | COL-PSP | Southport Sewage Pumping Station | Switch |  |  | SW |  | Electrical Equipment
20780 | COL-PSP-SW-0002 | Switch, Power Supply | COL-PSP-MISC | Miscellaneous Equipment | Switch |  |  | SW |  | Electrical Equipment
20781 | COL-PSP-SW-0003 | Switch, Distribution | COL-PSP-MISC | Miscellaneous Equipment | Switch |  |  | SW |  | Electrical Equipment
20784 | COL-PSP-TS-0001 | Transfer Switch, Auto | COL-PSP | Southport Sewage Pumping Station | Switch |  |  | TS |  | Electrical Equipment
20785 | COL-PSP-TS-0001 | Transfer Switch, Auto | COL-PSP-MISC | Miscellaneous Equipment | Switch |  |  | TS |  | Electrical Equipment
20786 | COL-PSP-TS-0002 | Transfer Switch, Auto | COL-PSP | Southport Sewage Pumping Station | Switch |  |  | TS |  | Electrical Equipment
20796 | COL-PSP-WEL-0100 | Well wet | COL-PSP | Southport Sewage Pumping Station | Well |  |  | WEL |  | Mechanical Equipment
20797 | COL-PSP-WEL-0100 | Well wet | COL-PSP-MISC | Miscellaneous Equipment | Well |  |  | WEL |  | Mechanical Equipment
20798 | COL-PSP-WEL-0600 | Dry Well | COL-PHP-MISC | Miscellaneous Equipment |  |  |  | WEL |  | Sub-sub-process
20799 | COL-PSP-WEL-0600 | Dry Well | COL-PSP | Southport Sewage Pumping Station |  |  |  | WEL |  | Sub-sub-process
20803 | COL-PSS-AIT-0001 | Transmitter, Gas | COL-PSS | Scott Sewage Pumping Station | Transmitter |  |  | AIT |  | Instrumentation Equipment
20804 | COL-PSS-ALR-0001 | Control Panel, Operator | COL-PSS | Scott Sewage Pumping Station | Control Panel |  |  | ALR |  | Electrical Equipment
20805 | COL-PSS-ALR-0001 | Control Panel, Operator | COL-PSS-MISC | Miscellaneous Equipment | Control Panel |  |  | ALR |  | Electrical Equipment
20851 | COL-PSS-CH-0001 | Chamber, Inlet | COL-PSS-MISC | Miscellaneous Equipment | Chamber |  |  | CH |  | Mechanical Equipment
20852 | COL-PSS-CH-0002 | Chamber, Discharge | COL-PSS | Scott Sewage Pumping Station | Chamber |  |  | CH |  | Mechanical Equipment
20853 | COL-PSS-CH-0002 | Chamber, Discharge | COL-PSS-MISC | Miscellaneous Equipment | Chamber |  |  | CH |  | Mechanical Equipment
20858 | COL-PSS-FIT-0101 | Transmitter, Flow | COL-PSS | Scott Sewage Pumping Station | Transmitter |  |  | FIT |  | Instrumentation Equipment
20859 | COL-PSS-FIT-0101 | Transmitter, Flow | COL-PSS-MISC | Miscellaneous Equipment | Transmitter |  |  | FIT |  | Instrumentation Equipment
20860 | COL-PSS-FIT-0201 | Transmitter, Flow | COL-PSS | Scott Sewage Pumping Station | Transmitter |  |  | FIT |  | Instrumentation Equipment
20861 | COL-PSS-FIT-0201 | Transmitter, Flow | COL-PSS-MISC | Miscellaneous Equipment | Transmitter |  |  | FIT |  | Instrumentation Equipment
20862 | COL-PSS-FIT-0301 | Transmitter, Flow | COL-PSS-MISC | Miscellaneous Equipment | Transmitter |  |  | FIT |  | Instrumentation Equipment
20863 | COL-PSS-FN-0001 | Fan, Exhaust | COL-PSS | Scott Sewage Pumping Station | Fan |  |  | FN |  | Mechanical Equipment
20864 | COL-PSS-GC-0001 | Grit Chamber | COL-PSS | Scott Sewage Pumping Station |  |  |  | GC |  | Sub-sub-process
20867 | COL-PSS-HTR-0001 | Heater, Pump Floor | COL-PSS | Scott Sewage Pumping Station | Heater |  |  | HTR |  | Mechanical Equipment
20868 | COL-PSS-JIT-0001 | Meter, Power Indicating Transmitter, Main Power | COL-PSS | Scott Sewage Pumping Station | Meter |  |  | JIT |  | Instrumentation Equipment
20869 | COL-PSS-JIT-0001 | Meter, Power Indicating Transmitter, Main Power | COL-PSS-MISC | Miscellaneous Equipment | Meter |  |  | JIT |  | Instrumentation Equipment
20870 | COL-PSS-LIT-0100 | Transmitter, Level | COL-PSS-MISC | Miscellaneous Equipment | Transmitter,Level |  |  | LIT |  | Instrumentation Equipment
20871 | COL-PSS-LIT-0101 | Transmitter, Level | COL-PSS | Scott Sewage Pumping Station | Transmitter,Level |  |  | LIT |  | Instrumentation Equipment
20872 | COL-PSS-LIT-0101 | Transmitter, Level | COL-PSS-MISC | Miscellaneous Equipment | Transmitter,Level |  |  | LIT |  | Instrumentation Equipment
20873 | COL-PSS-LSH-0001 | Switch, Level-High | COL-PSS-MISC | Miscellaneous Equipment | Switch,Level |  |  | LSH |  | Instrumentation Equipment
20874 | COL-PSS-LSH-0101 | Switch, Level-High | COL-PSS-MISC | Miscellaneous Equipment | Switch,Level |  |  | LSH |  | Instrumentation Equipment
20875 | COL-PSS-LSHH-0002 | Switch, Level-High | COL-PSS | Scott Sewage Pumping Station | Switch,Level |  |  | LSHH |  | Instrumentation Equipment
20876 | COL-PSS-LSHH-0002 | Switch, Level-High | COL-PSS-MISC | Miscellaneous Equipment | Switch,Level |  |  | LSHH |  | Instrumentation Equipment
20878 | COL-PSS-LTG-0002 | Control Panel, Electrical | COL-PSS | Scott Sewage Pumping Station | Control Panel |  |  | LTG |  | Electrical Equipment
20879 | COL-PSS-LTG-0003 | Control Panel, Electrical | COL-PSS | Scott Sewage Pumping Station | Control Panel |  |  | LTG |  | Electrical Equipment
20887 | COL-PSS-MON-0002 | Monitor | COL-PSS-MISC | Miscellaneous Equipment |  |  |  | MON |  | Electrical Equipment
20893 | COL-PSS-TS-0001 | Switch, Transfer | COL-PSS | Scott Sewage Pumping Station | Switch |  |  | TS |  | Electrical Equipment
20894 | COL-PSS-TS-0001 | Switch, Transfer | COL-PSS-MISC | Miscellaneous Equipment | Switch |  |  | TS |  | Electrical Equipment
20927 | FHO | F.J. Horgan Water Treatment Plant | WT&S | Water Treatment & Supply | [5 empty] | Facility
20928 | FHO AFTER SO2 | Sampling | FHO-SAMP | Sampling Systems | [5 empty] | Sub-Process
20929 | FHO BEFORE SO2 | Sampling | FHO-SAMP | Sampling Systems | [5 empty] | Sub-Process
20930 | FHO CHEMICAL ALLEY | Computer Location | FHO-SPC | Process Control Systems - Services Area | [5 empty] | Equipment Location
20931 | FHO CHLORINE FEEDER | Computer Location | FHO MAIN BLDG | Building Location | [5 empty] | Equipment Location
20932 | FHO CONTROL ROOM | Computer Location | FHO-SPC | Process Control Systems - Services Area | [5 empty] | Equipment Location
20933 | FHO ELECTRICAL ROOM | Computer Location | FHO-SPC | Process Control Systems - Services Area | [5 empty] | Equipment Location
20935 | FHO EUS MACH ELEC | Computer Location | FHO-ADMIN-BLDG | Building Location | [5 empty] | Equipment Location
20936 | FHO EUS MACH ELEC | Computer Location | FHO-EUS | Production & End User Support | [5 empty] | Equipment Location
20937 | FHO EUS MACH SHOP | Computer Location | FHO-EUS | Production & End User Support | [5 empty] | Equipment Location
20938 | FHO EUS SERVER ROOM | Communication Switch | FHO-ADMIN-BLDG | Building Location | [5 empty] | Equipment Location
20939 | FHO EUS SERVER ROOM | Communication Switch | FHO-EUS | Production & End User Support | [5 empty] | Equipment Location
20940 | FHO EUS TRAIN ROOM | Computer Location | FHO-EUS | Production & End User Support | [5 empty] | Equipment Location
20941 | FHO FILTERED WATER | Composite Sampling | FHO-SAMP | Sampling Systems | [5 empty] | Sub-Process
20942 | FHO MAIN BLDG | Building Location | FHO-SPC2 | Process Control Systems - Equipment | [5 empty] | Process
20943 | FHO OIT | FHO OIT | FHO-SPC1 | Process Control Systems - Administrative | [5 empty] | Process
20944 | FHO RAW H2O | Raw water Sampling | FHO-SAMP | Sampling Systems | [5 empty] | Sub-Process
20945 | FHO RAW WATER | Computer Location | FHO MAIN BLDG | Building Location | [5 empty] | Equipment Location
20946 | FHO RAW WATER | Computer Location | FHO-SPC | Process Control Systems - Services Area | [5 empty] | Equipment Location
20947 | FHO RESERVOIR | Sampling | FHO-SAMP | Sampling Systems | [5 empty] | Sub-Process
20948 | FHO SERVER ROOM | Communication Switch | FHO-SPC | Process Control Systems - Services Area | [5 empty] | Equipment Location
20951 | FHO STANDBY POWER BL | Building Location | FHO-SPC | Process Control Systems - Services Area | [5 empty] | Process
20952 | FHO STANDBY POWER BL | Building Location | FHO-SPC2 | Process Control Systems - Equipment | [5 empty] | Process
20953 | FHO SURGE BLDG | Building Location | FHO-SPC | Process Control Systems - Services Area | [5 empty] | Process
20954 | FHO WASTE WATER BLDG | Building Location | FHO-SPC | Process Control Systems - Services Area | [5 empty] | Process
20955 | FHO WORK AREA 2 | Services | FHO-RTE | FHO-Routine | [5 empty] | Work Area
20956 | FHO-ACC SECONDARY | Small Air Moving Equipment | FHO-MCS | Mechanical Services | Fan |  |  |  |  | Sub-Process
20957 | FHO-ACC-AC-0401 | Ammonia System Air Handling Unit | FHO-MCS-HVAC | Plant HVAC | Air Handling Unit |  |  | AC |  | Mechanical Equipment
20962 | COL-PSS-WEL-0600 | Dry Well | COL-PSS | Scott Sewage Pumping Station |  |  |  | WEL |  | Sub-sub-process
20975 | COL-PST-CH-0001 | Chamber, Valve Chamber #1 | COL-PST | Strachan Pumping Station | Chamber |  |  | CH |  | Mechanical Equipment
20976 | COL-PST-CH-0001 | Chamber, Valve Chamber #1 | COL-PST-MISC | Miscellaneous Equipment | Chamber |  |  | CH |  | Mechanical Equipment
20977 | COL-PST-CH-0002 | Chamber, Valve Chamber #2 | COL-PST-MISC | Miscellaneous Equipment | Chamber |  |  | CH |  | Mechanical Equipment
20978 | COL-PST-CH-0003 | Chamber, Overflow | COL-PST | Strachan Pumping Station | Chamber |  |  | CH |  | Mechanical Equipment
20980 | COL-PST-DM-0001 | Damper, Exhaust Fan | COL-PST | Strachan Pumping Station | Damper/Louver |  |  | DM |  | Mechanical Equipment
20981 | COL-PST-DM-0003 | Damper 1, Exhaust Fan 0001 | COL-PST | Strachan Pumping Station | Damper/Louver |  |  | DM |  | Mechanical Equipment
20982 | COL-PST-DM-0003 | Damper 1, Exhaust Fan 0001 | COL-PST-MISC | Miscellaneous Equipment | Damper/Louver |  |  | DM |  | Mechanical Equipment
20983 | COL-PST-DM-0006 | Damper 2, Exhaust Fan 0002 | COL-PST | Strachan Pumping Station | Damper/Louver |  |  | DM |  | Mechanical Equipment
20984 | COL-PST-DM-0006 | Damper 2, Exhaust Fan 0002 | COL-PST-MISC | Miscellaneous Equipment | Damper/Louver |  |  | DM |  | Mechanical Equipment
20995 | COL-PST-GC-0001 | Grit Chamber | COL-PSK-MISC | Miscellaneous Equipment |  |  |  | GC |  | Sub-sub-process
20996 | COL-PST-GC-0001 | Grit Chamber | COL-PST | Strachan Pumping Station |  |  |  | GC |  | Sub-sub-process
20997 | COL-PST-GC-0001 | Grit Chamber | COL-PST-MISC | Miscellaneous Equipment |  |  |  | GC |  | Sub-sub-process
21008 | COL-PST-LSH-0105 | Switch, Level High-High | COL-PST | Strachan Pumping Station | Switch,Level |  |  | LSH |  | Instrumentation Equipment
21009 | COL-PST-LSHH-0106 | Switch, Level High-High | COL-PST-MISC | Miscellaneous Equipment | Switch,Level |  |  | LSHH |  | Instrumentation Equipment
21010 | COL-PST-LSL-0102 | Switch, Level-Low | COL-PST-MISC | Miscellaneous Equipment | Switch,Level |  |  | LSL |  | Instrumentation Equipment
21046 | COL-PST-LSLL-0101 | Switch, Level Low-Low | COL-PST | Strachan Pumping Station | Switch,Level |  |  | LSLL |  | Instrumentation Equipment
21054 | COL-PST-MISC | Miscellaneous Equipment | COL-PST | Strachan Pumping Station | [5 empty] | Sub-Process
21056 | COL-PST-MON-0002 | Monitor | COL-PSS-P-0100 | Pump |  |  |  | MON |  | Electrical Equipment
21057 | COL-PST-MON-0002 | Monitor | COL-PST-MISC | Miscellaneous Equipment |  |  |  | MON |  | Electrical Equipment
21086 | COL-PST-WEL-0500 | Wet Well | COL-PSK-MISC | Miscellaneous Equipment |  |  |  | WEL |  | Sub-sub-process
21087 | COL-PST-WEL-0500 | Wet Well | COL-PST | Strachan Pumping Station |  |  |  | WEL |  | Sub-sub-process
21088 | COL-PST-WEL-0600 | Dry Well | COL-PHP-MISC | Miscellaneous Equipment |  |  |  | WEL |  | Sub-sub-process
21089 | COL-PST-WEL-0600 | Dry Well | COL-PST | Strachan Pumping Station |  |  |  | WEL |  | Sub-sub-process
21092 | COL-PSU-ALR-0001 | Control Panel, Operator | COL-PSU | Sunnyside Pumping Station | Control Panel |  |  | ALR |  | Electrical Equipment
21098 | COL-PSU-FEQ-0001S | Fire Prevention, Extinguisher | COL-PSU-MISC | Miscellaneous Equipment | Fire Prevention,Extinguisher |  | 46866 | FEQ |  | Obsolete Entity
21099 | COL-PSU-FEQ-0001S | Fire Prevention, Extinguisher | COL-W-OBSOLETE | Col West Obsolete Entities | Fire Prevention,Extinguisher |  | 46866 | FEQ |  | Obsolete Entity
21100 | COL-PSU-FIT-0001 | Transmitter, Flow | COL-PSU | Sunnyside Pumping Station | Transmitter |  |  | FIT |  | Instrumentation Equipment
21101 | COL-PSU-FIT-0001 | Transmitter, Flow | COL-PSU-MISC | Miscellaneous Equipment | Transmitter |  |  | FIT |  | Instrumentation Equipment
21139 | COL-PSU-FN-0001 | Fan, Exhaust | COL-PSU | Sunnyside Pumping Station | Fan |  |  | FN |  | Mechanical Equipment
21140 | COL-PSU-FN-0002 | Fan, Exhaust | COL-PSU | Sunnyside Pumping Station | Fan |  |  | FN |  | Mechanical Equipment
21141 | COL-PSU-FN-0003 | Fan, Exhaust | COL-PSU | Sunnyside Pumping Station | Fan |  |  | FN |  | Mechanical Equipment
21142 | COL-PSU-FN-0003 | Fan, Exhaust | COL-PSU-MISC | Miscellaneous Equipment | Fan |  |  | FN |  | Mechanical Equipment
21143 | COL-PSU-FQ-0001 | Meter, Flow City Water | COL-PSU | Sunnyside Pumping Station | Meter |  |  | FQ |  | Instrumentation Equipment
21145 | COL-PSU-GC-0001 | Grit Chamber | COL-PSK-MISC | Miscellaneous Equipment |  |  |  | GC |  | Sub-sub-process
21146 | COL-PSU-GC-0001 | Grit Chamber | COL-PSU | Sunnyside Pumping Station |  |  |  | GC |  | Sub-sub-process
21148 | COL-PSU-GRF-0001 | Indicator, Ground Fault | COL-PSU-MISC | Miscellaneous Equipment |  |  |  | GRF |  | Electrical Equipment
21151 | COL-PSU-HTR-0003 | Heater, Wet Well Room | COL-PSU-MISC | Miscellaneous Equipment | Heater |  |  | HTR |  | Mechanical Equipment
21152 | COL-PSU-JIT-0001 | Meter, Power Indicating Transmitter, Main Power | COL-PSU | Sunnyside Pumping Station | Meter |  |  | JIT |  | Instrumentation Equipment
21153 | COL-PSU-LIT-0101 | Transmitter, Level | COL-PSU | Sunnyside Pumping Station | Transmitter,Level |  |  | LIT |  | Instrumentation Equipment
21154 | COL-PSU-LIT-0101 | Transmitter, Level | COL-PSU-MISC | Miscellaneous Equipment | Transmitter,Level |  |  | LIT |  | Instrumentation Equipment
21155 | COL-PSU-LP-0001 | Control Panel, Lighting | COL-PSU | Sunnyside Pumping Station | Control Panel |  |  | LP |  | Electrical Equipment
21156 | COL-PSU-LP-0002 | Control Panel, Lighting | COL-PSU | Sunnyside Pumping Station | Control Panel |  |  | LP |  | Electrical Equipment
21157 | COL-PSU-LSH-0001 | Switch, Level-High | COL-PSU | Sunnyside Pumping Station | Switch,Level |  |  | LSH |  | Instrumentation Equipment
21158 | COL-PSU-LSH-0001 | Switch, Level-High | COL-PSU-MISC | Miscellaneous Equipment | Switch,Level |  |  | LSH |  | Instrumentation Equipment
21159 | COL-PSU-LSH-0002 | Switch, Level-High | COL-PSU | Sunnyside Pumping Station | Switch,Level |  |  | LSH |  | Instrumentation Equipment
21160 | COL-PSU-LSH-0002 | Switch, Level-High | COL-PSU-MISC | Miscellaneous Equipment | Switch,Level |  |  | LSH |  | Instrumentation Equipment
21161 | COL-PSU-LSH-0103 | Switch, Level-High | COL-PSU | Sunnyside Pumping Station | Switch,Level |  |  | LSH |  | Instrumentation Equipment
21162 | COL-PSU-LSH-0103 | Switch, Level-High | COL-PSU-MISC | Miscellaneous Equipment | Switch,Level |  |  | LSH |  | Instrumentation Equipment
21163 | COL-PSU-LSHH-0104 | Switch, Level High-High | COL-PSU-MISC | Miscellaneous Equipment | Switch,Level |  |  | LSHH |  | Instrumentation Equipment
21164 | COL-PSU-LSL-0102 | Switch, Level-Low | COL-PSU | Sunnyside Pumping Station | Switch,Level |  |  | LSL |  | Instrumentation Equipment
21165 | COL-PSU-LSL-0102 | Switch, Level-Low | COL-PSU-MISC | Miscellaneous Equipment | Switch,Level |  |  | LSL |  | Instrumentation Equipment
21166 | COL-PSU-LSLL-0101 | Switch, Level Low-Low | COL-PSU-MISC | Miscellaneous Equipment | Switch,Level |  |  | LSLL |  | Instrumentation Equipment
21168 | COL-PSU-LTG-0002 | Control Panel, Electrical | COL-PSU | Sunnyside Pumping Station | Control Panel |  |  | LTG |  | Electrical Equipment
21169 | COL-PSU-LTG-0003 | Control Panel, Electrical | COL-PSU | Sunnyside Pumping Station | Control Panel |  |  | LTG |  | Electrical Equipment
21176 | COL-PSU-MON-0002 | Monitor | COL-PSS-P-0200 | Pump 2 |  |  |  | MON |  | Electrical Equipment
21177 | COL-PSU-MON-0002 | Monitor | COL-PSU-MISC | Miscellaneous Equipment |  |  |  | MON |  | Electrical Equipment
21183 | COL-PSU-SW-0001 | Switch, Main Power Disconnect | COL-PSU-MISC | Miscellaneous Equipment | Switch |  |  | SW |  | Electrical Equipment
21184 | COL-PSU-SW-0002 | Switch, LP 0002 Power Disconnect | COL-PSU | Sunnyside Pumping Station | Switch |  |  | SW |  | Electrical Equipment
21187 | COL-PSU-TR-0002 | Control Panel, Electrical | COL-PSU | Sunnyside Pumping Station | Transformer |  |  | TR |  | Electrical Equipment
21188 | COL-PSU-TS-0001 | Switch, Power Auto Transfer | COL-PSU | Sunnyside Pumping Station | Switch |  |  | TS |  | Electrical Equipment
21189 | COL-PSU-TS-0001 | Switch, Power Auto Transfer | COL-PSU-MISC | Miscellaneous Equipment | Switch |  |  | TS |  | Electrical Equipment
21190 | COL-PSU-UPS-0001 | UPS, Main Floor | COL-PSU-MISC | Miscellaneous Equipment | Uninterruptible Power Supply |  |  | UPS |  | Electrical Equipment
21295 | COL-PSU-WEL-0500 | Wet well | COL-PHP-MISC | Miscellaneous Equipment |  |  |  | WEL |  | Sub-sub-process
21296 | COL-PSU-WEL-0600 | Dry Well | COL-PHP-MISC | Miscellaneous Equipment |  |  |  | WEL |  | Sub-sub-process
21297 | COL-PSU-WEL-0600 | Dry Well | COL-PSU | Sunnyside Pumping Station |  |  |  | WEL |  | Sub-sub-process
21298 | COL-PSU-WEL-0600 | Dry Well | COL-PSU-MISC | Miscellaneous Equipment |  |  |  | WEL |  | Sub-sub-process
21848 | COL-PSW-MISC | Miscellaneous Equipment | COL-PSW | Swansea Pumping Station | [5 empty] | Sub-Process
21901 | FHO-ADMIN-BLDG | Building Location | FHO-EUS | Production & End User Support | [5 empty] | Process
21945 | COL-PTD-FEQ-0001S | Fire Prevention, Extinguisher | COL-W-OBSOLETE | Col West Obsolete Entities | Fire Prevention,Extinguisher |  | 40173 | FEQ |  | Obsolete Entity
21946 | COL-PTD-FN-0001 | Fan, Exhaust | COL-PTD-MISC | Miscellaneous Equipment | Fan |  |  | FN |  | Mechanical Equipment
21947 | COL-PTD-HTR-0001 | Heater, RPU Panel | COL-PTD | Todmorden Sewage Pumping Station | Heater |  |  | HTR |  | Mechanical Equipment
21948 | COL-PTD-HTR-0001 | Heater, RPU Panel | COL-PTD-MISC | Miscellaneous Equipment | Heater |  |  | HTR |  | Mechanical Equipment
21949 | COL-PTD-LSH-0103 | Switch, Level-High | COL-PTD-MISC | Miscellaneous Equipment | Switch,Level |  |  | LSH |  | Instrumentation Equipment
21950 | COL-PTD-LSHH-0104 | Switch, Level High-High | COL-PTD | Todmorden Sewage Pumping Station | Switch,Level |  |  | LSHH |  | Instrumentation Equipment
21951 | COL-PTD-LSHH-0104 | Switch, Level High-High | COL-PTD-MISC | Miscellaneous Equipment | Switch,Level |  |  | LSHH |  | Instrumentation Equipment
21952 | COL-PTD-LSL-0102 | Switch, Level-Low | COL-PTD | Todmorden Sewage Pumping Station | Switch,Level |  |  | LSL |  | Instrumentation Equipment
21953 | COL-PTD-LSL-0102 | Switch, Level-Low | COL-PTD-MISC | Miscellaneous Equipment | Switch,Level |  |  | LSL |  | Instrumentation Equipment
21954 | COL-PTD-SW-0001 | Switch, Main Electrical Disconnect | COL-PTD | Todmorden Sewage Pumping Station | Switch |  |  | SW |  | Electrical Equipment
21955 | COL-PTD-SW-0001 | Switch, Main Electrical Disconnect | COL-PTD-MISC | Miscellaneous Equipment | Switch |  |  | SW |  | Electrical Equipment
21956 | COL-PTD-UPS-0001 | UPS | COL-PTD-MISC | Miscellaneous Equipment | Uninterruptible Power Supply |  |  | UPS |  | Electrical Equipment
21971 | COL-PTS-LSLL-0104 | Switch, Level Low-Low | COL-PTS | Third Street Sewage Pumping Station (Wards Island PS#12) | Switch,Level |  |  | LSLL |  | Instrumentation Equipment
21986 | FHO-ALM-P-0101-KQ | Alum Skid 1 | FHO-ALM | Alum System |  |  |  | P |  | Equipment Location
21987 | FHO-ALM-P-0201-KQ | Alum Skid 2 | FHO-ALM | Alum System |  |  |  | P |  | Equipment Location
21988 | FHO-ALM-P-0301-KQ | Alum Skid 3 | FHO-ALM | Alum System |  |  |  | P |  | Equipment Location
21989 | FHO-ALM-P-0401-KQ | Alum Skid 4 | FHO-OBSOLETE | Removed From Service |  |  |  | P |  | Equipment Location
21992 | FHO-ALM-P-0501-KQ | Back-Up Skid 5 for Alum Trains | FHO-ALM | Alum System |  |  |  | P |  | Equipment Location
21993 | FHO-ALM-P-0501-KQ | Back-Up Skid 5 for Alum Trains | FHO-OBSOLETE | Removed From Service |  |  |  | P |  | Equipment Location
22007 | FHO-ALM-T-0101-KQ | Alum/Ferric Storage Tank 1 | FHO-OBSOLETE | Removed From Service |  |  |  | T |  | Equipment Location
22009 | FHO-ALM-T-0201-KQ | Alum/Ferric Storage Tank 2 | FHO-ALM | Alum System |  |  |  | T |  | Equipment Location
22010 | FHO-ALM-T-0201-KQ | Alum/Ferric Storage Tank 2 | FHO-OBSOLETE | Removed From Service |  |  |  | T |  | Equipment Location
22093 | FHO-AM | Ammoniation | FHO-DIS | Disinfection | [5 empty] | Sub-Process
22094 | FHO-AM SCRUBBER-SU | Ammonia Scrubber System | FHO-OBSOLETE | Removed From Service |  |  | 32942 |  |  | Equipment Location
22118 | FHO-AM-P-0101-KQ | Ammonia Train 1 | FHO-AM | Ammoniation |  |  | 32564 | P |  | Equipment Location
22120 | FHO-AM-P-0201-KQ | Ammonia Train 2 | FHO-AM | Ammoniation |  |  | 32565 | P |  | Equipment Location
22189 | FHO-AUX | Lab/Portable Testing Instruments | FHO WORK AREA 1 | Process | [5 empty] | Process
22225 | FHO-BW-P-1401-KQ | Backwash Pump 14 | FHO-OBSOLETE | Removed From Service |  |  |  | P |  | Equipment Location
22227 | FHO-BW-P-1501-KQ | Backwash Pump 15 | FHO-OBSOLETE | Removed From Service |  |  |  | P |  | Equipment Location
22288 | FHO-CCS | Corrosion Control Process | FHO WORK AREA 1 | Process | [5 empty] | Process
22391 | FHO-CLA-CHL-0101-KQ | Pre Chlorination Train 1 | FHO-CLA | Pre Chlorination System |  |  |  | CHL |  | Equipment Location
22394 | FHO-CLA-CHL-0201-KQ | Pre Chlorination Train 2 | FHO-CLA | Pre Chlorination System |  |  |  | CHL |  | Equipment Location
22486 | FHO-CLA-V-0211-SUS | Valve, Gaseous Supply Header from Pre Injector System to Pre-Chlorination Injector 2 | FHO-CLA-CHL-0201 | Chlorinator, Pre Chlorination Train 2, Chemical Building, L1, Machine Room | Valve,Ball |  | 37538 | V |  | Mechanical Equipment
22487 | FHO-CLA-V-0211-SUS | Valve, Gaseous Supply Header from Pre Injector System to Pre-Chlorination Injector 2 | FHO-SUSPENDED | Suspended Entity List | Valve,Ball |  | 37538 | V |  | Mechanical Equipment
22508 | FHO-CLARIFIER-BLDG | Building Location | FHO-EUS | Production & End User Support | [5 empty] | Process
22513 | FHO-CLB-CHL-0101-KQ | Post ChlorinationTrain 1 | FHO-OBSOLETE | Removed From Service |  |  |  | CHL |  | Equipment Location
22538 | FHO-CLB-P-0301-KQ | Clearwell Sampling Pump 3 | FHO-OBSOLETE | Removed From Service | Pump,Positive Displacement,Rotary Vane |  |  | P |  | Equipment Location
22539 | FHO-CLB-P-0401-KQ | Clearwell Sampling Pump 4 | FHO-OBSOLETE | Removed From Service | Pump,Positive Displacement,Rotary Vane |  |  | P |  | Equipment Location
22659 | COL-PVM-ALR-0001 | Control Panel, Operator | COL-PVM | Valleymede Sewage Pumping Station | Control Panel |  |  | ALR |  | Electrical Equipment
22660 | COL-PVM-ALR-0002 | Gas Alarm, Exterior | COL-PVM-MISC | Miscellaneous Equipment | Fire Prevention,Alarm |  |  | ALR |  | Electrical Equipment
22670 | COL-PVM-CP-0001 | Control Panel, Operator | COL-PVM-MISC | Miscellaneous Equipment | Control Panel |  |  | CP |  | Electrical Equipment
22671 | COL-PVM-CP-0002 | Control Panel, Operator | COL-PVM | Valleymede Sewage Pumping Station | Control Panel |  |  | CP |  | Electrical Equipment
22672 | COL-PVM-CP-0002 | Control Panel, Operator | COL-PVM-MISC | Miscellaneous Equipment | Control Panel |  |  | CP |  | Electrical Equipment
22676 | COL-PVM-FA-0002S | Fire Alarm System, Wet Well | COL-PVM-MISC | Miscellaneous Equipment | Building Service,Fire Alarm |  | 42932 | FA |  | Obsolete Entity
22677 | COL-PVM-FEQ-0001S | Fire Prevention, Extinguisher | COL-W-OBSOLETE | Col West Obsolete Entities | Fire Prevention,Extinguisher |  | 42896 | FEQ |  | Obsolete Entity
22679 | COL-PVM-FN-0001 | Fan, Centrifugal | COL-PVM-MISC | Miscellaneous Equipment | Fan |  |  | FN |  | Mechanical Equipment
22680 | COL-PVM-FN-0002 | Fan, Centrifugal | COL-PVM-MISC | Miscellaneous Equipment | Fan |  |  | FN |  | Mechanical Equipment
22681 | COL-PVM-FN-0003 | Fan, Centrifugal | COL-PVM-MISC | Miscellaneous Equipment | Fan |  |  | FN |  | Mechanical Equipment
22682 | COL-PVM-FQ-0001 | Meter, Flow | COL-PVM-MISC | Miscellaneous Equipment | Meter,Flow |  |  | FQ |  | Instrumentation Equipment
22686 | COL-PVM-GRF-0001 | Indicator, Ground Fault | COL-PVM | Valleymede Sewage Pumping Station |  |  |  | GRF |  | Electrical Equipment
22688 | COL-PVM-LIT-0101 | Transmitter, Level | COL-PVM | Valleymede Sewage Pumping Station | Transmitter,Level |  |  | LIT |  | Instrumentation Equipment
22689 | COL-PVM-LP-0001 | Control Panel, Lighting | COL-PVM | Valleymede Sewage Pumping Station | Control Panel |  |  | LP |  | Electrical Equipment
22690 | COL-PVM-LSH-0001 | Switch, Level-High | COL-PVM | Valleymede Sewage Pumping Station | Switch,Level |  |  | LSH |  | Instrumentation Equipment
22691 | COL-PVM-LSH-0103 | Switch, Level-High | COL-PVM | Valleymede Sewage Pumping Station | Switch,Level |  |  | LSH |  | Instrumentation Equipment
22692 | COL-PVM-LSHH-0104 | Switch, Level High-High | COL-PVM | Valleymede Sewage Pumping Station | Switch,Level |  |  | LSHH |  | Instrumentation Equipment
22693 | COL-PVM-LSL-0102 | Switch, Level-Low | COL-PVM-MISC | Miscellaneous Equipment | Switch,Level |  |  | LSL |  | Instrumentation Equipment
22694 | COL-PVM-LSLL-0101 | Switch, Level Low-Low | COL-PVM | Valleymede Sewage Pumping Station | Switch,Level |  |  | LSLL |  | Instrumentation Equipment
22718 | FHO-CLC-CHL-0201-KQ | Trim ChlorinationTrain 2 | FHO-CLC | Trim Chlorination System |  |  |  | CHL |  | Equipment Location
22730 | COL-PVM-MON-0002 | Monitor | COL-PSS-P-0300 | Pump, Centrifugal |  |  |  | MON |  | Electrical Equipment
22731 | COL-PVM-MON-0002 | Monitor | COL-PVM | Valleymede Sewage Pumping Station |  |  |  | MON |  | Electrical Equipment
22737 | COL-PVM-SW-0001 | Switch, Main Power | COL-PVM | Valleymede Sewage Pumping Station | Switch |  |  | SW |  | Electrical Equipment
22738 | COL-PVM-SW-0002 | Switch, Heater 0001 | COL-PVM-MISC | Miscellaneous Equipment | Switch |  |  | SW |  | Electrical Equipment
22741 | COL-PVM-TS-0001 | Switch, Transfer | COL-PVM | Valleymede Sewage Pumping Station | Switch |  |  | TS |  | Electrical Equipment
22749 | COL-PVM-WEL-0600 | Dry Well | COL-PSK-MISC | Miscellaneous Equipment |  |  |  | WEL |  | Sub-sub-process
22750 | COL-PVM-WEL-0600 | Dry Well | COL-PVM | Valleymede Sewage Pumping Station |  |  |  | WEL |  | Sub-sub-process
22752 | COL-PWC-CB-0001 | Circuit Breaker, Main | COL-PWC-MISC | Miscellaneous Equipment | Circuit Breaker |  |  | CB |  | Electrical Equipment
22753 | COL-PWC-CH-0001 | Chamber, Inlet Chamber 1 | COL-PWC | Wirral Court Sewage Pumping Station | Chamber |  |  | CH |  | Mechanical Equipment
22754 | COL-PWC-CH-0001 | Chamber, Inlet Chamber 1 | COL-PWC-MISC | Miscellaneous Equipment | Chamber |  |  | CH |  | Mechanical Equipment
22755 | COL-PWC-CH-0002 | Chamber, Inlet Chamber 2 | COL-PWC | Wirral Court Sewage Pumping Station | Chamber |  |  | CH |  | Mechanical Equipment
22756 | COL-PWC-CH-0002 | Chamber, Inlet Chamber 2 | COL-PWC-MISC | Miscellaneous Equipment | Chamber |  |  | CH |  | Mechanical Equipment
22757 | COL-PWC-CH-0004 | Chamber, Overflow | COL-PWC-MISC | Miscellaneous Equipment | Chamber |  |  | CH |  | Mechanical Equipment
22759 | COL-PWC-DM-0001 | Damper/Louver, Electrical Room | COL-PWC | Wirral Court Sewage Pumping Station | Damper/Louver |  |  | DM |  | Mechanical Equipment
22760 | COL-PWC-DM-0001 | Damper/Louver, Electrical Room | COL-PWC-MISC | Miscellaneous Equipment | Damper/Louver |  |  | DM |  | Mechanical Equipment
22762 | COL-PWC-FEQ-0001S | Fire Prevention, Extinguisher | COL-PWC | Wirral Court Sewage Pumping Station | Fire Prevention,Extinguisher |  | 42897 | FEQ |  | Obsolete Entity
22763 | COL-PWC-FEQ-0001S | Fire Prevention, Extinguisher | COL-W-OBSOLETE | Col West Obsolete Entities | Fire Prevention,Extinguisher |  | 42897 | FEQ |  | Obsolete Entity
22767 | COL-PWC-FN-0001 | Fan, Centrifugal | COL-PWC | Wirral Court Sewage Pumping Station | Fan |  |  | FN |  | Mechanical Equipment
22768 | COL-PWC-FN-0002 | Fan, Centrifugal | COL-PWC | Wirral Court Sewage Pumping Station | Fan |  |  | FN |  | Mechanical Equipment
22769 | COL-PWC-FN-0002 | Fan, Centrifugal | COL-PWC-MISC | Miscellaneous Equipment | Fan |  |  | FN |  | Mechanical Equipment
22770 | COL-PWC-FQ-0001 | Meter, Flow | COL-PWC-MISC | Miscellaneous Equipment | Meter,Flow |  |  | FQ |  | Instrumentation Equipment
22771 | COL-PWC-GRF-0001 | Indicator, Ground Fault | COL-PWC | Wirral Court Sewage Pumping Station | Indicator,Ground Fault |  |  | GRF |  | Electrical Equipment
22772 | COL-PWC-GRF-0001 | Indicator, Ground Fault | COL-PWC-MISC | Miscellaneous Equipment | Indicator,Ground Fault |  |  | GRF |  | Electrical Equipment
22773 | COL-PWC-HTR-0001 | Heater, Electrical Room | COL-PWC | Wirral Court Sewage Pumping Station | Heater |  |  | HTR |  | Electrical Equipment
22774 | COL-PWC-JIT-0001 | Meter, Power Indicating Transmitter, Main Power | COL-PWC | Wirral Court Sewage Pumping Station | Meter |  |  | JIT |  | Instrumentation Equipment
22775 | COL-PWC-LIT-0101 | Transmitter, Level | COL-PWC-MISC | Miscellaneous Equipment | Transmitter,Level |  |  | LIT |  | Instrumentation Equipment
22776 | COL-PWC-LP-0001 | Control Panel, Lighting | COL-PWC-MISC | Miscellaneous Equipment | Control Panel |  |  | LP |  | Electrical Equipment
22777 | COL-PWC-LSH-0103 | Switch, Level-High | COL-PWC | Wirral Court Sewage Pumping Station | Switch,Level |  |  | LSH |  | Instrumentation Equipment
22778 | COL-PWC-LSH-0103 | Switch, Level-High | COL-PWC-MISC | Miscellaneous Equipment | Switch,Level |  |  | LSH |  | Instrumentation Equipment
22779 | COL-PWC-LSHH-0104 | Switch, Level High-High | COL-PWC-MISC | Miscellaneous Equipment | Switch,Level |  |  | LSHH |  | Instrumentation Equipment
22815 | FHO-DCL | De-Chlorination | FHO-DIS | Disinfection | [5 empty] | Sub-Process
22842 | FHO-DCL-P-0401A-KQ | Before SO2 Sampling | FHO BEFORE SO2 | Sampling |  |  |  | P |  | Equipment Location
22846 | FHO-DCL-P-0401B-KQ | Before SO2 Sampling | FHO-OBSOLETE | Removed From Service |  |  |  | P |  | Equipment Location
22849 | FHO-DCL-P-0501A-KQ | After SO2 Sampling Pump | FHO AFTER SO2 | Sampling |  |  |  | P |  | Equipment Location
22850 | FHO-DCL-P-0501A-KQ | After SO2 Sampling Pump | FHO-OBSOLETE | Removed From Service |  |  |  | P |  | Equipment Location
22853 | FHO-DCL-P-0501B-KQ | After SO2 Sampling Pump | FHO-OBSOLETE | Removed From Service |  |  |  | P |  | Equipment Location
22870 | FHO-DCL-SO-0201-KQ | Dechlorination Train 2 | FHO-DCL | De-Chlorination |  |  |  | SO |  | Equipment Location
22871 | FHO-DCL-SO-0201-KQ | Dechlorination Train 2 | FHO-OBSOLETE | Removed From Service |  |  |  | SO |  | Equipment Location
22872 | FHO-DCL-SO-0301-KQ | Dechlorination Train 3 | FHO-DCL | De-Chlorination |  |  |  | SO |  | Equipment Location
22873 | FHO-DCL-SO-0301-KQ | Dechlorination Train 3 | FHO-OBSOLETE | Removed From Service |  |  |  | SO |  | Equipment Location
22987 | FHO-DIS | Disinfection | FHO WORK AREA 1 | Process | [5 empty] | Process
23018 | FHO-DOZ-CL-CW | CLOSED LOOP COOLING WATER SYSTEM | FHO-DOZ | Ozonation System | [5 empty] | Sub-Process
23019 | FHO-DOZ-CONT | FHO OZONE CONTACT | FHO-DOZ | Ozonation System | [5 empty] | Sub-Process
23068 | FHO-DOZ-OL-CW | OPEN LOOP COOLING WATER SYSTEM | FHO-DOZ | Ozonation System | [5 empty] | Sub-Process
23161 | COL-PWC-LSL-0102 | Switch, Level-Low | COL-PWC | Wirral Court Sewage Pumping Station | Switch,Level |  |  | LSL |  | Instrumentation Equipment
23162 | COL-PWC-LSL-0102 | Switch, Level-Low | COL-PWC-MISC | Miscellaneous Equipment | Switch,Level |  |  | LSL |  | Instrumentation Equipment
23163 | COL-PWC-LSLL-0101 | Switch, Level Low-Low | COL-PWC-MISC | Miscellaneous Equipment | Switch,Level |  |  | LSLL |  | Instrumentation Equipment
23164 | COL-PWC-M-0101 | Motor | COL-PWC-MISC | Miscellaneous Equipment |  |  |  | M |  | Electrical Equipment
23165 | COL-PWC-M-0201 | Motor | COL-PWC-MISC | Miscellaneous Equipment |  |  |  | M |  | Electrical Equipment
23169 | COL-PWC-SC-0001 | Screen, Bar | COL-PWC-MISC | Miscellaneous Equipment | Screen |  |  | SC |  | Mechanical Equipment
23170 | COL-PWC-TS-0001 | Switch, Transfer | COL-PWC | Wirral Court Sewage Pumping Station | Switch |  |  | TS |  | Electrical Equipment
23171 | COL-PWC-TS-0001 | Switch, Transfer | COL-PWC-MISC | Miscellaneous Equipment | Switch |  |  | TS |  | Electrical Equipment
23184 | COL-PWE-ALR-0001 | Control Panel, Operator | COL-PWE | Wellington Sewage Pumping Station (partial operation) | Control Panel |  |  | ALR |  | Electrical Equipment
23185 | COL-PWE-CP-0001 | Control Panel, Operator | COL-PWE | Wellington Sewage Pumping Station (partial operation) | Control Panel |  |  | CP |  | Electrical Equipment
23186 | COL-PWE-CP-0001 | Control Panel, Operator | COL-PWE-MISC | Miscellaneous Equipment | Control Panel |  |  | CP |  | Electrical Equipment
23188 | COL-PWE-LSH-0103 | Switch, Level-High | COL-PWE-MISC | Miscellaneous Equipment | Switch,Level |  |  | LSH |  | Instrumentation Equipment
23189 | COL-PWE-LSHH-0104 | Switch, Level High-High | COL-PWE-MISC | Miscellaneous Equipment | Switch,Level |  |  | LSHH |  | Instrumentation Equipment
23190 | COL-PWE-LSL-0102 | Switch, Level-Low | COL-PWE | Wellington Sewage Pumping Station (partial operation) | Switch,Level |  |  | LSL |  | Instrumentation Equipment
23192 | COL-PWE-MISC | Miscellaneous Equipment | COL-PWE | Wellington Sewage Pumping Station (partial operation) | [5 empty] | Sub-Process
23194 | COL-PWE-WEL-0100 | Wet well, Wellington SPS | COL-PWE | Wellington Sewage Pumping Station (partial operation) |  |  |  | WEL |  | Sub-sub-process
23195 | COL-PWE-WEL-0100 | Wet well, Wellington SPS | COL-PWE-MISC | Miscellaneous Equipment |  |  |  | WEL |  | Sub-sub-process
23210 | COL-PWL-LSLL-0101 | Switch, Level Low-Low | COL-PWL | Willow Avenue Sewage Pumping Station (Wards Island PS#7) | Switch,Level |  |  | LSLL |  | Instrumentation Equipment
23211 | COL-PWL-LSLL-0102 | Switch, Level Low-Low | COL-PWL | Willow Avenue Sewage Pumping Station (Wards Island PS#7) | Switch,Level |  |  | LSLL |  | Instrumentation Equipment
23515 | COL-PWL-LSLL-0103 | Switch, Level Low-Low | COL-PWL | Willow Avenue Sewage Pumping Station (Wards Island PS#7) | Switch,Level |  |  | LSLL |  | Instrumentation Equipment
23646 | FHO-ELS-GEN-0101-KQ | Generator 1 | FHO-ELS-PS-0003 | Emergency Power, Diesel & UPS |  |  |  | GEN |  | Equipment Location
23648 | FHO-ELS-GEN-0201-KQ | Generator 2 | FHO-OBSOLETE | Removed From Service |  |  |  | GEN |  | Equipment Location
24120 | FHO-ELS-PS-0001 | Primary Power Equipment | FHO WORK AREA 2 | Services |  |  |  | PS |  | Process
24121 | FHO-ELS-PS-0004 | Solar Power system | FHO WORK AREA 2 | Services |  |  |  | PS |  | Process
24197 | FHO-ELS-UPS-0001-KQ | Uninterruptible Power Supply Location | FHO-OBSOLETE | Removed From Service | Uninterruptible Power Supply |  |  | UPS |  | Equipment Location
24275 | FHO-EUS | Production & End User Support | FHO-ITM | Integrated Technology Management | [5 empty] | Sub Area
24500 | COL-PWP-COM-0001 | Control Panel, Operator | COL-PWP | West Point Avenue Sewage Pumping Station | Control Panel |  |  | COM |  | Electrical Equipment
24501 | COL-PWP-COM-0001 | Control Panel, Operator | COL-PWP-MISC | Miscellaneous Equipment | Control Panel |  |  | COM |  | Electrical Equipment
24502 | COL-PWP-CP-0001 | Control Panel, Electrical | COL-PWP-MISC | Miscellaneous Equipment | Control Panel |  |  | CP |  | Electrical Equipment
24503 | COL-PWP-FQ-0001 | Meter, Flow | COL-PWP | West Point Avenue Sewage Pumping Station | Meter,Flow |  |  | FQ |  | Instrumentation Equipment
24504 | COL-PWP-FQ-0001 | Meter, Flow | COL-PWP-MISC | Miscellaneous Equipment | Meter,Flow |  |  | FQ |  | Instrumentation Equipment
24506 | COL-PWP-JIT-0002 | Meter, Power Indicating Transmitter, Main Power | COL-PWP | West Point Avenue Sewage Pumping Station | Meter |  |  | JIT |  | Instrumentation Equipment
24507 | COL-PWP-JIT-0002 | Meter, Power Indicating Transmitter, Main Power | COL-PWP-MISC | Miscellaneous Equipment | Meter |  |  | JIT |  | Instrumentation Equipment
24508 | COL-PWP-LSL-0102 | Switch, Level-Low | COL-PWP-MISC | Miscellaneous Equipment | Switch,Level |  |  | LSL |  | Instrumentation Equipment
24509 | COL-PWP-LSLL-0101 | Switch, Level Low-Low | COL-PWP | West Point Avenue Sewage Pumping Station | Switch,Level |  |  | LSLL |  | Instrumentation Equipment
24510 | COL-PWP-RPU-0001 | Remote Processing Unit | COL-PWP-MISC | Miscellaneous Equipment | RPU |  |  | RPU |  | Electrical Equipment
24511 | COL-PWP-SS-0001 | Security System | COL-PWP | West Point Avenue Sewage Pumping Station | Security System |  |  | SS |  | Electrical Equipment
24512 | COL-PWP-SS-0001 | Security System | COL-PWP-MISC | Miscellaneous Equipment | Security System |  |  | SS |  | Electrical Equipment
24513 | COL-PWP-TS-0001 | Switch, Transfer | COL-PWP-MISC | Miscellaneous Equipment | Switch |  |  | TS |  | Electrical Equipment
24519 | COL-PWP-WEL-0100 | Wet Well | COL-PWP-MISC | Miscellaneous Equipment | Well |  |  | WEL |  | Mechanical Equipment
24559 | COL-PWR-AUX-INST | Instrumentation Equipment | COL-PWR-AUX | Auxiliary Equipment | [5 empty] | Sub-Process
24560 | COL-PWR-AUX-MECH | Mechanical Equipment | COL-PWR-AUX | Auxiliary Equipment | [5 empty] | Sub-Process
24567 | COL-PWR-CB-0002 | Circuit Breaker, Lighting Panel Transformer | COL-PWR | West Rouge Pumping Station | Circuit Breaker |  | 35103 | CB |  | Electrical Equipment
24572 | COL-PWR-CP-0001S | Control Panel, Operator | COL-PWR | West Rouge Pumping Station | Control Panel |  | 35034 | CP |  | Electrical Equipment
24573 | COL-PWR-CP-0001S | Control Panel, Operator | COL-PWR-SUSPENDED | West Rouge P.S.suspended entities | Control Panel |  | 35034 | CP |  | Electrical Equipment
24585 | COL-PWR-FA-5731 | Control Panel, Fire Alarm | COL-PWR-SUSPENDED | West Rouge P.S.suspended entities | Control Panel |  | 35101 | FA |  | Electrical Equipment
24646 | FHO-FL | Fluoridation | FHO-DIS | Disinfection | [5 empty] | Sub-Process
24669 | FHO-FL-P-0101-KQ | Fluoride Skid 1 | FHO-OBSOLETE | Removed From Service |  |  |  | P |  | Equipment Location
24670 | FHO-FL-P-0201-KQ | Fluoride Skid 2 | FHO-FL | Fluoridation |  |  |  | P |  | Equipment Location
24671 | FHO-FL-P-0201-KQ | Fluoride Skid 2 | FHO-OBSOLETE | Removed From Service |  |  |  | P |  | Equipment Location
24676 | COL-PWR-FIT-5403 | Transmitter, Flow | COL-PWR-MISC | Miscellaneous Equipment | Transmitter |  | 35035 | FIT |  | Instrumentation Equipment
24677 | COL-PWR-FIT-5558 | Transmitter, Flow | COL-PWR-SUSPENDED | West Rouge P.S.suspended entities | Transmitter |  | 35036 | FIT |  | Instrumentation Equipment
24682 | COL-PWR-FN-0001S | Fan, Centrifugal | COL-PWR | West Rouge Pumping Station | Fan |  | 35100 | FN |  | Mechanical Equipment
24683 | COL-PWR-FN-0001S | Fan, Centrifugal | COL-PWR-SUSPENDED | West Rouge P.S.suspended entities | Fan |  | 35100 | FN |  | Mechanical Equipment
24688 | COL-PWR-FN-0003 | Fan, Supply | COL-PWR-MISC | Miscellaneous Equipment | Fan |  | 35037 | FN |  | Mechanical Equipment
24689 | COL-PWR-FN-0003 | Fan, Supply | COL-PWR-SUSPENDED | West Rouge P.S.suspended entities | Fan |  | 35037 | FN |  | Mechanical Equipment
24690 | COL-PWR-FN-0004 | Fan, Centrifugal | COL-PWR | West Rouge Pumping Station | Fan |  | 35038 | FN |  | Mechanical Equipment
24691 | COL-PWR-FN-0004 | Fan, Centrifugal | COL-PWR-SUSPENDED | West Rouge P.S.suspended entities | Fan |  | 35038 | FN |  | Mechanical Equipment
24703 | COL-PWR-GDR-5500 | Grinder, Comminutor | COL-PWR | West Rouge Pumping Station | Grinder |  | 35039 | GDR |  | Mechanical Equipment
24704 | COL-PWR-GDR-5500 | Grinder, Comminutor | COL-PWR-MISC | Miscellaneous Equipment | Grinder |  | 35039 | GDR |  | Mechanical Equipment
24718 | FHO-FL-P-0301-KQ | Reservoir Sampling | FHO-OBSOLETE | Removed From Service |  |  |  | P |  | Equipment Location
24720 | FHO-FL-P-0301A-KQ | Reservoir Sampling | FHO-OBSOLETE | Removed From Service |  |  |  | P |  | Equipment Location
24838 | FHO-FLO-MX-0101-KQ | Raw Water Module 1 | FHO-OBSOLETE | Removed From Service |  |  |  | MX |  | Equipment Location
24839 | FHO-FLO-MX-0201-KQ | Raw Water Module 2 | FHO-FLO | Flocculation System |  |  |  | MX |  | Equipment Location
24843 | FHO-FLO-MX-0301-KQ | Raw Water Module 3 | FHO-FLO | Flocculation System |  |  |  | MX |  | Equipment Location
24850 | FHO-FLO-MX-0401-KQ | Raw Water Module 4 | FHO-FLO | Flocculation System |  |  |  | MX |  | Equipment Location
24860 | FHO-FLO-P-0501-KQ | Pre Filtered Sampling Unit 5 | FHO PRE FILTERED | Sampling |  |  |  | P |  | Equipment Location
24862 | FHO-FLO-P-0601-KQ | Pre Filtered Sampling Unit 6 | FHO PRE FILTERED | Sampling |  |  |  | P |  | Equipment Location
24863 | FHO-FLO-P-0601-KQ | Pre Filtered Sampling Unit 6 | FHO-OBSOLETE | Removed From Service |  |  |  | P |  | Equipment Location
24878 | FHO-FLO-T-0301-KQ | Flocculation Tank | FHO-OBSOLETE | Removed From Service |  |  |  | T |  | Equipment Location
24879 | FHO-FLO-T-0401-KQ | Flocculation Tank | FHO-OBSOLETE | Removed From Service |  |  |  | T |  | Equipment Location
24945 | FHO-FLOCCULATE-BLDG | Building Location | FHO-EUS | Production & End User Support | [5 empty] | Process
24946 | FHO-FLT | Filtration | FHO WORK AREA 1 | Process | [5 empty] | Process
25064 | FHO-FLT-P-2101A-KQ | Composite Water Supply Sampling Pumping | FHO FILTERED WATER | Composite Sampling |  |  |  | P |  | Equipment Location
25065 | FHO-FLT-P-2101B-KQ | Composite Water Supply Sampling Pumping | FHO-OBSOLETE | Removed From Service |  |  |  | P |  | Equipment Location
25118 | FHO-FLT-T-0101-KQ | Filter 1 | FHO-FLT | Filtration |  |  |  | T |  | Equipment Location
25119 | FHO-FLT-T-0301-KQ | Filter 3 | FHO-FLT | Filtration |  |  |  | T |  | Equipment Location
25120 | FHO-FLT-T-0401-KQ | Filter 4 | FHO-OBSOLETE | Removed From Service |  |  |  | T |  | Equipment Location
25121 | FHO-FLT-T-0501-KQ | Filter 5 | FHO-FLT | Filtration |  |  |  | T |  | Equipment Location
25122 | FHO-FLT-T-0601-KQ | Filter 6 | FHO-FLT | Filtration |  |  |  | T |  | Equipment Location
25123 | FHO-FLT-T-0601-KQ | Filter 6 | FHO-OBSOLETE | Removed From Service |  |  |  | T |  | Equipment Location
25124 | FHO-FLT-T-0701-KQ | Filter 7 | FHO-FLT | Filtration |  |  |  | T |  | Equipment Location
25125 | FHO-FLT-T-0801-KQ | Filter 8 | FHO-FLT | Filtration |  |  |  | T |  | Equipment Location
25332 | FHO-GRK | Buildings & Grounds | FHO WORK AREA 2 | Services | [5 empty] | Process
25520 | FHO-GRK-INQ | Master Clock & Auxilliary Systems | FHO-GRK-PRTY-0001 | Building Maintenance | [5 empty] | Mechanical Equipment
25523 | FHO-GRK-PIP | Sewage Systems | FHO-GRK | Buildings & Grounds | [5 empty] | Mechanical Equipment
25524 | FHO-GRK-PIP | Sewage Systems | FHO-GRK-PRTY-0001 | Building Maintenance | [5 empty] | Mechanical Equipment
25525 | FHO-GRK-PRTY-0001 | Building Maintenance | FHO-GRK | Buildings & Grounds |  |  |  | PRTY |  | Sub-Process
25548 | FHO-LOX | Liquid Oxygen System | FHO-DOZ | Ozonation System | [5 empty] | Sub-Process
25549 | FHO-MCS | Mechanical Services | FHO WORK AREA 2 | Services | [5 empty] | Process
25572 | FHO-MCS-HVAC | Plant HVAC | FHO-MCS | Mechanical Services | [5 empty] | Sub-Process
25626 | FHO-MCS-P-0301-KQ | Vacuum Priming Pump 3 | FHO-OBSOLETE | Removed From Service |  |  |  | P |  | Equipment Location
25627 | FHO-MCS-P-0301-KQ | Vacuum Priming Pump 3 | FHO-TRW-VP | Vacuum Priming |  |  |  | P |  | Equipment Location
25637 | FHO-MCS-SA/AI | Instrument Air & Service Air | FHO-MCS | Mechanical Services | [5 empty] | Sub-Process
25691 | COL-PWR-LIT-0301 | Transmitter, Level | COL-PWR | West Rouge Pumping Station | Transmitter,Level |  | 35041 | LIT |  | Instrumentation Equipment
25692 | COL-PWR-LIT-0301 | Transmitter, Level | COL-PWR-SUSPENDED | West Rouge P.S.suspended entities | Transmitter,Level |  | 35041 | LIT |  | Instrumentation Equipment
25693 | COL-PWR-LIT-0401 | Transmitter, Level | COL-PWR-MISC | Miscellaneous Equipment | Transmitter,Level |  | 35042 | LIT |  | Instrumentation Equipment
25705 | COL-PWR-LSH-0302 | Switch, Level-High | COL-PWR-SUSPENDED | West Rouge P.S.suspended entities | Switch,Level |  | 35091 | LSH |  | Instrumentation Equipment
25706 | COL-PWR-LSH-0402 | Switch, Level-High | COL-PWR-MISC | Miscellaneous Equipment | Switch,Level |  | 35092 | LSH |  | Instrumentation Equipment
25707 | COL-PWR-LSH-5404 | Switch, Level-High | COL-PWR | West Rouge Pumping Station | Switch,Level |  | 35093 | LSH |  | Instrumentation Equipment
25708 | COL-PWR-LSH-5404 | Switch, Level-High | COL-PWR-SUSPENDED | West Rouge P.S.suspended entities | Switch,Level |  | 35093 | LSH |  | Instrumentation Equipment
25709 | COL-PWR-LSH-5405 | Switch, Level-High | COL-PWR-MISC | Miscellaneous Equipment | Switch,Level |  | 35094 | LSH |  | Instrumentation Equipment
25710 | COL-PWR-LSH-5406 | Switch, Level-High | COL-PWR | West Rouge Pumping Station | Switch,Level |  | 35095 | LSH |  | Instrumentation Equipment
25711 | COL-PWR-LSH-5406 | Switch, Level-High | COL-PWR-SUSPENDED | West Rouge P.S.suspended entities | Switch,Level |  | 35095 | LSH |  | Instrumentation Equipment
25712 | COL-PWR-LSH-5734 | Switch, Level-High | COL-PWR-MISC | Miscellaneous Equipment | Switch,Level |  | 35096 | LSH |  | Instrumentation Equipment
25713 | COL-PWR-LSH-5734 | Switch, Level-High | COL-PWR-SUSPENDED | West Rouge P.S.suspended entities | Switch,Level |  | 35096 | LSH |  | Instrumentation Equipment
25717 | COL-PWR-LSL-0005 | Switch, Level-Low | COL-PWR-MISC | Miscellaneous Equipment | Switch,Level |  | 35109 | LSL |  | Instrumentation Equipment
25721 | COL-PWR-LSL-0303 | Switch, Level-Low | COL-PWR-MISC | Miscellaneous Equipment | Switch,Level |  | 35097 | LSL |  | Instrumentation Equipment
25722 | COL-PWR-LSL-0403 | Switch, Level-Low | COL-PWR | West Rouge Pumping Station | Switch,Level |  | 35098 | LSL |  | Instrumentation Equipment
25723 | COL-PWR-LSL-0403 | Switch, Level-Low | COL-PWR-SUSPENDED | West Rouge P.S.suspended entities | Switch,Level |  | 35098 | LSL |  | Instrumentation Equipment
25748 | FHO-NEXUS | Emergency and Exits lights- Expansion Site | FHO WORK AREA 2 | Services | [5 empty] | Process
25783 | COL-PWR-MCC-0001 | Motor Control Centre | COL-PWR | West Rouge Pumping Station | Control Panel,MCC |  | 35099 | MCC |  | Electrical Equipment
25784 | COL-PWR-MCC-0001 | Motor Control Centre | COL-PWR-SUSPENDED | West Rouge P.S.suspended entities | Control Panel,MCC |  | 35099 | MCC |  | Electrical Equipment
25792 | COL-PWR-P-5510 | Pump, Centrifugal | COL-PWR | West Rouge Pumping Station | Pump |  | 35050 | P |  | Mechanical Equipment
25793 | COL-PWR-P-5510 | Pump, Centrifugal | COL-PWR-SUSPENDED | West Rouge P.S.suspended entities | Pump |  | 35050 | P |  | Mechanical Equipment
25794 | COL-PWR-P-5530 | Pump, Centrifugal | COL-PWR-SUSPENDED | West Rouge P.S.suspended entities | Pump |  | 35057 | P |  | Mechanical Equipment
25795 | COL-PWR-P-5550 | Pump, Centrifugal | COL-PWR | West Rouge Pumping Station | Pump |  | 35062 | P |  | Mechanical Equipment
25802 | COL-PWR-PUMP | Pumping Equipment | COL-PWR | West Rouge Pumping Station | [5 empty] | Sub-Process
25809 | COL-PWR-T-0002 | Tank 2, Diesel Fuel | COL-PWR | West Rouge Pumping Station | Tank |  | 35067 | T |  | Mechanical Equipment
25810 | COL-PWR-T-0002 | Tank 2, Diesel Fuel | COL-PWR-SUSPENDED | West Rouge P.S.suspended entities | Tank |  | 35067 | T |  | Mechanical Equipment
25841 | FHO-PCL-P-0501-KQ | PACL Train 5 | FHO-PCL | PACL System |  |  |  | P |  | Equipment Location
25858 | FHO-PCL-T-0101-KQ | PACL Storage Tank 1 | FHO-OBSOLETE | Removed From Service |  |  |  | T |  | Equipment Location
25962 | FHO-POL | Polymer System | FHO-PLT | Preliminary Treatment | [5 empty] | Sub-Process
25995 | FHO-POL-P-0301-KQ | Polymer Skid 3 | FHO-OBSOLETE | Removed From Service |  |  |  | P |  | Equipment Location
25996 | FHO-POL-P-0301-KQ | Polymer Skid 3 | FHO-POL | Polymer System |  |  |  | P |  | Equipment Location
26000 | FHO-POL-P-0401-KQ | Polymer Skid 4 | FHO-OBSOLETE | Removed From Service |  |  |  | P |  | Equipment Location
26001 | FHO-POL-P-0501-KQ | Polymer Skid 5 | FHO-OBSOLETE | Removed From Service |  |  |  | P |  | Equipment Location
26002 | FHO-POL-P-0501-KQ | Polymer Skid 5 | FHO-POL | Polymer System |  |  |  | P |  | Equipment Location
26004 | FHO-POL-P-0701-KQ | Polymer Skid 7 | FHO-OBSOLETE | Removed From Service |  |  |  | P |  | Equipment Location
26016 | FHO-POL-T-0101-KQ | Polymer Solution Storage Tank 1 | FHO-OBSOLETE | Removed From Service |  |  |  | T |  | Equipment Location
26017 | FHO-POL-T-0101-KQ | Polymer Solution Storage Tank 1 | FHO-POL | Polymer System |  |  |  | T |  | Equipment Location
26020 | FHO-POL-T-0201-KQ | Polymer Solution Storage Tank 2 | FHO-OBSOLETE | Removed From Service |  |  |  | T |  | Equipment Location
26125 | FHO-RTE | FHO-Routine | FHO | F.J. Horgan Water Treatment Plant | [5 empty] | Work Area
26157 | FHO-RW-P-1301-KQ | Raw Water Lab Sample Pump Unit 1 | FHO RAW H2O | Raw water Sampling |  |  |  | P |  | Equipment Location
26158 | FHO-RW-P-1301-KQ | Raw Water Lab Sample Pump Unit 1 | FHO-OBSOLETE | Removed From Service |  |  |  | P |  | Equipment Location
26160 | FHO-RW-P-1401-KQ | Raw Water Lab Sample Pump Unit 2 | FHO RAW H2O | Raw water Sampling |  |  |  | P |  | Equipment Location
26161 | FHO-RW-P-1401-KQ | Raw Water Lab Sample Pump Unit 2 | FHO-OBSOLETE | Removed From Service |  |  |  | P |  | Equipment Location
26165 | FHO-RW-P-1601-KQ | Zebra Mussel Control Sample Pump Unit 2 | FHO RAW H2O | Raw water Sampling |  |  |  | P |  | Equipment Location
26166 | FHO-RW-P-1601-KQ | Zebra Mussel Control Sample Pump Unit 2 | FHO-OBSOLETE | Removed From Service |  |  |  | P |  | Equipment Location
26168 | FHO-RW-P-1901-KQ | RW Pump Unit 19 | FHO-OBSOLETE | Removed From Service |  |  |  | P |  | Equipment Location
26169 | FHO-RW-P-1901-KQ | RW Pump Unit 19 | FHO-RAW | Raw Water Production |  |  |  | P |  | Equipment Location
26172 | FHO-RW-P-2201-KQ | RW Pump Unit 22 | FHO-OBSOLETE | Removed From Service |  |  |  | P |  | Equipment Location
26173 | FHO-RW-P-2201-KQ | RW Pump Unit 22 | FHO-RAW | Raw Water Production |  |  |  | P |  | Equipment Location
26176 | FHO-RW-P-2301-KQ | RW Pump Unit 23 | FHO-OBSOLETE | Removed From Service |  |  |  | P |  | Equipment Location
26182 | FHO-RW-P-2701-KQ | RW Pump Unit 27 | FHO-OBSOLETE | Removed From Service |  |  |  | P |  | Equipment Location
26289 | FHO-SA-C-0201-KQ | Air Compressor 2 | FHO-MCS-SA/AI | Instrument Air & Service Air |  |  |  | C |  | Equipment Location
26290 | FHO-SA-C-0201-KQ | Air Compressor 2 | FHO-OBSOLETE | Removed From Service |  |  |  | C |  | Equipment Location
26292 | FHO-SA-C-0401-KQ-SU | Service Air Compressor 4 | FHO-MCS-SA/AI | Instrument Air & Service Air |  |  | 32278 | C |  | Equipment Location
26293 | FHO-SA-C-0401-KQ-SU | Service Air Compressor 4 | FHO-OBSOLETE | Removed From Service |  |  | 32278 | C |  | Equipment Location
27071 | FHO-SM-SB-0001-KQ | Scrubber | FHO-SES | Safety & Environmental Services | Scrubber |  |  | SB |  | Equipment Location
27075 | FHO-SM-SEN-0001 | ZMCS Raw Water Gas Detection | FHO-SES | Safety & Environmental Services | Atmosphere Monitoring Device,Stationary,H2S/CO/CL/Toxic/SO2/NH3 |  |  | SEN |  | Equipment Location
27108 | FHO-SPC | Process Control Systems - Services Area | FHO-ITM | Integrated Technology Management | [5 empty] | Work Area
27207 | FHO-SPC1 | Process Control Systems - Administrative | FHO | F.J. Horgan Water Treatment Plant | [5 empty] | Sub Area
27209 | FHO-STORE | Computer Storage Location | FHO-ITM | Integrated Technology Management | [5 empty] | Equipment Location
27210 | FHO-SURGE-BLDG | Building Location | FHO-EUS | Production & End User Support | [5 empty] | Process
27211 | FHO-SUSPENDED | Suspended Entity List | FHO | F.J. Horgan Water Treatment Plant | [5 empty] | Obsolete Entity
27212 | FHO-TRW | Treated Water System | FHO WORK AREA 1 | Process | [5 empty] | Process
27213 | FHO-TRW- SURGE | Surge Protection System | FHO-TRW | Treated Water System | [5 empty] | Sub-Process
27252 | FHO-TRW-C-0102-KQ | Surge Air Compressor 2 | FHO-TRW- SURGE | Surge Protection System |  |  |  | C |  | Equipment Location
27254 | FHO-TRW-CLEAR-WELL | Clear-well | FHO-TRW | Treated Water System | [5 empty] | Sub-Process
27333 | FHO-TRW-P-0100-KQ | TRW Pump Unit 1 | FHO-OBSOLETE | Removed From Service |  |  | 33321 | P |  | Equipment Location
27336 | FHO-TRW-P-0101A-KQ | Treated Water Output Sampling | FHO TRW OUTPUT | Treated Water Output Sampling |  |  |  | P |  | Equipment Location
27338 | FHO-TRW-P-0101B-KQ | Treated Water Output Sampling | FHO TRW OUTPUT | Treated Water Output Sampling |  |  |  | P |  | Equipment Location
27340 | FHO-TRW-P-0400-KQ | TRW Pump Unit 4 | FHO-OBSOLETE | Removed From Service |  |  |  | P |  | Equipment Location
27344 | FHO-TRW-P-0500-KQ | TRW Pump Unit 5 | FHO-OBSOLETE | Removed From Service |  |  |  | P |  | Equipment Location
27347 | FHO-TRW-P-0800-KQ | TRW Pump Unit 8 | FHO-OBSOLETE | Removed From Service |  |  |  | P |  | Equipment Location
27350 | FHO-TRW-P-0900-KQ | TRW Pump Unit 9 | FHO TRW PUMPING | Treated Water Pumping |  |  |  | P |  | Equipment Location
27352 | FHO-TRW-P-1000-KQ | TRW Pump Unit 10 | FHO TRW PUMPING | Treated Water Pumping |  |  |  | P |  | Equipment Location
27353 | FHO-TRW-P-1000-KQ | TRW Pump Unit 10 | FHO-OBSOLETE | Removed From Service |  |  |  | P |  | Equipment Location
27355 | FHO-TRW-P-1200-KQ | TRW Pump Unit 12 | FHO TRW PUMPING | Treated Water Pumping |  |  |  | P |  | Equipment Location
27390 | FHO-TRW-T-0001-KQ | Surge Tank 1 | FHO-TRW- SURGE | Surge Protection System |  |  |  | T |  | Equipment Location
27392 | FHO-TRW-T-0002-KQ | Surge Tank 2 | FHO-OBSOLETE | Removed From Service |  |  |  | T |  | Equipment Location
27395 | FHO-TRW-T-0003-KQ | Surge Tank 3 | FHO-OBSOLETE | Removed From Service |  |  |  | T |  | Equipment Location
27723 | FHO-TRW-VP | Vacuum Priming | FHO-TRW | Treated Water System | [5 empty] | Sub-Process
27724 | FHO-WWW | Residue Management / Waste Water System | FHO WORK AREA 1 | Process | [5 empty] | Process
27731 | FHO-WWW-BL-0701-KQ | WW Blower 7 | FHO-WWW | Residue Management / Waste Water System |  |  |  | BL |  | Equipment Location
27732 | FHO-WWW-BL-0801-KQ | WW Blower 8 | FHO-WWW | Residue Management / Waste Water System |  |  |  | BL |  | Equipment Location
27769 | FHO-WWW-P-0101-KQ | WW Pump 1 | FHO-OBSOLETE | Removed From Service |  |  |  | P |  | Equipment Location
27774 | FHO-WWW-P-0301-KQ | WW Pump 3 | FHO-WWW | Residue Management / Waste Water System |  |  |  | P |  | Equipment Location
27778 | FHO-WWW-P-0901-KQ | WW Polymer Pump System | FHO-OBSOLETE | Removed From Service |  |  |  | P |  | Equipment Location
27800 | FHO-WWW-T-0102-KQ | Clarifier 1 | FHO-OBSOLETE | Removed From Service |  |  |  | T |  | Equipment Location
27801 | FHO-WWW-T-0201-KQ | Tank, Waste Water Holding Tank 2 | FHO-OBSOLETE | Removed From Service |  |  |  | T |  | Equipment Location
27899 | FHO-ZMC | Zebra Mussel Control System | FHO-DIS | Disinfection | [5 empty] | Sub-Process
27902 | FHO-ZMC-P-0101-KQ | Zebra Mussel Chlorination Pump 1 | FHO-OBSOLETE | Removed From Service |  |  |  | P |  | Equipment Location
27903 | FHO-ZMC-P-0101-KQ | Zebra Mussel Chlorination Pump 1 | FHO-ZMC | Zebra Mussel Control System |  |  |  | P |  | Equipment Location
27926 | FIS | Island Water Treatment Plant | TW | Toronto Water | [5 empty] | Facility
27928 | FIS EUS SERVER ROOM | Communication Switch | FIS-ADM-BLDG | Building Location | [5 empty] | Equipment Location
27930 | FIS SCADA CLIENTS | FIS SCADA Clients | FIS-SPC1 | Process Control Systems - Administrative | [5 empty] | Process
27934 | FIS-ACC-ADMIN BUILDING | HVAC Admin Buliding | FIS-HVAC | Climate Control | [5 empty] | Equipment Location
27949 | FIS-ACC-CHEMICAL BUILDING | HVAC Chemical Building | FIS-HVAC | Climate Control | [5 empty] | Equipment Location
28068 | COL-PWY-LSLL-0102 | Switch, Level Low-Low | COL-PWY | Wyandot Ave. Sewage Pumping Station (Algonquin Island PS#1) | Switch,Level |  |  | LSLL |  | Instrumentation Equipment
28069 | COL-PWY-LSLL-0103 | Switch, Level Low-Low | COL-PWY | Wyandot Ave. Sewage Pumping Station (Algonquin Island PS#1) | Switch,Level |  |  | LSLL |  | Instrumentation Equipment
28070 | COL-PWY-LSLL-0104 | Switch, Level Low-Low | COL-PWY | Wyandot Ave. Sewage Pumping Station (Algonquin Island PS#1) | Switch,Level |  |  | LSLL |  | Instrumentation Equipment
28072 | COL-PWY-MISC | Miscellaneous Equipment | COL-PWY | Wyandot Ave. Sewage Pumping Station (Algonquin Island PS#1) | [5 empty] | Sub-Process
28084 | COL-RBB-AIT-0206 | Analysis Indicating Transmitter | COL-RBB | Western Beaches Tunnel (Battery Park)-Storm | Transmitter |  |  | AIT |  | Instrumentation Equipment
28085 | COL-RBB-ANL-0122 | Analysis Indicating Transmitter | COL-RBB | Western Beaches Tunnel (Battery Park)-Storm | Transmitter |  |  | ANL |  | Instrumentation Equipment
28086 | COL-RBB-ANL-0122 | Analysis Indicating Transmitter | COL-RBB-MISC | Miscellaneous Equipment | Transmitter |  |  | ANL |  | Instrumentation Equipment
28236 | FIS-ADM BLDG | Building Location | FIS-SPC | Process Control Systems - Services Area | [5 empty] | Process
28237 | FIS-ADM BLDG | Building Location | FIS-SPC2 | Process Control Systems - Equipment | [5 empty] | Process
28238 | FIS-ADM-BLDG | Building Location | FIS-EUS | Production & End User Support | [5 empty] | Process
28239 | FIS-AFTER SO2 | Sampling | FIS-SAMP | Sampling Systems | [5 empty] | Sub-Process
28269 | COL-RBB-CP-0002 | Control Panel, Operator | COL-RBB-MISC | Miscellaneous Equipment | Control Panel |  |  | CP |  | Electrical Equipment
28270 | COL-RBB-CP-0004 | Control Panel, Operator | COL-RBB | Western Beaches Tunnel (Battery Park)-Storm | Control Panel |  |  | CP |  | Electrical Equipment
28271 | COL-RBB-CP-0004 | Control Panel, Operator | COL-RBB-MISC | Miscellaneous Equipment | Control Panel |  |  | CP |  | Electrical Equipment
28272 | COL-RBB-CP-0005 | Control Panel, Operator | COL-RBB | Western Beaches Tunnel (Battery Park)-Storm | Control Panel |  |  | CP |  | Electrical Equipment
28273 | COL-RBB-CP-0005 | Control Panel, Operator | COL-RBB-MISC | Miscellaneous Equipment | Control Panel |  |  | CP |  | Electrical Equipment
28274 | COL-RBB-CP-0006 | Control Panel, Operator | COL-RBB | Western Beaches Tunnel (Battery Park)-Storm | Control Panel |  |  | CP |  | Electrical Equipment
28275 | COL-RBB-CP-0007 | Control Panel, Operator | COL-RBB | Western Beaches Tunnel (Battery Park)-Storm | Control Panel |  |  | CP |  | Electrical Equipment
28276 | COL-RBB-CP-0007 | Control Panel, Operator | COL-RBB-MISC | Miscellaneous Equipment | Control Panel |  |  | CP |  | Electrical Equipment
28277 | COL-RBB-DM-0001 | Damper/Louver, Fan 0001 | COL-RBB-MISC | Miscellaneous Equipment | Damper/Louver |  |  | DM |  | Mechanical Equipment
28278 | COL-RBB-DM-0002 | Damper/Louver, Fan 0002 | COL-RBB | Western Beaches Tunnel (Battery Park)-Storm | Damper/Louver |  |  | DM |  | Mechanical Equipment
28279 | COL-RBB-DM-0003 | Damper/Louver, Fan 0001 | COL-RBB | Western Beaches Tunnel (Battery Park)-Storm | Damper/Louver |  |  | DM |  | Mechanical Equipment
28280 | COL-RBB-DM-0004 | Damper/Louver, Fan 0002 | COL-RBB | Western Beaches Tunnel (Battery Park)-Storm | Damper/Louver |  |  | DM |  | Mechanical Equipment
28281 | COL-RBB-DM-0005 | Damper/Louver, Sample Room | COL-RBB | Western Beaches Tunnel (Battery Park)-Storm | Damper/Louver |  |  | DM |  | Mechanical Equipment
28282 | COL-RBB-DM-0005 | Damper/Louver, Sample Room | COL-RBB-MISC | Miscellaneous Equipment | Damper/Louver |  |  | DM |  | Mechanical Equipment
28283 | COL-RBB-DRV-0101 | Drive, Variable Speed Elec | COL-RBB | Western Beaches Tunnel (Battery Park)-Storm | Drive |  |  | DRV |  | Electrical Equipment
28284 | COL-RBB-DRV-0101 | Drive, Variable Speed Elec | COL-RBB-MISC | Miscellaneous Equipment | Drive |  |  | DRV |  | Electrical Equipment
28286 | COL-RBB-FA-0001S | Fire Alarm System, Valve House | COL-W-OBSOLETE | Col West Obsolete Entities | Building Service,Fire Alarm |  | 42934 | FA |  | Obsolete Entity
28287 | COL-RBB-FEQ-0001S | Fire Prevention, Extinguisher | COL-W-OBSOLETE | Col West Obsolete Entities | Fire Prevention,Extinguisher |  | 42905 | FEQ |  | Obsolete Entity
28288 | COL-RBB-FEQ-0002S | Fire Prevention, Extinguisher | COL-W-OBSOLETE | Col West Obsolete Entities | Fire Prevention,Extinguisher |  | 42906 | FEQ |  | Obsolete Entity
28289 | COL-RBB-FEQ-0003S | Fire Prevention, Extinguisher | COL-RBB | Western Beaches Tunnel (Battery Park)-Storm | Fire Prevention,Extinguisher |  | 42907 | FEQ |  | Obsolete Entity
28290 | COL-RBB-FEQ-0003S | Fire Prevention, Extinguisher | COL-RBB-MISC | Miscellaneous Equipment | Fire Prevention,Extinguisher |  | 42907 | FEQ |  | Obsolete Entity
28291 | COL-RBB-FIT-0001 | Transmitter, Flow | COL-RBB | Western Beaches Tunnel (Battery Park)-Storm | Transmitter |  |  | FIT |  | Instrumentation Equipment
28292 | COL-RBB-FIT-0001 | Transmitter, Flow | COL-RBB-MISC | Miscellaneous Equipment | Transmitter |  |  | FIT |  | Instrumentation Equipment
28293 | COL-RBB-FIT-0002 | Transmitter, Flow | COL-RBB | Western Beaches Tunnel (Battery Park)-Storm | Transmitter |  |  | FIT |  | Instrumentation Equipment
28294 | COL-RBB-FIT-0003 | Flow Indicating Transmittetr, | COL-RBB | Western Beaches Tunnel (Battery Park)-Storm | Transmitter |  |  | FIT |  | Instrumentation Equipment
28295 | COL-RBB-FIT-0204 | Flow Indicating Transmittetr, | COL-RBB-MISC | Miscellaneous Equipment | Transmitter |  |  | FIT |  | Instrumentation Equipment
28296 | COL-RBB-FIT-0212 | Flow Indicating Transmittetr, | COL-RBB-MISC | Miscellaneous Equipment | Transmitter |  |  | FIT |  | Instrumentation Equipment
28297 | COL-RBB-FIT-0221 | Transmitter, Flow | COL-RBB-MISC | Miscellaneous Equipment | Transmitter |  |  | FIT |  | Instrumentation Equipment
28298 | COL-RBB-FN-0001 | Fan, Centrifugal | COL-RBB | Western Beaches Tunnel (Battery Park)-Storm | Fan |  |  | FN |  | Mechanical Equipment
28299 | COL-RBB-FN-0002 | Fan, Exhaust | COL-RBB | Western Beaches Tunnel (Battery Park)-Storm | Fan |  |  | FN |  | Mechanical Equipment
28300 | COL-RBB-FN-0002 | Fan, Exhaust | COL-RBB-MISC | Miscellaneous Equipment | Fan |  |  | FN |  | Mechanical Equipment
28301 | COL-RBB-FN-0003 | Fan, Exhaust | COL-RBB | Western Beaches Tunnel (Battery Park)-Storm | Fan |  |  | FN |  | Mechanical Equipment
28302 | COL-RBB-G-0213 | Sluice Gate, | COL-RBB | Western Beaches Tunnel (Battery Park)-Storm | Valve |  |  | G |  | Mechanical Equipment
28304 | COL-RBB-HTR-0001 | Heater, Unit | COL-RBB | Western Beaches Tunnel (Battery Park)-Storm | Heater |  |  | HTR |  | Mechanical Equipment
28305 | COL-RBB-HTR-0001 | Heater, Unit | COL-RBB-MISC | Miscellaneous Equipment | Heater |  |  | HTR |  | Mechanical Equipment
28306 | COL-RBB-HTR-0002 | Heater, Unit | COL-RBB | Western Beaches Tunnel (Battery Park)-Storm | Heater |  |  | HTR |  | Mechanical Equipment
28307 | COL-RBB-HTR-0002 | Heater, Unit | COL-RBB-MISC | Miscellaneous Equipment | Heater |  |  | HTR |  | Mechanical Equipment
28308 | COL-RBB-HTR-0003 | Heater, Unit | COL-RBB | Western Beaches Tunnel (Battery Park)-Storm | Heater |  |  | HTR |  | Mechanical Equipment
28309 | COL-RBB-HTR-0003 | Heater, Unit | COL-RBB-MISC | Miscellaneous Equipment | Heater |  |  | HTR |  | Mechanical Equipment
28310 | COL-RBB-HTR-0004 | Heater, Baseboard | COL-RBB | Western Beaches Tunnel (Battery Park)-Storm | Heater |  |  | HTR |  | Mechanical Equipment
28311 | COL-RBB-HTR-0004 | Heater, Baseboard | COL-RBB-MISC | Miscellaneous Equipment | Heater |  |  | HTR |  | Mechanical Equipment
28312 | COL-RBB-JRT-0001 | Transmittter, Power Recording | COL-RBB | Western Beaches Tunnel (Battery Park)-Storm | Meter |  |  | JRT |  | Instrumentation Equipment
28314 | COL-RBB-LIT-0202A | Transmitter, Level | COL-RBB | Western Beaches Tunnel (Battery Park)-Storm | Transmitter,Level |  |  | LIT |  | Instrumentation Equipment
28350 | COL-RBB-LIT-0202A | Transmitter, Level | COL-RBB-MISC | Miscellaneous Equipment | Transmitter,Level |  |  | LIT |  | Instrumentation Equipment
28351 | COL-RBB-LIT-0230A | Transmitter, Level | COL-RBB | Western Beaches Tunnel (Battery Park)-Storm | Transmitter,Level |  |  | LIT |  | Instrumentation Equipment
28352 | COL-RBB-LIT-0230B | Transmitter, Level | COL-RBB | Western Beaches Tunnel (Battery Park)-Storm | Transmitter,Level |  |  | LIT |  | Instrumentation Equipment
28353 | COL-RBB-LP-0003 | Control Panel, Power Dist. | COL-RBB-MISC | Miscellaneous Equipment | Control Panel |  |  | LP |  | Electrical Equipment
28354 | COL-RBB-LSH-0200 | Switch, Level-High | COL-RBB | Western Beaches Tunnel (Battery Park)-Storm | Switch,Level |  |  | LSH |  | Instrumentation Equipment
28355 | COL-RBB-LTG-0001 | Control Panel, Electrical | COL-RBB | Western Beaches Tunnel (Battery Park)-Storm | Control Panel |  |  | LTG |  | Electrical Equipment
28359 | COL-RBB-P-0001 | Pump, Submersible | COL-RBB | Western Beaches Tunnel (Battery Park)-Storm | Pump |  |  | P |  | Mechanical Equipment
28360 | COL-RBB-P-0001 | Pump, Submersible | COL-RBB-MISC | Miscellaneous Equipment | Pump |  |  | P |  | Mechanical Equipment
28361 | COL-RBB-P-0102 | Pump, Centrifugal | COL-RBB | Western Beaches Tunnel (Battery Park)-Storm | Pump |  |  | P |  | Mechanical Equipment
28362 | COL-RBB-P-0103 | Pump, Centrifugal | COL-RBB | Western Beaches Tunnel (Battery Park)-Storm | Pump |  |  | P |  | Mechanical Equipment
28363 | COL-RBB-PDP-0001 | Control Panel, Power Dist. | COL-RBB-MISC | Miscellaneous Equipment | Control Panel |  |  | PDP |  | Electrical Equipment
28364 | COL-RBB-PDP-0002 | Control Panel, Power Dist. | COL-RBB-MISC | Miscellaneous Equipment | Control Panel |  |  | PDP |  | Electrical Equipment
28365 | COL-RBB-SC-0002 | Screen, Brush | COL-RBB | Western Beaches Tunnel (Battery Park)-Storm | Screen |  |  | SC |  | Mechanical Equipment
28366 | COL-RBB-SP-0215 | Sampler, Influent Flow | COL-RBB | Western Beaches Tunnel (Battery Park)-Storm | Sampler |  |  | SP |  | Mechanical Equipment
28367 | COL-RBB-SP-0215 | Sampler, Influent Flow | COL-RBB-MISC | Miscellaneous Equipment | Sampler |  |  | SP |  | Mechanical Equipment
28368 | COL-RBB-SP-0217 | Sampler, Forcemain Flow | COL-RBB-MISC | Miscellaneous Equipment | Sampler |  |  | SP |  | Mechanical Equipment
28369 | COL-RBB-SP-0231 | Sampler, U. V. Flow | COL-RBB-MISC | Miscellaneous Equipment | Sampler |  |  | SP |  | Mechanical Equipment
28370 | COL-RBB-SP-0232 | Sampler, Overflow | COL-RBB | Western Beaches Tunnel (Battery Park)-Storm | Sampler |  |  | SP |  | Mechanical Equipment
28371 | COL-RBB-SP-0232 | Sampler, Overflow | COL-RBB-MISC | Miscellaneous Equipment | Sampler |  |  | SP |  | Mechanical Equipment
28372 | COL-RBB-SS-0001 | Door Entry system, Valve Room | COL-RBB | Western Beaches Tunnel (Battery Park)-Storm | Security System |  |  | SS |  | Electrical Equipment
28373 | COL-RBB-SS-0001 | Door Entry system, Valve Room | COL-RBB-MISC | Miscellaneous Equipment | Security System |  |  | SS |  | Electrical Equipment
28374 | COL-RBB-SS-0002 | Door Entry system, Sample Room | COL-RBB | Western Beaches Tunnel (Battery Park)-Storm | Security System |  |  | SS |  | Electrical Equipment
28375 | COL-RBB-SS-0002 | Door Entry system, Sample Room | COL-RBB-MISC | Miscellaneous Equipment | Security System |  |  | SS |  | Electrical Equipment
28376 | COL-RBB-SW-0003 | Switch, Fused | COL-RBB | Western Beaches Tunnel (Battery Park)-Storm | Switch |  |  | SW |  | Electrical Equipment
28377 | COL-RBB-SW-0003 | Switch, Fused | COL-RBB-MISC | Miscellaneous Equipment | Switch |  |  | SW |  | Electrical Equipment
28378 | COL-RBB-SW-0004 | Switch, Lighting Transformer 0002 | COL-RBB | Western Beaches Tunnel (Battery Park)-Storm | Switch |  |  | SW |  | Electrical Equipment
28379 | COL-RBB-SW-0004 | Switch, Lighting Transformer 0002 | COL-RBB-MISC | Miscellaneous Equipment | Switch |  |  | SW |  | Electrical Equipment
28380 | COL-RBB-SWG-0001 | Switchgear, Indoor | COL-RBB | Western Beaches Tunnel (Battery Park)-Storm | Switchgear |  |  | SWG |  | Electrical Equipment
28381 | COL-RBB-SWG-0001 | Switchgear, Indoor | COL-RBB-MISC | Miscellaneous Equipment | Switchgear |  |  | SWG |  | Electrical Equipment
28382 | COL-RBB-T-0001 | Tank, Domestic Hot Water | COL-RBB | Western Beaches Tunnel (Battery Park)-Storm | Tank |  |  | T |  | Mechanical Equipment
28383 | COL-RBB-TR-0001 | Transformer, Power | COL-RBB | Western Beaches Tunnel (Battery Park)-Storm | Transformer |  |  | TR |  | Electrical Equipment
28384 | COL-RBB-TR-0001 | Transformer, Power | COL-RBB-MISC | Miscellaneous Equipment | Transformer |  |  | TR |  | Electrical Equipment
28385 | COL-RBB-TR-0002 | Transformer, Lighting | COL-RBB | Western Beaches Tunnel (Battery Park)-Storm | Transformer |  |  | TR |  | Electrical Equipment
28386 | COL-RBB-TR-0002 | Transformer, Lighting | COL-RBB-MISC | Miscellaneous Equipment | Transformer |  |  | TR |  | Electrical Equipment
28387 | COL-RBB-TR-0003 | Transformer, Lighting Panel 0001 | COL-RBB | Western Beaches Tunnel (Battery Park)-Storm | Transformer |  |  | TR |  | Electrical Equipment
28388 | COL-RBB-TR-0004 | Transformer, Power | COL-RBB-MISC | Miscellaneous Equipment | Transformer |  |  | TR |  | Electrical Equipment
28389 | COL-RBB-UPS-0001 | UPS, Sample Room | COL-RBB | Western Beaches Tunnel (Battery Park)-Storm | Uninterruptible Power Supply |  |  | UPS |  | Electrical Equipment
28441 | COL-RBB-WEL-0100 | Wet well | COL-RBB | Western Beaches Tunnel (Battery Park)-Storm | Well |  |  | WEL |  | Mechanical Equipment
28443 | COL-RBC-CP-0002 | Control Panel, Operator | COL-RBC | Cowan Shaft (WBT)-storm | Control Panel |  |  | CP |  | Electrical Equipment
28444 | COL-RBC-CP-0002 | Control Panel, Operator | COL-RBC-MISC | Miscellaneous Equipment | Control Panel |  |  | CP |  | Electrical Equipment
28446 | COL-RBC-FEQ-0001S | Fire Prevention, Extinguisher | COL-RBC | Cowan Shaft (WBT)-storm | Fire Prevention,Extinguisher |  | 42908 | FEQ |  | Obsolete Entity
28447 | COL-RBC-FEQ-0001S | Fire Prevention, Extinguisher | COL-RBC-MISC | Miscellaneous Equipment | Fire Prevention,Extinguisher |  | 42908 | FEQ |  | Obsolete Entity
28448 | COL-RBC-FIT-0001S | Transmitter, Flow | COL-RBC | Cowan Shaft (WBT)-storm | Transmitter |  | 47584 | FIT |  | Obsolete Entity
28449 | COL-RBC-FIT-0001S | Transmitter, Flow | COL-RBC-MISC | Miscellaneous Equipment | Transmitter |  | 47584 | FIT |  | Obsolete Entity
28451 | COL-RBC-FN-0001 | Fan, Exhaust | COL-RBC | Cowan Shaft (WBT)-storm | Fan |  |  | FN |  | Mechanical Equipment
28452 | COL-RBC-FN-0001 | Fan, Exhaust | COL-RBC-MISC | Miscellaneous Equipment | Fan |  |  | FN |  | Mechanical Equipment
28453 | COL-RBC-G-0001 | Sluice Gate, | COL-RBC-MISC | Miscellaneous Equipment | Valve |  |  | G |  | Mechanical Equipment
28456 | COL-RBC-HTR-0001 | Heater, Baseboard | COL-RBC-MISC | Miscellaneous Equipment | Heater |  |  | HTR |  | Mechanical Equipment
28457 | COL-RBC-JIT-0001 | Meter, Power Indicating Transmitter | COL-RBC | Cowan Shaft (WBT)-storm | Meter |  |  | JIT |  | Instrumentation Equipment
28459 | COL-RBC-LIT-0001S | Level Indicating Transmitter | COL-W-OBSOLETE | Col West Obsolete Entities | Transmitter,Level |  | 47581 | LIT |  | Obsolete Entity
28460 | COL-RBC-LIT-0301S | Transmitter, Level | COL-W-OBSOLETE | Col West Obsolete Entities | Transmitter,Level |  | 47583 | LIT |  | Obsolete Entity
28461 | COL-RBC-LP-0001 | Control Panel, Lighting | COL-RBC-MISC | Miscellaneous Equipment | Control Panel |  |  | LP |  | Electrical Equipment
28462 | COL-RBC-LP-0003 | Control Panel, Power Dist. | COL-RBC | Cowan Shaft (WBT)-storm | Control Panel |  |  | LP |  | Electrical Equipment
28463 | COL-RBC-LP-0003 | Control Panel, Power Dist. | COL-RBC-MISC | Miscellaneous Equipment | Control Panel |  |  | LP |  | Electrical Equipment
28464 | COL-RBC-RPU-0001 | Remote Processing Unit | COL-RBC-MISC | Miscellaneous Equipment | RPU |  |  | RPU |  | Electrical Equipment
28465 | COL-RBC-SC-0001 | Screen, Remembrance Trashrack,Shaft,Interception chamber | COL-RBC | Cowan Shaft (WBT)-storm | Sampler |  |  | SC |  | Mechanical Equipment
28466 | COL-RBC-SC-0003 | Screen, Dufferin Trashrack,Shaft,Interception chamber | COL-RBC-MISC | Miscellaneous Equipment | Sampler |  |  | SC |  | Mechanical Equipment
28468 | COL-RBC-SW-0001 | Switch, Main Power | COL-RBC-MISC | Miscellaneous Equipment | Switch |  |  | SW |  | Electrical Equipment
28469 | COL-RBC-UPS-0001 | UPS | COL-RBC-MISC | Miscellaneous Equipment | Uninterruptible Power Supply |  |  | UPS |  | Electrical Equipment
28471 | COL-RBC-WEL-0100 | Wet well | COL-RBC | Cowan Shaft (WBT)-storm | Well |  |  | WEL |  | Mechanical Equipment
28473 | COL-RBG-CP-0001 | Control Panel, Operator | COL-RBG | Glendale Shaft (WBT)-storm | Control Panel |  |  | CP |  | Electrical Equipment
28475 | COL-RBG-DM-0001 | Damper/Louver, Sample Room | COL-RBG | Glendale Shaft (WBT)-storm | Damper/Louver |  |  | DM |  | Mechanical Equipment
28476 | COL-RBG-DM-0001 | Damper/Louver, Sample Room | COL-RBG-MISC | Miscellaneous Equipment | Damper/Louver |  |  | DM |  | Mechanical Equipment
28477 | COL-RBG-FEQ-0001S | Fire Prevention, Extinguisher | COL-RBG | Glendale Shaft (WBT)-storm | Fire Prevention,Extinguisher |  | 42909 | FEQ |  | Obsolete Entity
28478 | COL-RBG-FIT-0001 | Flow Indicating Transmittetr, | COL-RBG | Glendale Shaft (WBT)-storm | Transmitter |  |  | FIT |  | Instrumentation Equipment
28479 | COL-RBG-FIT-0001 | Flow Indicating Transmittetr, | COL-RBG-MISC | Miscellaneous Equipment | Transmitter |  |  | FIT |  | Instrumentation Equipment
28480 | COL-RBG-FIT-0412 | Transmitter, Flow | COL-RBG | Glendale Shaft (WBT)-storm | Transmitter |  |  | FIT |  | Instrumentation Equipment
28481 | COL-RBG-FN-0001 | Fan, Exhaust | COL-RBG | Glendale Shaft (WBT)-storm | Fan |  |  | FN |  | Mechanical Equipment
28482 | COL-RBG-FN-0001 | Fan, Exhaust | COL-RBG-MISC | Miscellaneous Equipment | Fan |  |  | FN |  | Mechanical Equipment
28494 | FIS-AMMONIA-STORAGE | Building Location | FIS-EUS | Production & End User Support | [5 empty] | Process
28497 | FIS-AUX | Lab, Analyzers | FIS WORK AREA 1 | Process | [5 empty] | Equipment Location
28519 | COL-RBG-G-0001 | Sluice Gate, | COL-RBG | Glendale Shaft (WBT)-storm | Transmitter |  |  | G |  | Mechanical Equipment
28520 | COL-RBG-G-0001 | Sluice Gate, | COL-RBG-MISC | Miscellaneous Equipment | Transmitter |  |  | G |  | Mechanical Equipment
28523 | COL-RBG-HPU-0001 | Drive, Hydraulic system | COL-RBG-MISC | Miscellaneous Equipment | Drive |  |  | HPU |  | Mechanical Equipment
28524 | COL-RBG-HTR-0001 | Heater, Baseboard | COL-RBG-MISC | Miscellaneous Equipment | Heater |  |  | HTR |  | Mechanical Equipment
28525 | COL-RBG-JIT-0001 | Meter, Power Indicating Transmitter | COL-RBG | Glendale Shaft (WBT)-storm | Meter |  |  | JIT |  | Instrumentation Equipment
28527 | COL-RBG-LIT-0401 | Transmitter, Level | COL-RBG | Glendale Shaft (WBT)-storm | Transmitter,Level |  |  | LIT |  | Instrumentation Equipment
28528 | COL-RBG-LIT-0401 | Transmitter, Level | COL-RBG-MISC | Miscellaneous Equipment | Transmitter,Level |  |  | LIT |  | Instrumentation Equipment
28529 | COL-RBG-LP-0001 | Control Panel, Lighting | COL-RBG | Glendale Shaft (WBT)-storm | Control Panel |  |  | LP |  | Electrical Equipment
28530 | COL-RBG-LP-0002 | Control Panel, Power Dist. | COL-RBG-MISC | Miscellaneous Equipment | Control Panel |  |  | LP |  | Electrical Equipment
28531 | COL-RBG-RPU-0001 | Remote Processing Unit | COL-RBG | Glendale Shaft (WBT)-storm | RPU |  |  | RPU |  | Electrical Equipment
28533 | COL-RBG-SP-0413 | Sampler, Influent Flow | COL-RBG | Glendale Shaft (WBT)-storm | Sampler |  |  | SP |  | Mechanical Equipment
28534 | COL-RBG-SP-0414 | Sampler, Overflow | COL-RBG | Glendale Shaft (WBT)-storm | Sampler |  |  | SP |  | Mechanical Equipment
28535 | COL-RBG-SP-0414 | Sampler, Overflow | COL-RBG-MISC | Miscellaneous Equipment | Sampler |  |  | SP |  | Mechanical Equipment
28536 | COL-RBG-SW-0001 | Switch, Main Power | COL-RBG | Glendale Shaft (WBT)-storm | Switch |  |  | SW |  | Electrical Equipment
28537 | COL-RBG-SW-0001 | Switch, Main Power | COL-RBG-MISC | Miscellaneous Equipment | Switch |  |  | SW |  | Electrical Equipment
28538 | COL-RBG-UPS-0001 | UPS | COL-RBG-MISC | Miscellaneous Equipment | Uninterruptible Power Supply |  |  | UPS |  | Electrical Equipment
28539 | COL-RBG-WEL-0100 | Wet well | COL-RBG | Glendale Shaft (WBT)-storm | Well |  |  | WEL |  | Mechanical Equipment
28543 | COL-SHD-MISC | Miscellaneous Equipment | COL-SHD | Hyde Ave Storm Storage Tank | [5 empty] | Sub-Process
28546 | COL-SKW-CB-0001 | Circuit Breaker, Main | COL-SKW | Kew Beach Detention Tank (Kenilworth)-storm | Circuit Breaker |  |  | CB |  | Electrical Equipment
28547 | COL-SKW-CB-0002 | Circuit Breaker, Tank Pump | COL-SKW-MISC | Miscellaneous Equipment | Circuit Breaker |  |  | CB |  | Electrical Equipment
28548 | COL-SKW-CH-0001 | Chamber, Water Chamber | COL-SKW | Kew Beach Detention Tank (Kenilworth)-storm | Chamber |  |  | CH |  | Mechanical Equipment
28549 | COL-SKW-CH-0001 | Chamber, Water Chamber | COL-SKW-MISC | Miscellaneous Equipment | Chamber |  |  | CH |  | Mechanical Equipment
28550 | COL-SKW-CH-0003 | Chamber, Water | COL-SKW | Kew Beach Detention Tank (Kenilworth)-storm | Chamber |  |  | CH |  | Mechanical Equipment
28551 | COL-SKW-CH-0003 | Chamber, Water | COL-SKW-MISC | Miscellaneous Equipment | Chamber |  |  | CH |  | Mechanical Equipment
28552 | COL-SKW-CH-0004 | Manhole, Sanitary Intercepting Server Monitoring | COL-SKW | Kew Beach Detention Tank (Kenilworth)-storm | Chamber |  |  | CH |  | Mechanical Equipment
28553 | COL-SKW-CH-0004 | Manhole, Sanitary Intercepting Server Monitoring | COL-SKW-MISC | Miscellaneous Equipment | Chamber |  |  | CH |  | Mechanical Equipment
28554 | COL-SKW-CH-0005 | Manhole, Tank Discharge to Asbridge Treametn Plant | COL-SKW | Kew Beach Detention Tank (Kenilworth)-storm | Chamber |  |  | CH |  | Mechanical Equipment
28555 | COL-SKW-CP-0001 | Control Panel, Operator | COL-SKW | Kew Beach Detention Tank (Kenilworth)-storm | Control Panel |  |  | CP |  | Electrical Equipment
28556 | COL-SKW-CP-0001 | Control Panel, Operator | COL-SKW-MISC | Miscellaneous Equipment | Control Panel |  |  | CP |  | Electrical Equipment
28557 | COL-SKW-F-0001 | Filter, Air | COL-SKW | Kew Beach Detention Tank (Kenilworth)-storm | Filter |  |  | F |  | Mechanical Equipment
28561 | COL-SKW-FN-0001 | Fan, Exhaust | COL-SKW | Kew Beach Detention Tank (Kenilworth)-storm | Fan |  |  | FN |  | Mechanical Equipment
28562 | COL-SKW-FN-0001 | Fan, Exhaust | COL-SKW-MISC | Miscellaneous Equipment | Fan |  |  | FN |  | Mechanical Equipment
28563 | COL-SKW-FN-0002 | Fan, Exhaust | COL-SKW | Kew Beach Detention Tank (Kenilworth)-storm | Fan |  |  | FN |  | Mechanical Equipment
28564 | COL-SKW-FN-0002 | Fan, Exhaust | COL-SKW-MISC | Miscellaneous Equipment | Fan |  |  | FN |  | Mechanical Equipment
28565 | COL-SKW-FQ-0001 | Meter, Flow | COL-SKW | Kew Beach Detention Tank (Kenilworth)-storm | Meter,Flow |  |  | FQ |  | Instrumentation Equipment
28566 | COL-SKW-FQ-0001 | Meter, Flow | COL-SKW-MISC | Miscellaneous Equipment | Meter,Flow |  |  | FQ |  | Instrumentation Equipment
28568 | COL-SKW-GRF-0001 | Indicator, Ground Fault | COL-SKW | Kew Beach Detention Tank (Kenilworth)-storm |  |  |  | GRF |  | Electrical Equipment
28569 | COL-SKW-HTR-0001 | Heater, Baseboard | COL-SKW | Kew Beach Detention Tank (Kenilworth)-storm | Heater |  |  | HTR |  | Mechanical Equipment
28570 | COL-SKW-HTR-0001 | Heater, Baseboard | COL-SKW-MISC | Miscellaneous Equipment | Heater |  |  | HTR |  | Mechanical Equipment
28573 | FIS-BLD-SBTN | FIS Facility, Substation Yard, Substation Outdoor Enclosure | FIS-ELS | System, Electrical Distribution System | [5 empty] | Division
28575 | FIS-BLD3_SES | Asset Group, Safety, Admin building | FIS_SES | Asset Group, Safety | [5 empty] | Division
28577 | FIS-BW | Backwash System | FIS-FLT | Filtration | [5 empty] | Sub-Process
28622 | FIS-CALS | Instrument Calibrations by Contractor | FIS | Island Water Treatment Plant | [5 empty] | Process
28661 | COL-SKW-HTR-0002 | Heater, Baseboard | COL-SKW | Kew Beach Detention Tank (Kenilworth)-storm | Heater |  |  | HTR |  | Mechanical Equipment
28662 | COL-SKW-HTR-0002 | Heater, Baseboard | COL-SKW-MISC | Miscellaneous Equipment | Heater |  |  | HTR |  | Mechanical Equipment
28663 | COL-SKW-LIT-0001 | Meter, Level | COL-SKW | Kew Beach Detention Tank (Kenilworth)-storm | Transmitter,Level |  |  | LIT |  | Instrumentation Equipment
28664 | COL-SKW-LIT-0001 | Meter, Level | COL-SKW-MISC | Miscellaneous Equipment | Transmitter,Level |  |  | LIT |  | Instrumentation Equipment
28665 | COL-SKW-LSH-0201 | Switch, Level-High | COL-SKW-MISC | Miscellaneous Equipment | Switch,Level |  |  | LSH |  | Instrumentation Equipment
28666 | COL-SKW-LSH-0202 | Switch, Level-High | COL-SKW-MISC | Miscellaneous Equipment | Switch,Level |  |  | LSH |  | Instrumentation Equipment
28667 | COL-SKW-LSL-0101 | Switch, Level-Low | COL-SKW | Kew Beach Detention Tank (Kenilworth)-storm | Switch,Level |  |  | LSL |  | Instrumentation Equipment
28668 | COL-SKW-MCC-0001 | Motor Control Centre | COL-SKW | Kew Beach Detention Tank (Kenilworth)-storm | Control Panel,MCC |  |  | MCC |  | Electrical Equipment
28669 | COL-SKW-MCC-0001 | Motor Control Centre | COL-SKW-MISC | Miscellaneous Equipment | Control Panel,MCC |  |  | MCC |  | Electrical Equipment
28670 | COL-SKW-MISC | Miscellaneous Equipment | COL-SKW | Kew Beach Detention Tank (Kenilworth)-storm | [5 empty] | Sub-Process
28671 | COL-SKW-P-0001 | Pump, Submersible | COL-SKW | Kew Beach Detention Tank (Kenilworth)-storm | Pump |  | 34124 | P |  | Mechanical Equipment
28672 | COL-SKW-P-0001 | Pump, Submersible | COL-SKW-MISC | Miscellaneous Equipment | Pump |  | 34124 | P |  | Mechanical Equipment
28673 | COL-SKW-RPU-0001 | Remote Processing Unit | COL-SKW-MISC | Miscellaneous Equipment | RPU |  |  | RPU |  | Electrical Equipment
28686 | COL-SMC-AIT-0001 | Analysis Indicating Transmitter, Gas | COL-SMC | Maclean Detention Tank-storm | Transmitter |  |  | AIT |  | Instrumentation Equipment
28687 | COL-SMC-ALR-0101 | Control Panel, Operator | COL-SMC-MISC | Miscellaneous Equipment | Control Panel |  |  | ALR |  | Electrical Equipment
28690 | COL-SMC-CH-0001 | Manhole, #2 | COL-SMC-MISC | Miscellaneous Equipment | Chamber |  |  | CH |  | Mechanical Equipment
28691 | COL-SMC-CH-0002 | Manhole, #1 | COL-SMC | Maclean Detention Tank-storm | Chamber |  |  | CH |  | Mechanical Equipment
28692 | COL-SMC-CH-0002 | Manhole, #1 | COL-SMC-MISC | Miscellaneous Equipment | Chamber |  |  | CH |  | Mechanical Equipment
28693 | COL-SMC-CP-0001 | Control Panel, Operator | COL-SMC | Maclean Detention Tank-storm | Control Panel |  |  | CP |  | Electrical Equipment
28694 | COL-SMC-CP-0001 | Control Panel, Operator | COL-SMC-MISC | Miscellaneous Equipment | Control Panel |  |  | CP |  | Electrical Equipment
28695 | COL-SMC-CP-0002 | Control Panel, Operator | COL-SMC | Maclean Detention Tank-storm | Control Panel |  |  | CP |  | Electrical Equipment
28696 | COL-SMC-CP-0002 | Control Panel, Operator | COL-SMC-MISC | Miscellaneous Equipment | Control Panel |  |  | CP |  | Electrical Equipment
28697 | COL-SMC-CP-0003 | Control Panel, Operator | COL-SMC | Maclean Detention Tank-storm | Control Panel |  |  | CP |  | Electrical Equipment
28698 | COL-SMC-CP-0003 | Control Panel, Operator | COL-SMC-MISC | Miscellaneous Equipment | Control Panel |  |  | CP |  | Electrical Equipment
28699 | COL-SMC-CP-0004 | Control Panel, Operator | COL-SMC | Maclean Detention Tank-storm | Control Panel |  |  | CP |  | Electrical Equipment
28700 | COL-SMC-DM-0001 | Damper, Control Room | COL-SMC-MISC | Miscellaneous Equipment | Damper/Louver |  |  | DM |  | Mechanical Equipment
28701 | COL-SMC-F-0001 | Filter, Air | COL-SMC | Maclean Detention Tank-storm | Filter |  |  | F |  | Mechanical Equipment
28702 | COL-SMC-FEQ-0001S | Fire Prevention, Extinguisher | COL-SMC-MISC | Miscellaneous Equipment | Fire Prevention,Extinguisher |  | 46864 | FEQ |  | Obsolete Entity
28703 | COL-SMC-FEQ-0001S | Fire Prevention, Extinguisher | COL-W-OBSOLETE | Col West Obsolete Entities | Fire Prevention,Extinguisher |  | 46864 | FEQ |  | Obsolete Entity
28707 | COL-SMC-FN-0001 | Fan, Axial | COL-SMC-MISC | Miscellaneous Equipment | Fan |  |  | FN |  | Mechanical Equipment
28710 | COL-SMC-GRF-0001 | Indicator, Ground Fault | COL-SMC-MISC | Miscellaneous Equipment |  |  |  | GRF |  | Electrical Equipment
28711 | COL-SMC-HTR-0001 | Heater, Unit | COL-SMC | Maclean Detention Tank-storm | Heater |  |  | HTR |  | Mechanical Equipment
28743 | FIS-CHEMICAL BLDG | Building Location | FIS-SPC | Process Control Systems - Services Area | [5 empty] | Process
28744 | FIS-CHEMICAL BLDG | Building Location | FIS-SPC2 | Process Control Systems - Equipment | [5 empty] | Process
28758 | FIS-CLA | Pre-Chorination System | FIS-DIS | Disinfection | [5 empty] | Sub-Process
28759 | FIS-CLA | Pre-Chorination System | FIS-RW | Raw Water Production | [5 empty] | Sub-Process
28774 | COL-SMC-HTR-0002 | Heater, Unit | COL-SMC | Maclean Detention Tank-storm | Heater |  |  | HTR |  | Mechanical Equipment
28775 | COL-SMC-HTR-0002 | Heater, Unit | COL-SMC-MISC | Miscellaneous Equipment | Heater |  |  | HTR |  | Mechanical Equipment
28776 | COL-SMC-HTR-0003 | Heater, Baseboard | COL-SMC | Maclean Detention Tank-storm | Heater |  |  | HTR |  | Mechanical Equipment
28777 | COL-SMC-LIT-0001 | Transmitter, Level | COL-SMC | Maclean Detention Tank-storm | Transmitter,Level |  |  | LIT |  | Instrumentation Equipment
28779 | COL-SMC-LP-0001 | Control Panel, Lighting | COL-SMC | Maclean Detention Tank-storm | Control Panel |  |  | LP |  | Electrical Equipment
28780 | COL-SMC-LSH-0001 | Switch, Level-High | COL-SMC | Maclean Detention Tank-storm | Switch,Level |  |  | LSH |  | Instrumentation Equipment
28781 | COL-SMC-LSH-0101 | Switch, Level-High | COL-SMC-MISC | Miscellaneous Equipment | Switch,Level |  |  | LSH |  | Instrumentation Equipment
28782 | COL-SMC-LSH-0201 | Switch, Level-High | COL-SMC | Maclean Detention Tank-storm | Switch,Level |  |  | LSH |  | Instrumentation Equipment
28783 | COL-SMC-LSH-0201 | Switch, Level-High | COL-SMC-MISC | Miscellaneous Equipment | Switch,Level |  |  | LSH |  | Instrumentation Equipment
28784 | COL-SMC-LSH-0203 | Switch, Level-High | COL-SMC | Maclean Detention Tank-storm | Switch,Level |  |  | LSH |  | Instrumentation Equipment
28785 | COL-SMC-LSH-0203 | Switch, Level-High | COL-SMC-MISC | Miscellaneous Equipment | Switch,Level |  |  | LSH |  | Instrumentation Equipment
28786 | COL-SMC-LSL-0102 | Switch, Level-Low | COL-SMC | Maclean Detention Tank-storm | Switch,Level |  |  | LSL |  | Instrumentation Equipment
28787 | COL-SMC-LSL-0102 | Switch, Level-Low | COL-SMC-MISC | Miscellaneous Equipment | Switch,Level |  |  | LSL |  | Instrumentation Equipment
28788 | COL-SMC-LSL-0202 | Switch, Level-Low | COL-SMC | Maclean Detention Tank-storm | Switch,Level |  |  | LSL |  | Instrumentation Equipment
28789 | COL-SMC-LSL-0202 | Switch, Level-Low | COL-SMC-MISC | Miscellaneous Equipment | Switch,Level |  |  | LSL |  | Instrumentation Equipment
28790 | COL-SMC-P-0002 | Pump, Submersible | COL-SMC | Maclean Detention Tank-storm | Pump |  | 34129 | P |  | Mechanical Equipment
28791 | COL-SMC-P-0002 | Pump, Submersible | COL-SMC-MISC | Miscellaneous Equipment | Pump |  | 34129 | P |  | Mechanical Equipment
28792 | COL-SMC-P-0200 | Pump, CSO tank | COL-SMC | Maclean Detention Tank-storm | Pump |  |  | P |  | Mechanical Equipment
28793 | COL-SMC-T-0100 | Tank, Stormwater | COL-SMC | Maclean Detention Tank-storm | Tank |  |  | T |  | Mechanical Equipment
28794 | COL-SMC-T-0200 | Tank, CSO | COL-SMC | Maclean Detention Tank-storm | Tank |  |  | T |  | Mechanical Equipment
28805 | COL-SUSPENDED ENTITY | Suspended entities | COL ADMIN | Administration | [5 empty] | Obsolete Entity
28806 | COL-SWQTF | Storm Water Quality Treatment Facility | COL | Complex Systems | [5 empty] | Work Area
28807 | COL-SWQTF-BLOW | Blower | COL-SWQTF | Storm Water Quality Treatment Facility | [5 empty] | Sub Area
28808 | COL-SWQTF-SI | Sewer Interceptors | COL-SWQTF | Storm Water Quality Treatment Facility | [5 empty] | Sub Area
28809 | COL-WEST-BLOW | Blower | COL-WEST | West | [5 empty] | Sub Area
28810 | COL-YCM | Commissioners yard | COL-EAST | East | [5 empty] | Process
29115 | FIS-CLC | Trim Chlorination System | FIS-DIS | Disinfection | [5 empty] | Sub-Process
29118 | FIS-CLEARWELL | Sampling | FIS-SAMP | Sampling Systems | [5 empty] | Sub-Process
29120 | FIS-DCL | De-Chlorination | FIS-DIS | Disinfection | [5 empty] | Sub-Process
29371 | FIS-DECOM | Building Location | FIS-EUS | Production & End User Support | [5 empty] | Process
29372 | FIS-DEW | Dewatering & Drainage | FIS-GRK | FIS Buildings & Grounds | [5 empty] | Sub-Process
29437 | FIS-ELS-CAB-0603 | ELS Cabinet,600 V,Filter Building,Mezzanine,North MCC Cabinet | {FIS-ELS-CAB} | Asset Group,Electrical Distribution Bus Cabinets |  |  |  | CAB |  | Division
29438 | FIS-ELS-CAB-5002 | ELS Cabinet,4.16 kV,Filter Building,Mezzinine Cabinet | {FIS-ELS-CAB} | Asset Group,Electrical Distribution Bus Cabinets |  |  |  | CAB |  | Division
29439 | FIS-ELS-CAB-5601 | ELS Cabinet,4.16 kV,Raw Water Pumping Station Cabinet | {FIS-ELS-CAB} | Asset Group,Electrical Distribution Bus Cabinets |  |  |  | CAB |  | Division
29475 | FIS-ELS-CBL-0100 | Cable,HV,13.8 kV,44T THES Incoming Line HT1,FIS-ELS-LB-0100 | {FIS-ELS-CBL} | Asset Group,ELS Lines,13.8 kV / 4.16 kV |  |  |  | CBL |  | Electrical Equipment
29476 | FIS-ELS-CBL-1511 | Cable,HV,13.8 kV,Outdoor Substation,FIS-ELS-LB-0101,Primary,FIS-ELS-TR-0101 | {FIS-ELS-CBL} | Asset Group,ELS Lines,13.8 kV / 4.16 kV |  |  |  | CBL |  | Electrical Equipment
29477 | FIS-ELS-CBL-5110 | Cable,HV,4.16 kV,Substation Yard,FIS-ELS-TR-0101,Secondary,Workshop Mezzanine,FIS-ELS-SWG-0101 | {FIS-ELS-CBL} | Asset Group,ELS Lines,13.8 kV / 4.16 kV |  |  |  | CBL |  | Electrical Equipment
29478 | FIS-ELS-CBL-5130 | Cable,HV,4.16 kV,Workshop Mezzanine,FIS-ELS-SWG-0103,Feeder,Raw Water Building Upper Level,FIS-ELS-BUS-0300 | {FIS-ELS-CBL} | Asset Group,ELS Lines,13.8 kV / 4.16 kV |  |  |  | CBL |  | Electrical Equipment
29479 | FIS-ELS-CBL-5150 | Cable,HV,4.16 kV,Workshop Mezzanine,FIS-ELS-SWG-0105,Feeder,Filter Building,Mezzanine,FIS-ELS-BUS-0500 | {FIS-ELS-CBL} | Asset Group,ELS Lines,13.8 kV / 4.16 kV |  |  |  | CBL |  | Electrical Equipment
29480 | FIS-ELS-CBL-5170 | Cable,HV,4.16 kV,Workshop Mezzanine,FIS-ELS-SWG-0107,Feeder,Workshop Main Floor,FIS-ELS-TR-1000 | {FIS-ELS-CBL} | Asset Group,ELS Lines,13.8 kV / 4.16 kV |  |  |  | CBL |  | Electrical Equipment
29481 | FIS-ELS-CBL-5190 | Cable,HV,4.16 kV,Workshop Mezzanine,FIS-ELS-SWG-0109,Feeder,Generator Room,FIS-ELS-GEN-2100 | {FIS-ELS-CBL} | Asset Group,ELS Lines,13.8 kV / 4.16 kV |  |  |  | CBL |  | Electrical Equipment
29482 | FIS-ELS-CBL-5220 | Cable,HV,4.16 kV,Substation Yard,FIS-ELS-TR-0201,Secondary,Workshop Mezzanine,FIS-ELS-SWG-0102 | {FIS-ELS-CBL} | Asset Group,ELS Lines,13.8 kV / 4.16 kV |  |  |  | CBL |  | Electrical Equipment
29483 | FIS-ELS-CBL-5280 | Cable,HV,4.16 kV,Workshop Mezzanine,FIS-ELS-SWG-0108,Feeder,Workshop Main Floor,FIS-ELS-TR-2000 | {FIS-ELS-CBL} | Asset Group,ELS Lines,13.8 kV / 4.16 kV |  |  |  | CBL |  | Electrical Equipment
29484 | FIS-ELS-CBL-5331A | Cable,HV,4.16 kV,Raw Water Building Upper Level,FIS-ELS-BUS-0300,Feeder,Raw Water Building Upper Level,FIS-RW-VFD-0301 | {FIS-ELS-CBL} | Asset Group,ELS Lines,13.8 kV / 4.16 kV |  |  |  | CBL |  | Electrical Equipment
29485 | FIS-ELS-CBL-5451 | Cable,HV,4.16 kV,Raw Water Building Upper Level,FIS-ELS-BUS-0400,Feeder,FIS-RW-P-0501 | {FIS-ELS-CBL} | Asset Group,ELS Lines,13.8 kV / 4.16 kV |  |  |  | CBL |  | Electrical Equipment
29486 | FIS-ELS-CBL-5611 | Cable,HV,4.16 kV,Filter Building,Mezzanine,FIS-ELS-BUS-0600,Feeder,FIS-BW-P-0101 | {FIS-ELS-CBL} | Asset Group,ELS Lines,13.8 kV / 4.16 kV |  |  |  | CBL |  | Electrical Equipment
29570 | FIS-ELS-FA-0101 | Fire Prevention, Safety,Outdoor Substation | FIS_FEQ | Asset Group, Fire Prevention, Safety, Evacuation and Suppression |  |  |  | FA |  | Division
29571 | FIS-ELS-FA-0300 | Fire Prevention, Safety,Raw Water Pumping Station,Upper Level,East | FIS_FEQ | Asset Group, Fire Prevention, Safety, Evacuation and Suppression |  |  |  | FA |  | Division
29572 | FIS-ELS-FA-0400 | Fire Prevention, Safety,Raw Water Pumping Station,Upper Level,West | FIS_FEQ | Asset Group, Fire Prevention, Safety, Evacuation and Suppression |  |  |  | FA |  | Division
29884 | COM-INORG-P | Pipettes - Inorganic | BOM-LAB-COM-INORG | Laboratory - Inorganic | [5 empty] | Equipment Location
29892 | CU2002 | Tank, Air, Air Padding System for Chlorine Tank Cars | TAB-DIS-ALP-0100 | Air Padding System for Chlorine Tank Cars | Tank,Reservoir |  |  |  |  | Mechanical Equipment
29893 | CU2002 | Tank, Air, Air Padding System for Chlorine Tank Cars | TAB-SUSPENDED ENTITY | Suspended entities | Tank,Reservoir |  |  |  |  | Mechanical Equipment
29928 | DEE-INORG-P | Pipettes - Inorganic | BOM-LAB-COM | Laboratory - Commissioners St. | [5 empty] | Equipment Location
29929 | DEE-INORG-P | Pipettes - Inorganic | BOM-LAB-DEE-INORG | Laboratory - Inorganic | [5 empty] | Equipment Location
29958 | DIS-DECOM | Building Location | DIS-EUS | Production & End User Support | [5 empty] | Process
29959 | DIS-YME | Building Location | DIS-EUS | Production & End User Support | [5 empty] | Process
29960 | DIS-YNL | Building Location | DIS-EUS | Production & End User Support | [5 empty] | Process
29996 | DOS | DIVISIONAL OPERATIONS SERVICES | OS | Operational Support | [5 empty] | Facility
29997 | DOS-AGL | DOS ALTERNATE GL | OS | Operational Support | [5 empty] | Facility
30149 | FIS-ELS-TLX-0001 | Hydro Meter Location | FIS-ELS-PS-0001 | Primary Power System |  |  |  | TLX |  | Equipment Location
30181 | DP-TW HIERARCHY | Toronto Water - Standard | [7 empty] | Division
30243 | DU6501 | Digester 19-22 Air Equipment | TAB-AI | Local Compressed Air Equipment | [5 empty] | Equipment Location
30320 | ECC | Etobicoke Civic Centre | BUS | Business Unit Support | [5 empty] | Facility
30321 | ECC-DECOM | Building Location | ECC-EUS | Production & End User Support | [5 empty] | Process
30332 | ELQ1854 | Electrical Services 110 - 220V, Dewatering | THC-DEW | Dewatering Process | Building Service,Electrical 110 - 220 V |  | 32290 |  |  | Electrical Equipment
30334 | ENT UPDATE CALENDAR | Toronto Water - ENTITY UPDATE CALENDAR | B | Cluster B | [5 empty] | Division
30397 | FAC-PHA | YARD - 125 PHARMACY ROAD | FAC | DOS - FACILITIES | [5 empty] | Process
30398 | FAC-PHA-GRD | GROUNDS | FAC-PHA | YARD - 125 PHARMACY ROAD | [5 empty] | Sub-Process
30401 | FAC-YCM-GRD | GROUNDS | FAC-YCM | YARD - 545 COMMISSIONERS ROAD | [5 empty] | Sub-Process
30417 | FCL | R L Clark Water Treatment Plant | TW | Toronto Water | [5 empty] | Facility
30418 | FCL EUS SERVER ROOM | Communication Switch | FCL-ADM-BLDG | Building Location | [5 empty] | Equipment Location
30419 | FCL PLC | FCL PLC | FCL-SPC1 | Process Control Systems - Administrative | [5 empty] | Process
30420 | FCL SCADA CLIENTS | FCL SCADA Clients | FCL-SPC1 | Process Control Systems - Administrative | [5 empty] | Process
30421 | FCL SCADA SERVERS | FCL SCADA Servers | FCL-SPC1 | Process Control Systems - Administrative | [5 empty] | Process
30422 | FCL SCADA SUPPORT | FCL SCADA Support | FCL-SPC1 | Process Control Systems - Administrative | [5 empty] | Process
30423 | FCL SERVER ROOM | Communication Switch | FCL-ADM BLDG | Building Location | [5 empty] | Equipment Location
30424 | FCL-ACC-ADMIN | Administration Building HVAC Equipment | FCL-ACC | Climate Control (HVAC) | [5 empty] | Equipment Location
30466 | FCL-ACC-AHU-0901-SUS | Air Handling Unit, Centrifuge Building, HVAC Room South | FCL-ACC-RMF | Residue Management HVAC Equipment |  |  | 42186 | AHU |  | Mechanical Equipment
30467 | FCL-ACC-AHU-0901-SUS | Air Handling Unit, Centrifuge Building, HVAC Room South | FCL-SUSPENDED | Suspended entity |  |  | 42186 | AHU |  | Mechanical Equipment
30468 | FCL-ACC-AHU-0902-SUS | Air Handling Unit, RMF Clarification Facility, Electrical Room | FCL-ACC-RMF | Residue Management HVAC Equipment |  |  | 42187 | AHU |  | Mechanical Equipment
30472 | FCL-ACC-AHU-0904-SUS | Air Handling Unit, RMF Clarification Facility, Exit Corridor North | FCL-SUSPENDED | Suspended entity |  |  | 42189 | AHU |  | Mechanical Equipment
30475 | FCL-ACC-AHU-0906-SUS | Air Handling Unit, RMF Clarification Facility, HVAC Room 2, Ground Floor | FCL-SUSPENDED | Suspended entity |  |  | 42191 | AHU |  | Mechanical Equipment
30478 | FCL-ACC-AHU-0907-SUS | Air Handling Unit, RMF Clarification Facility, HVAC Room 2, Ground Floor | FCL-SUSPENDED | Suspended entity |  |  | 42192 | AHU |  | Mechanical Equipment
30479 | FCL-ACC-AM | Amonia Room HVAC Equipment | FCL-ACC | Climate Control (HVAC) | [5 empty] | Equipment Location
30484 | FCL-ACC-AT-0202A | Analyzer, Humidity, Flocculation/Sedimentation Building, Tunnel Dehumidification System | FCL-ACC-P-HL | High Lift Pumping Station HVAC Equipment |  |  |  | AT |  | Electrical Equipment
30485 | FCL-ACC-AT-0301 | Analyzer, Humidity, AHU-0303, Admin Building | FCL-ACC-AHU-0303 | Air Handling Unit, Roof Top, Admin Building Top of N/E Stairwell |  |  |  | AT |  | Electrical Equipment
30486 | FCL-ACC-AT-0405 | Analyzer, Humidity, High Lift Electrical Shop | FCL-ACC-FN-0451 | Fan, Exhaust, High Lift Building, Basement B1, Electrical Shop, East Wall |  |  |  | AT |  | Electrical Equipment
30487 | FCL-ACC-AT-0408A | Analyzer, Humidity, Humidifier HU-0401 Intake, High Lift Heating & Ventilation Room | FCL-ACC-AHU-0401 | Air Handling Unit, High Lift PS Control Room,Electrical Shop,Basement Office Air Supply,Control Room |  |  |  | AT |  | Electrical Equipment
30488 | FCL-ACC-AT-0501A | Analyzer, Humidity, Dehumidifier D-0501, Filter Pipe Gallery East | FCL-ACC-D-0501 | Dehumidifier, Filter Building East Dehumidication System, Filter Pipe Gallery East |  |  |  | AT |  | Electrical Equipment
30491 | FCL-ACC-AT-0801A | Analyzer, Humidity, Dehumidifier D-0801 Surge Building South | FCL-ACC-D-0801 | Dehumidifier, Surge Building N/W |  |  |  | AT |  | Electrical Equipment
30493 | FCL-ACC-CP-0101 | Control Panel, HVAC and Heating System, Low Lift Screen Room & MCC Room Ventilation | FCL-ACC-P-LL | Low Lift Pumping Station HVAC Equipment |  |  |  | CP |  | Electrical Equipment
30495 | FCL-ACC-CP-0401A | Control Panel, HVAC and Heating System, High Lift Pumping Station | FCL-ACC-P-HL | High Lift Pumping Station HVAC Equipment |  |  |  | CP |  | Electrical Equipment
30499 | FCL-ACC-CT-0301 | Controller, AHU-0301, Admin Building | FCL-ACC-AHU-0301 | Air Handling Unit, Roof Top Unit, Admin Building Roof West |  |  |  | CT |  | Electrical Equipment
30500 | FCL-ACC-CT-0302 | Controller, AHU-0302, Admin Building | FCL-ACC-AHU-0302 | Air Handling Unit, Roof Top Unit, Admin Building Roof West |  |  |  | CT |  | Electrical Equipment
30501 | FCL-ACC-CT-0303 | Controller, AHU-0303, Admin Building | FCL-ACC-AHU-0302 | Air Handling Unit, Roof Top Unit, Admin Building Roof West |  |  |  | CT |  | Electrical Equipment
30502 | FCL-ACC-CT-0311 | Controller, Fan Coil Heater Unit HTR-0311, Admin Building, First Floor, Vestibule 130 | FCL-ACC-HTR-0311 | Heater, Baseboard, 208V, 2kW, Admin Building, First Floor, Lunch Room 113, East Wall South |  |  |  | CT |  | Electrical Equipment
30503 | FCL-ACC-CT-0312 | Controller, Baseboard Heaters, Admin Building, First Floor | FCL-ACC-ADMIN | Administration Building HVAC Equipment |  |  |  | CT |  | Electrical Equipment
30504 | FCL-ACC-CT-0313 | Controller, Baseboard Heaters, Admin Building, First Floor | FCL-ACC-ADMIN | Administration Building HVAC Equipment |  |  |  | CT |  | Electrical Equipment
30505 | FCL-ACC-CT-0314 | Controller, Baseboard Heaters, Admin Building, First Floor | FCL-ACC-ADMIN | Administration Building HVAC Equipment |  |  |  | CT |  | Electrical Equipment
30506 | FCL-ACC-CT-0321 | Controller, Baseboard Heaters, Admin Building, Second Floor | FCL-ACC-ADMIN | Administration Building HVAC Equipment |  |  |  | CT |  | Electrical Equipment
30507 | FCL-ACC-CT-0323 | Controller, Baseboard Heaters, Admin Building, Second Floor | FCL-ACC-ADMIN | Administration Building HVAC Equipment |  |  |  | CT |  | Electrical Equipment
30508 | FCL-ACC-CT-0324 | Controller, Baseboard Heaters, Admin Building, Second Floor | FCL-ACC-ADMIN | Administration Building HVAC Equipment |  |  |  | CT |  | Electrical Equipment
30509 | FCL-ACC-CT-0903 | Controller, AHU-0903, RMF Clarification Building | FCL-ACC-AHU-0903-SUS | Air Handling Unit, Centrifuge Building, HVAC Room North |  |  |  | CT |  | Electrical Equipment
30510 | FCL-ACC-CT-0904 | Controller, AHU-0904, RMF Clarification Building | FCL-ACC-AHU-0904-SUS | Air Handling Unit, RMF Clarification Facility, Exit Corridor North |  |  |  | CT |  | Electrical Equipment
30511 | FCL-ACC-CU-0901 | Condenser, RMF Clarification Facility, HVAC Room North | FCL-ACC-RMF | Residue Management HVAC Equipment |  |  |  | CU |  | Electrical Equipment
30520 | FCL-ACC-DM-0102B | Damper, Motorized, AHU-0102 Reactivation Air Inlet, Low Lift PS, Electrical Room S | FCL-ACC-AHU-0102 | Air Handling Unit, Low Lift MCC Room Ventilation System, Low Lift MCC Room |  |  |  | DM |  | Mechanical Equipment
30523 | FCL-ACC-DM-0202 | Damper, Motorized, Air to Lunch Room/Locker Room/Lobby, Dry Chemical Building | FCL-ACC-P-LL | Low Lift Pumping Station HVAC Equipment |  |  |  | DM |  | Electrical Equipment
30527 | FCL-ACC-DM-0404B | Damper, Motorized, AHU-0401 Reactivated Air Intake, High Lift Heating & Ventilation Room | FCL-ACC-AHU-0401 | Air Handling Unit, High Lift PS Control Room,Electrical Shop,Basement Office Air Supply,Control Room |  |  |  | DM |  | Mechanical Equipment
30529 | FCL-ACC-DM-0502 | Damper, Motorized, East Dehumidification D-0501 Reactivation Air Intake, Filter Building, Gallery Walkway | FCL-ACC-D-0501 | Dehumidifier, Filter Building East Dehumidication System, Filter Pipe Gallery East |  |  |  | DM |  | Mechanical Equipment
30531 | FCL-ACC-DM-0901B | Damper, Motorized, Reactivation Air, AHU-0903, RMF Centrifuge Building | FCL-ACC-AHU-0903-SUS | Air Handling Unit, Centrifuge Building, HVAC Room North |  |  |  | DM |  | Mechanical Equipment
30532 | FCL-ACC-DM-0902B | Damper, Motorized, Supply Air, AHU-0903, RMF Centrifuge Building | FCL-ACC-AHU-0903-SUS | Air Handling Unit, Centrifuge Building, HVAC Room North |  |  |  | DM |  | Mechanical Equipment
30533 | FCL-ACC-DM-0905 | Damper, Motorized, Reactivation Air, AHU-0901, RMF Centrifuge Building | FCL-ACC-AHU-0901-SUS | Air Handling Unit, Centrifuge Building, HVAC Room South |  |  |  | DM |  | Mechanical Equipment
30534 | FCL-ACC-DM-0906 | Damper, Motorized, Condenser Cooling Air Exhaust, AHU-0901, RMF Centrifuge Building | FCL-ACC-AHU-0901-SUS | Air Handling Unit, Centrifuge Building, HVAC Room South |  |  |  | DM |  | Mechanical Equipment
30535 | FCL-ACC-DM-0907 | Damper, Motorized, Fresh Air, AHU-0905, RMF Clarification Building | FCL-ACC-AHU-0905-SUS | Air Handling Unit, RMF Clarification Facility, HVAC Room 1, Ground Floor |  |  |  | DM |  | Mechanical Equipment
30536 | FCL-ACC-DM-0908 | Damper, Motorized, Reactivation Air, AHU-0904, RMF Clarification Building | FCL-ACC-AHU-0904-SUS | Air Handling Unit, RMF Clarification Facility, Exit Corridor North |  |  |  | DM |  | Mechanical Equipment
30537 | FCL-ACC-DM-0910 | Damper, Motorized, Fresh Air, AHU-0907, RMF Clarification Building | FCL-ACC-AHU-0907-SUS | Air Handling Unit, RMF Clarification Facility, HVAC Room 2, Ground Floor |  |  |  | DM |  | Mechanical Equipment
30538 | FCL-ACC-F-0102 | Filter, Inlet, AHU-0102, Low Lift PS Electrical Room S | FCL-ACC-AHU-0101 | Air Handling Unit, Low Lift Screen Room Ventilation System, Low lift Screen Room |  |  |  | F |  | Mechanical Equipment
30539 | FCL-ACC-F-0201 | Filter, Dehumidifier D-0201 Air Inlet, Low Lift Pump Room Basement | FCL-ACC-D-0201 | Dehumidifier, Low Lift PS Dehumidification System, Dry Chemical Building Storage |  |  |  | F |  | Mechanical Equipment
30540 | FCL-ACC-F-0202 | Filter, Dehumidifier D-0201 Reactive Air Inlet, Low Lift Pump Room Basement | FCL-ACC-D-0201 | Dehumidifier, Low Lift PS Dehumidification System, Dry Chemical Building Storage |  |  |  | F |  | Mechanical Equipment
30541 | FCL-ACC-F-0203 | Filter, Fan FN-0201 Air Inlet, Dry Chemical Building | FCL-ACC-FN-0201 | Fan, Vane, Axial, Lunch Room/Locker Room/Washroom/Lobby Ventilation System, Dry Chemical Building |  |  |  | F |  | Mechanical Equipment
30542 | FCL-ACC-F-0205 | Filter, Reactivation Air to Flocc./Sedim. Tunnel Dehumidification System, Dry Chemical BuildingBsmnt. W | FCL-ACC-P-LL | Low Lift Pumping Station HVAC Equipment |  |  |  | F |  | Mechanical Equipment
30543 | FCL-ACC-F-0207 | Filter, Dry Chemical Building Ventilation, FN-0208, Alum Storage Tanks, Basement | FCL-ACC-FN-0208 | Fan, Vane, Axial, Dry Chemical Building Ventilation System, Dry Chemical Storage Area East |  |  |  | F |  | Mechanical Equipment
30544 | FCL-ACC-F-0402 | Filter, FN-0402 Inlet, S/E Recirculation System, High Lift Pump Room S/E | FCL-ACC-FN-0402 | Fan, Tube, Axial, S/E Recirculation System, High Lift PS Room S/E, HVAC Room |  |  |  | F |  | Mechanical Equipment
30545 | FCL-ACC-F-0405 | Filter, FN-0405 Inlet, High Lift Pumping Station Ventilation, High Lift Electrical Shop | FCL-ACC-FN-0405 | Fan, Supply Air, High Lift Electrical Shop, Inside Duct Work |  |  |  | F |  | Mechanical Equipment
30546 | FCL-ACC-F-0407 | Filter, AHU-0401 Air Intake, High Lift Heating & Ventilation Room | FCL-ACC-AHU-0401 | Air Handling Unit, High Lift PS Control Room,Electrical Shop,Basement Office Air Supply,Control Room |  |  |  | F |  | Mechanical Equipment
30547 | FCL-ACC-F-0601 | Filter, Air, West Dehumidification D-0601, Filter Building, Pipe Gallery Walkway South | FCL-ACC-D-0601 | Dehumidifier, Filter Building West Dehumidication System, Filter Pipe Gallery West |  |  |  | F |  | Mechanical Equipment
30548 | FCL-ACC-F-0602 | Filter, Reactivation Air, West Dehumidification D-0601, Filter Building, Pipe Gallery Walkway South | FCL-ACC-D-0601 | Dehumidifier, Filter Building West Dehumidication System, Filter Pipe Gallery West |  |  |  | F |  | Mechanical Equipment
30549 | FCL-ACC-F-0701 | Filter, Fan F-0701 Air Intake, Gaseous Chemical Building, Cl&SO2 Machine Room/Storage Room Ventilation | FCL-ACC-FN-0701 | Fan, Vane, Axial, Supply, Cl&SO2 Machine Room/Storage Room Ventilation System, Gaseous Chemical Bldg |  |  |  | F |  | Mechanical Equipment
30550 | FCL-ACC-F-0702 | Filter, Fan F-0702 Air Intake, Gaseous Chemical Building, Caustic Soda/Fluoride Room Ventilation | FCL-ACC-FN-0702 | Fan, Supply, Caustic Soda & Fluoride Room Ventilation, Gaseous Chemical Building |  |  |  | F |  | Mechanical Equipment
30551 | FCL-ACC-F-0801 | Filter, Air, Surge Building Dehumidification System D-0801, Surge Building N/W | FCL-ACC-D-0801 | Dehumidifier, Surge Building N/W |  |  |  | F |  | Mechanical Equipment
30552 | FCL-ACC-F-0902A | Filter, Intake Air, RMF Clarification Building, Dehumidification System D-0602, RMF Building Hallway | FCL-ACC-D-0602 | Dehumidifier, Residue Management Facility Clarification Facility/North side ,east tunnel wall |  |  |  | F |  | Mechanical Equipment
30553 | FCL-ACC-F-0904A | Filter, Intake Air, RMF Clarification Building, Dehumidification System D-0604, RMF Building Hallway | FCL-ACC-D-0604 | Dehumidifier, Residue Management Facility Clarification Facility/North |  |  |  | F |  | Mechanical Equipment
30554 | FCL-ACC-F-0904B | Filter, Reactive. Air, RMF Clarification Building, Dehumidification System D-0604, RMF Building Hallway | FCL-ACC-D-0604 | Dehumidifier, Residue Management Facility Clarification Facility/North |  |  |  | F |  | Mechanical Equipment
30555 | FCL-ACC-F-0905A | Filter, Intake Air, RMF Clarification Building, Dehumidification System D-0605, RMF Building Hallway | FCL-ACC-D-0605 | Dehumidifier, Residue Management Facility Clarification Facility/South |  |  |  | F |  | Mechanical Equipment
30556 | FCL-ACC-FA-0023 | Smoke Detector, Fire Alarm, Filter Building Lab | FCL-ACC-FLT | Filter Building HVAC Equipment |  |  |  | FA |  | Electrical Equipment
30561 | FCL-ACC-FA-0301 | Smoke Detector, Fire Alarm, Air Handling Unit AHU-0303, Admin Building | FCL-ACC-AHU-0303 | Air Handling Unit, Roof Top, Admin Building Top of N/E Stairwell |  |  |  | FA |  | Mechanical Equipment
30568 | FCL-ACC-FA-0421 | Smoke Detector, Fire Alarm, E House Ceiling North | FCL-ACC | Climate Control (HVAC) |  |  |  | FA |  | Electrical Equipment
30569 | FCL-ACC-FA-0422 | Smoke Detector, Fire Alarm, E House Ceiling South | FCL-ACC | Climate Control (HVAC) |  |  |  | FA |  | Electrical Equipment
30571 | FCL-ACC-FA-0601 | Smoke Detector, Fire Alarm, Filter Building East Dehumidification, Pipe Gallery Central | FCL-ACC-FLT | Filter Building HVAC Equipment |  |  |  | FA |  | Electrical Equipment
30574 | FCL-ACC-FL | Flouride Room, HVAC Equipment | FCL-ACC | Climate Control (HVAC) | [5 empty] | Equipment Location
30575 | FCL-ACC-FN-0012 | Fan (FN-8), Exhaust,workshop and MCC room , Gaseous Chemical Building, Roof | FCL-ACC-CL | Gaseous Chemical Building HVAC Equipment |  |  |  | FN |  | Mechanical Equipment
30576 | FCL-ACC-FN-0013 | Fan(FN-7) Exhaust, Corridor/Washrooms/Lab, Gaseous Chemical Building, Roof | FCL-ACC-CL | Gaseous Chemical Building HVAC Equipment |  |  |  | FN |  | Mechanical Equipment
30577 | FCL-ACC-FN-0014 | Fan (FN-29) Exhaust,Washroom & locker rooms, Gaseous Chemical Building, Roof | FCL-ACC-CL | Gaseous Chemical Building HVAC Equipment |  |  |  | FN |  | Mechanical Equipment
30579 | FCL-ACC-FN-0020 | Fan, Exhaust, 0.75 HP, Filter Building, Lab, Admin Bulidng roof, Acces roof from 2nd floor lunchroom door | FCL-ACC-FLT | Filter Building HVAC Equipment |  |  |  | FN |  | Mechanical Equipment
30580 | FCL-ACC-FN-0021 | Fan, Exhaust, 0.75 HP, Filter Building, Lab, Admin Bulidng roof, Acces roof from 2nd floor lunchroom door | FCL-ACC-FLT | Filter Building HVAC Equipment |  |  |  | FN |  | Mechanical Equipment
30589 | FCL-ACC-FN-0109 | Fan, Vane Axial, Low Lift Building, Pump Room Floor , South/East door (on the wall above door) | FCL-ACC-P-LL | Low Lift Pumping Station HVAC Equipment |  |  |  | FN |  | Mechanical Equipment
30590 | FCL-ACC-FN-0115 | Fan, Propeller, Exhaust, Low Lift Building, Electric Room W (FN-17B), MCC Room | FCL-ACC-P-LL | Low Lift Pumping Station HVAC Equipment |  |  |  | FN |  | Mechanical Equipment
30604 | FCL-ACC-FN-0303 | Fan, Roof, Sanitary, Admin Building Second Floor, Female Washroom | FCL-ACC-ADMIN | Administration Building HVAC Equipment |  |  |  | FN |  | Mechanical Equipment
30612 | FCL-ACC-FN-0408 | Fan, Propeller, Exhaust, High Lift Switchgear Room North/West | FCL-ACC-P-HL | High Lift Pumping Station HVAC Equipment |  |  |  | FN |  | Mechanical Equipment
30616 | FCL-ACC-FN-0414 | Fan, Wall Propeller, High Lift Electrical Shop | FCL-ACC-P-HL | High Lift Pumping Station HVAC Equipment |  |  |  | FN |  | Mechanical Equipment
30617 | FCL-ACC-FN-0415 | Fan, Wall Propeller, High Lift Electrical Shop | FCL-ACC-P-HL | High Lift Pumping Station HVAC Equipment |  |  |  | FN |  | Mechanical Equipment
30634 | FCL-ACC-FN-0606 | Exhaust Fan, Residue Management Facility Clarification Facility Electrical Distribution Room | FCL-ACC-RMF | Residue Management HVAC Equipment |  |  |  | FN |  | Mechanical Equipment
30649 | FCL-ACC-FN-0902 | Fan, Exhaust, (FN-0002), 1.5kW. RMF, Clarification Facility, HVAC Room 1 | FCL-ACC-RMF | Residue Management HVAC Equipment |  |  |  | FN |  | Mechanical Equipment
30650 | FCL-ACC-FN-0904 | Fan, Exhaust, (FN-0003), 1.5kW. RMF, Centrifuge Building, HVAC Room | FCL-ACC-RMF | Residue Management HVAC Equipment |  |  |  | FN |  | Mechanical Equipment
30651 | FCL-ACC-FN-408,9,10 | Switchgear Rm. Vent. Sys. (FN-0408,09,10) FN-51, HU-3A,B | FCL-ACC | Climate Control (HVAC) |  |  |  | FN |  | Equipment Location
30652 | FCL-ACC-FN-704,5 | Chlor.&Sulph. Dio.Mah. Rm.Stor.Vent.Sys.FN-0704(FN-4) & FN-0705(FN-5) | FCL-ACC | Climate Control (HVAC) |  |  |  | FN |  | Equipment Location
30653 | FCL-ACC-FN-704,5 | Chlor.&Sulph. Dio.Mah. Rm.Stor.Vent.Sys.FN-0704(FN-4) & FN-0705(FN-5) | FCL-ACC-CL | Gaseous Chemical Building HVAC Equipment |  |  |  | FN |  | Equipment Location
30654 | FCL-ACC-FN-AM | Alum Storge & Tank RM. VENT. Sys. | FCL-ACC | Climate Control (HVAC) | [5 empty] | Equipment Location
30655 | FCL-ACC-FN-LL | LL Screen Rm Exh. Sys -FN-0102(15-2), -0103(15-3), 0104(15-4) | FCL-ACC | Climate Control (HVAC) | [5 empty] | Equipment Location
30663 | FCL-ACC-FS-0408 | Switch, Loss of Air Flow, Supply Air to Back of Control Room, High Lift Heating and Ventilation Room | FCL-ACC-AHU-0401 | Air Handling Unit, High Lift PS Control Room,Electrical Shop,Basement Office Air Supply,Control Room |  |  |  | FS |  | Electrical Equipment
30665 | FCL-ACC-FS-0411 | Switch, Loss of Air Flow, High Lift Switchgear Room Ventilation, High Lift PS Corridor | FCL-ACC-FN-0406 | Fan, Exhaust, High Lift PS Roof S/W |  |  |  | FS |  | Electrical Equipment
30673 | FCL-ACC-HE-0106 | Heat Exchanger, Pump Room West Recirculation System, Low Lift Pump Room W | FCL-ACC-P-LL | Low Lift Pumping Station HVAC Equipment |  |  |  | HE |  | Mechanical Equipment
30674 | FCL-ACC-HE-0203 | Heat Exchanger, Cooling Coil, AHU-0203, Dry Chemical Building | FCL-ACC-AHU-0203 | Air Handling Unit(Heat Pump- HU 4), Lunch/Locker/Meeting Room Heat Pump System, Dry Chemical Building Locker Room, low lift area |  |  |  | HE |  | Mechanical Equipment
30675 | FCL-ACC-HE-0301 | Heat Exchanger, Gas, AHU-0303, Admin Building | FCL-ACC-AHU-0303 | Air Handling Unit, Roof Top, Admin Building Top of N/E Stairwell |  |  |  | HE |  | Mechanical Equipment
30681 | FCL-ACC-HE-0407 | Heat Exchanger, Cooling Coil, FN-0409 Exhaust, High Lift Switchgear Room Ventilation, Elec.Equipment Rm | FCL-ACC-FN-0409 | Destiny Air Handling Unit- High Lift Corridor S/W |  |  |  | HE |  | Mechanical Equipment
30682 | FCL-ACC-HE-0408 | Heat Exchanger, Cooling Coil, FN-0410 Exhaust, High Lift Switchgear Room Ventilation, Elec.Equipment Rm | FCL-ACC-FN-0410 | Destiny Air Handling unit- High Lift Corridor S/E |  |  |  | HE |  | Mechanical Equipment
30683 | FCL-ACC-HE-0501 | Heat Exchanger, Cooling Coil, D-0501 ,Filter Building, East Dehumidification System | FCL-ACC-D-0501 | Dehumidifier, Filter Building East Dehumidication System, Filter Pipe Gallery East |  |  |  | HE |  | Mechanical Equipment
30684 | FCL-ACC-HTR-0003 | Heater, Unit, Electric, 15kW, Gaseous Chemical Building, Cl & SO2 Storage Room N | FCL-ACC-CL | Gaseous Chemical Building HVAC Equipment |  |  |  | HTR |  | Electrical Equipment
30685 | FCL-ACC-HTR-0004 | Heater, Unit, Electric, 15kW, Gaseous Chemical Building, Cl & SO2 Storage Room N | FCL-ACC-CL | Gaseous Chemical Building HVAC Equipment |  |  |  | HTR |  | Electrical Equipment
30686 | FCL-ACC-HTR-0005 | Heater, Unit, Electric, 15kW, Gaseous Chemical Building, Cl & SO2 Storage Room N/E | FCL-ACC-CL | Gaseous Chemical Building HVAC Equipment |  |  |  | HTR |  | Electrical Equipment
30687 | FCL-ACC-HTR-0010 | Heater, Unit, Electric, 15kW, Gaseous Chemical Building, Cl & SO2 Machine Room S | FCL-ACC-CL | Gaseous Chemical Building HVAC Equipment |  |  |  | HTR |  | Electrical Equipment
30688 | FCL-ACC-HTR-0012 | Heater, Unit, Electric, (UH-15K), 15kW, Gaseous Chemical Building, Cl & So2 Machine Room North | FCL-ACC-CL | Gaseous Chemical Building HVAC Equipment |  |  |  | HTR |  | Electrical Equipment
30689 | FCL-ACC-HTR-0013 | Heater, Unit, Electric, 3kW, Gaseous Chemical Building, Cl2&SO2 Storage Room W | FCL-ACC-CL | Gaseous Chemical Building HVAC Equipment |  |  |  | HTR |  | Electrical Equipment
30690 | FCL-ACC-HTR-0018 | Heater, Unit, Electric, 3kW, Gaseous Chemical Building, Cl2&SO2 Storage Room S/W | FCL-ACC-CL | Gaseous Chemical Building HVAC Equipment |  |  |  | HTR |  | Electrical Equipment
30691 | FCL-ACC-HTR-0031B | Heater, Convection, Electric, 2kW, Gaseous Chemical Building, Corridor to MCC Room S | FCL-ACC-CL | Gaseous Chemical Building HVAC Equipment |  |  |  | HTR |  | Electrical Equipment
30692 | FCL-ACC-HTR-0032 | Heater, Convection, Electric, 2kW, Gaseous Chemical Building, MCC Room N/E | FCL-ACC-CL | Gaseous Chemical Building HVAC Equipment |  |  |  | HTR |  | Electrical Equipment
30693 | FCL-ACC-HTR-0035 | Heater, Convection, Electric, 2kW, Gaseous Chemical Building, West Stairs First Floor | FCL-ACC-CL | Gaseous Chemical Building HVAC Equipment |  |  |  | HTR |  | Electrical Equipment
30694 | FCL-ACC-HTR-0036A | Heater, Convection, Electric, 2kW, Gaseous Chemical Building, Entrance to Storage Area W | FCL-ACC-CL | Gaseous Chemical Building HVAC Equipment |  |  |  | HTR |  | Electrical Equipment
30695 | FCL-ACC-HTR-0036B | Heater, Convection, Electric, 2kW, Gaseous Chemical Building, Entrance to Storage Area W | FCL-ACC-CL | Gaseous Chemical Building HVAC Equipment |  |  |  | HTR |  | Electrical Equipment
30696 | FCL-ACC-HTR-0038B | Heater, Convection, Electric, 3kW, Gaseous Chemical Building, Ammonia Storage Room N | FCL-ACC-CL | Gaseous Chemical Building HVAC Equipment |  |  |  | HTR |  | Electrical Equipment
30697 | FCL-ACC-HTR-0040 | Heater, Unit, Electrical, 5kW, Gaseous Chemical Building, Ammonia Storage Room E | FCL-ACC-CL | Gaseous Chemical Building HVAC Equipment |  |  |  | HTR |  | Electrical Equipment
30698 | FCL-ACC-HTR-0043 | Heater, Convection, Electric, 2kW, Gaseous Chemical Building, Locker Room Second Floor W | FCL-ACC-CL | Gaseous Chemical Building HVAC Equipment |  |  |  | HTR |  | Electrical Equipment
30699 | FCL-ACC-HTR-0044 | Heater, Convection, Electric, 2kW, Gaseous Chemical Building, Washroom Second Floor E | FCL-ACC-CL | Gaseous Chemical Building HVAC Equipment |  |  |  | HTR |  | Electrical Equipment
30700 | FCL-ACC-HTR-0045 | Heater, Convection, Electric, 2kW, Gaseous Chemical Building, Lab S | FCL-ACC-CL | Gaseous Chemical Building HVAC Equipment |  |  |  | HTR |  | Electrical Equipment
30701 | FCL-ACC-HTR-0048 | Heater, Convection, Electric, 3kW, Gaseous Chemical Building | FCL-ACC-CL | Gaseous Chemical Building HVAC Equipment |  |  |  | HTR |  | Electrical Equipment
30702 | FCL-ACC-HTR-0051 | Heater, Convection, Electric, 6kW,Gaseous Chemical Building, NH3 Maintenance Room, West | FCL-ACC-CL | Gaseous Chemical Building HVAC Equipment |  |  |  | HTR |  | Electrical Equipment
30703 | FCL-ACC-HTR-0052 | Heater, Convection, Electric, 6kW,Gaseous Chemical Building, NH3 Maintenance Room, East | FCL-ACC-CL | Gaseous Chemical Building HVAC Equipment |  |  |  | HTR |  | Electrical Equipment
30704 | FCL-ACC-HTR-0053 | Heater, Convection, Electric, Gaseous Chemical Building, Lunch Room | FCL-ACC-CL | Gaseous Chemical Building HVAC Equipment |  |  |  | HTR |  | Electrical Equipment
30711 | FCL-ACC-HTR-0108 | Heater, (CH-13) Convention, Electric, 1kW, Low Lift Building, Pump Room Stairwell S/W | FCL-ACC-P-LL | Low Lift Pumping Station HVAC Equipment |  |  |  | HTR |  | Electrical Equipment
30712 | FCL-ACC-HTR-0110 | Heater, (CH-11) Convention, Electric, 750W, Low Lift Building, Pump Room West Wall | FCL-ACC-P-LL | Low Lift Pumping Station HVAC Equipment |  |  |  | HTR |  | Electrical Equipment
30713 | FCL-ACC-HTR-0111 | Heater, (CH-11) Convention, Electric, 750W, Low Lift Building, Pump Room West Wall | FCL-ACC-P-LL | Low Lift Pumping Station HVAC Equipment |  |  |  | HTR |  | Electrical Equipment
30714 | FCL-ACC-HTR-0115 | Heater, (CH-11) Convention, Electric, 750W, Low Lift Building, Pump Room West Wall | FCL-ACC-P-LL | Low Lift Pumping Station HVAC Equipment |  |  |  | HTR |  | Electrical Equipment
30715 | FCL-ACC-HTR-0116 | Heater, (CH-11) Convention, Electric, 750W, Low Lift Building, Pump Room West Wall | FCL-ACC-P-LL | Low Lift Pumping Station HVAC Equipment |  |  |  | HTR |  | Electrical Equipment
30716 | FCL-ACC-HTR-0117 | Heater, (CH-11) Convention, Electric, 750W, Low Lift Building, Pump Room West Wall | FCL-ACC-P-LL | Low Lift Pumping Station HVAC Equipment |  |  |  | HTR |  | Electrical Equipment
30717 | FCL-ACC-HTR-0119 | Heater, (CH-16) Convention, Electric, 3kW, Low Lift Building, Pump Room Stairwell E | FCL-ACC-P-LL | Low Lift Pumping Station HVAC Equipment |  |  |  | HTR |  | Electrical Equipment
30719 | FCL-ACC-HTR-0121 | Heater, (CH-16) Convection, Electric, 500W, Chemical Building, Electric Room S/E | FCL-ACC-CL | Gaseous Chemical Building HVAC Equipment |  |  |  | HTR |  | Electrical Equipment
30730 | FCL-ACC-HTR-0214 | Heater, (CH-11) Convention, Electric, 750W, Dry Chemical Building Lobby, South | FCL-ACC-P-LL | Low Lift Pumping Station HVAC Equipment |  |  |  | HTR |  | Electrical Equipment
30748 | FCL-ACC-HTR-0239 | Heater, (UH-2R)), Unit, Electric, Dry Chemical Building Loading Area | FCL-ACC-P-LL | Low Lift Pumping Station HVAC Equipment |  |  |  | HTR |  | Electrical Equipment
30753 | FCL-ACC-HTR-0252 | Heater, Convection, Electric, (CH-2E), 1kW, Dry Chemical Building Stairwell E | FCL-ACC-P-LL | Low Lift Pumping Station HVAC Equipment |  |  |  | HTR |  | Electrical Equipment
30754 | FCL-ACC-HTR-0256 | Heater, Baseboard, Electric, (BH-1A), 500W, Dry Chemical Building Locker Room | FCL-ACC-P-LL | Low Lift Pumping Station HVAC Equipment |  |  |  | HTR |  | Electrical Equipment
30755 | FCL-ACC-HTR-0261 | Heater Radiant, Electric (RD-1A), 2kW, Flocculation/Sedimentation Tank No.3 Lower Gallery | FCL-ACC-P-HL | High Lift Pumping Station HVAC Equipment |  |  |  | HTR |  | Electrical Equipment
30756 | FCL-ACC-HTR-0262 | Heater Radiant, Electric (RD-1B), 2kW, Flocculation/Sedimentation Tank No.3 Lower Gallery | FCL-ACC-P-HL | High Lift Pumping Station HVAC Equipment |  |  |  | HTR |  | Electrical Equipment
30757 | FCL-ACC-HTR-0264 | Heater Radiant, Electric (RD-1D), 2kW, Flocculation/Sedimentation Tank Lower Gallery | FCL-ACC-P-HL | High Lift Pumping Station HVAC Equipment |  |  |  | HTR |  | Electrical Equipment
30758 | FCL-ACC-HTR-0265 | Heater Radiant, Electric (RD-2A), 2kW, Dry Chemical Building | FCL-ACC-P-LL | Low Lift Pumping Station HVAC Equipment |  |  |  | HTR |  | Electrical Equipment
30759 | FCL-ACC-HTR-0302 | Heater, Re-Heat Unit, 208V, High Lift/Admin Building Vestibule 123, First Floor Ceiling | FCL-ACC-ADMIN | Administration Building HVAC Equipment |  |  |  | HTR |  | Electrical Equipment
30760 | FCL-ACC-HTR-0303 | Heater, Baseboard, 208V, 1.25kW, High Lift/Admin Building, First Floor, Women's Washroom | FCL-ACC-ADMIN | Administration Building HVAC Equipment |  |  |  | HTR |  | Electrical Equipment
30761 | FCL-ACC-HTR-0306 | Heater, Baseboard, 208V, 750W, Admin Building, First Floor, Mens Wash Room 120 West Wall | FCL-ACC-ADMIN | Administration Building HVAC Equipment |  |  |  | HTR |  | Electrical Equipment
30762 | FCL-ACC-HTR-0307 | Heater, Re-Heat Unit, 208V, Admin Building, First Floor, Corridor 103, Ceiling South | FCL-ACC-ADMIN | Administration Building HVAC Equipment |  |  |  | HTR |  | Electrical Equipment
30763 | FCL-ACC-HTR-0309 | Heater, Re-Heat Unit, 208V, 3PH, Admin Building, First Floor, Corridor 103, Ceiling North | FCL-ACC-ADMIN | Administration Building HVAC Equipment |  |  |  | HTR |  | Electrical Equipment
30764 | FCL-ACC-HTR-0310 | Heater, Re-Heat Unit, 208V, Admin Building, First Floor, Corridor 103, Ceiling North | FCL-ACC-ADMIN | Administration Building HVAC Equipment |  |  |  | HTR |  | Electrical Equipment
30765 | FCL-ACC-HTR-0311 | Heater, Baseboard, 208V, 2kW, Admin Building, First Floor, Lunch Room 113, East Wall South | FCL-ACC-ADMIN | Administration Building HVAC Equipment |  |  |  | HTR |  | Electrical Equipment
30766 | FCL-ACC-HTR-0314 | Heater, Baseboard, 208V, 1.5kW, Admin Building, First Floor, PCS Lab 119, West Wall | FCL-ACC-ADMIN | Administration Building HVAC Equipment |  |  |  | HTR |  | Electrical Equipment
30767 | FCL-ACC-HTR-0317 | Heater, Baseboard, 208V, 1.5kW, Admin Building, First Floor, Library 118, West Wall Centre | FCL-ACC-ADMIN | Administration Building HVAC Equipment |  |  |  | HTR |  | Electrical Equipment
30768 | FCL-ACC-HTR-0318 | Heater, Re-Heat Unit, 208V, 3PH, Admin Building, First Floor, Library 118, Ceiling | FCL-ACC-ADMIN | Administration Building HVAC Equipment |  |  |  | HTR |  | Electrical Equipment
30769 | FCL-ACC-HTR-0319 | Heater, Baseboard, 208V, 1.5kW, Admin Building, First Floor, Library 118, West Wall North | FCL-ACC-ADMIN | Administration Building HVAC Equipment |  |  |  | HTR |  | Electrical Equipment
30770 | FCL-ACC-HTR-0320 | Heater, Baseboard, 208V, 1.5kW, Admin Building, First Floor, Library 118, North Wall | FCL-ACC-ADMIN | Administration Building HVAC Equipment |  |  |  | HTR |  | Electrical Equipment
30771 | FCL-ACC-HTR-0322 | Heater, Re-Heat Unit, 208V, 3PH, Admin Building, First Floor, Vestibule 100, Ceiling | FCL-ACC-ADMIN | Administration Building HVAC Equipment |  |  |  | HTR |  | Electrical Equipment
30772 | FCL-ACC-HTR-0324 | Heater, Re-Heat Unit, 208V, 3PH, Admin Building, First Floor, Meeting Room 104, Ceiling West | FCL-ACC-ADMIN | Administration Building HVAC Equipment |  |  |  | HTR |  | Electrical Equipment
30773 | FCL-ACC-HTR-0326 | Heater, Baseboard, 208V, 1.25kW, Admin Building, First Floor. Meeting Room 104, North Wall West | FCL-ACC-ADMIN | Administration Building HVAC Equipment |  |  |  | HTR |  | Electrical Equipment
30774 | FCL-ACC-HTR-0330 | Heater, Re-Heat Unit, 208V, 3PH, Admin Building, First Floor, Training Room 105, Ceiling West | FCL-ACC-ADMIN | Administration Building HVAC Equipment |  |  |  | HTR |  | Electrical Equipment
30775 | FCL-ACC-HTR-0332 | Heater, Baseboard, 208V, 1.25kW, Admin Building, First Floor Training Room N/W | FCL-ACC-ADMIN | Administration Building HVAC Equipment |  |  |  | HTR |  | Electrical Equipment
30776 | FCL-ACC-HTR-0335 | Heater, Force Flow, 208V, Admin Building Northeast Stairs 135 First Floor East Wall | FCL-ACC-ADMIN | Administration Building HVAC Equipment |  |  |  | HTR |  | Electrical Equipment
30777 | FCL-ACC-HTR-0336 | Heater, Force Flow, 208V, Admin Building Northeast Stairs 221 Second Floor East Wall | FCL-ACC-ADMIN | Administration Building HVAC Equipment |  |  |  | HTR |  | Electrical Equipment
30778 | FCL-ACC-HTR-0337 | Heater, Force Flow, 208V, Admin Building Northeast Stairs 221 Above Second Floor East Wall | FCL-ACC-ADMIN | Administration Building HVAC Equipment |  |  |  | HTR |  | Electrical Equipment
30779 | FCL-ACC-HTR-0353 | Heater, Baseboard, 208V, 1.25kW, Admin Building, Second Floor, Office 208, East Wall South | FCL-ACC-ADMIN | Administration Building HVAC Equipment |  |  |  | HTR |  | Electrical Equipment
30780 | FCL-ACC-HTR-0356 | Heater, Baseboard, 208V, 1.25kW, Admin Building, Second Floor, Office 208, East Wall North | FCL-ACC-ADMIN | Administration Building HVAC Equipment |  |  |  | HTR |  | Electrical Equipment
30781 | FCL-ACC-HTR-0358 | Heater, Baseboard, 208V, 1kW, Admin Building, Second Floor, Storage 207, East Wall | FCL-ACC-ADMIN | Administration Building HVAC Equipment |  |  |  | HTR |  | Electrical Equipment
30782 | FCL-ACC-HTR-0359 | Heater, Baseboard, 208V, 1kW, Admin Building, Second Floor, Boardroom 202, West Wall South | FCL-ACC-ADMIN | Administration Building HVAC Equipment |  |  |  | HTR |  | Electrical Equipment
30783 | FCL-ACC-HTR-0361 | Heater, Baseboard, 208V, 2kW, Admin Building, Second Floor, Boardroom 202, North Wall | FCL-ACC-ADMIN | Administration Building HVAC Equipment |  |  |  | HTR |  | Electrical Equipment
30784 | FCL-ACC-HTR-0362 | Heater, Re-Heat Unit, 208V, Admin Building, Second Floor, Office 203, Ceiling South | FCL-ACC-ADMIN | Administration Building HVAC Equipment |  |  |  | HTR |  | Electrical Equipment
30785 | FCL-ACC-HTR-0364 | Heater, Baseboard, 208V, 2kW, Admin Building, Second Floor, Office 203, North Wall | FCL-ACC-ADMIN | Administration Building HVAC Equipment |  |  |  | HTR |  | Electrical Equipment
30786 | FCL-ACC-HTR-0366 | Heater, Re-Heat Unit, 208V, 3PH, Admin Building, Second Floor, Office 204, Ceiling Centre | FCL-ACC-ADMIN | Administration Building HVAC Equipment |  |  |  | HTR |  | Electrical Equipment
30787 | FCL-ACC-HTR-0367 | Heater, Baseboard, 208V, 2kW, Admin Building, Second Floor, Office 204, North Wall | FCL-ACC-ADMIN | Administration Building HVAC Equipment |  |  |  | HTR |  | Electrical Equipment
30788 | FCL-ACC-HTR-0371 | Heater, Baseboard, 208V, 2kW, Admin Building, Second Floor, Library 206, North Wall | FCL-ACC-ADMIN | Administration Building HVAC Equipment |  |  |  | HTR |  | Electrical Equipment
30804 | FCL-ACC-HTR-0422 | Heater, (BH-3) Baseboard, Electric, 1.5kW, High Lift Building, Corridor to Gaseous Chemicals | FCL-ACC-P-HL | High Lift Pumping Station HVAC Equipment |  |  |  | HTR |  | Electrical Equipment
30805 | FCL-ACC-HTR-0424 | Heater, (BH-3) Baseboard, Electric, 1.5kW, High Lift Building, Corridor to Gaseous Chemicals | FCL-ACC-P-HL | High Lift Pumping Station HVAC Equipment |  |  |  | HTR |  | Electrical Equipment
30806 | FCL-ACC-HTR-0425 | Heater, (BH-3) Baseboard, Electric, 1.5kW, High Lift Building, Corridor to Gaseous Chemicals | FCL-ACC-P-HL | High Lift Pumping Station HVAC Equipment |  |  |  | HTR |  | Electrical Equipment
30807 | FCL-ACC-HTR-0430 | Heater, (CH-14) Convection, Electric, 1.5kW, High Lift Basement B2, Compressor Room, South | FCL-ACC-P-HL | High Lift Pumping Station HVAC Equipment |  |  |  | HTR |  | Electrical Equipment
30808 | FCL-ACC-HTR-0431 | Heater, (CH-14) Convection, Electric, 1.5kW, High Lift Basement B2, Compressor Room, North | FCL-ACC-P-HL | High Lift Pumping Station HVAC Equipment |  |  |  | HTR |  | Electrical Equipment
30809 | FCL-ACC-HTR-0432 | Heater, Unit, High Lift PS, Basement B1, Electrical Workshop, North | FCL-ACC-P-HL | High Lift Pumping Station HVAC Equipment |  |  |  | HTR |  | Electrical Equipment
30834 | FCL-ACC-HTR-0507D | Heater, Cabinet Convention, Electric, 4.5 kW, East Filter Room, Filter F-1201 East Wall | FCL-ACC-FLT | Filter Building HVAC Equipment |  |  |  | HTR |  | Electrical Equipment
30975 | FCL-ACC-HTR-0751 | Heater, Snow Melting, Gaseous Chemical Building, Service Area Second Floor | FCL-ACC-CL | Gaseous Chemical Building HVAC Equipment |  |  |  | HTR |  | Electrical Equipment
30976 | FCL-ACC-HTR-0753 | Heater, Snow Melting, Gaseous Chemical Building, Service Area Second Floor | FCL-ACC-CL | Gaseous Chemical Building HVAC Equipment |  |  |  | HTR |  | Electrical Equipment
30977 | FCL-ACC-HTR-0758 | Heater, Snow Melting, Gaseous Chemical Building, Service Area Second Floor | FCL-ACC-CL | Gaseous Chemical Building HVAC Equipment |  |  |  | HTR |  | Electrical Equipment
30978 | FCL-ACC-HTR-0759 | Heater, Snow Melting, Gaseous Chemical Building, Service Area Second Floor | FCL-ACC-CL | Gaseous Chemical Building HVAC Equipment |  |  |  | HTR |  | Electrical Equipment
30979 | FCL-ACC-HTR-0760 | Heater, Snow Melting, Gaseous Chemical Building, Service Area Second Floor | FCL-ACC-CL | Gaseous Chemical Building HVAC Equipment |  |  |  | HTR |  | Electrical Equipment
30992 | FCL-ACC-HTR-0772 | Heater, Snow Melting, Gaseous Chemical Building, Service Area Second Floor | FCL-ACC-CL | Gaseous Chemical Building HVAC Equipment |  |  |  | HTR |  | Electrical Equipment
30993 | FCL-ACC-HTR-0773 | Heater, Snow Melting, Gaseous Chemical Building, Stairs to Second Floor | FCL-ACC-CL | Gaseous Chemical Building HVAC Equipment |  |  |  | HTR |  | Electrical Equipment
30994 | FCL-ACC-HTR-0780 | Heater, Snow Melting, Gaseous Chemical Building, Service Area First Floor | FCL-ACC-CL | Gaseous Chemical Building HVAC Equipment |  |  |  | HTR |  | Electrical Equipment
30995 | FCL-ACC-HTR-0781 | Heater, Snow Melting, Gaseous Chemical Building, Service Area First Floor | FCL-ACC-CL | Gaseous Chemical Building HVAC Equipment |  |  |  | HTR |  | Electrical Equipment
30996 | FCL-ACC-HTR-0782 | Heater, Snow Melting, Gaseous Chemical Building, Service Area First Floor | FCL-ACC-CL | Gaseous Chemical Building HVAC Equipment |  |  |  | HTR |  | Electrical Equipment
30997 | FCL-ACC-HTR-0783 | Heater, Snow Melting, Gaseous Chemical Building, Service Area First Floor | FCL-ACC-CL | Gaseous Chemical Building HVAC Equipment |  |  |  | HTR |  | Electrical Equipment
30998 | FCL-ACC-HTR-0784 | Heater, Snow Melting, Gaseous Chemical Building, Outside area of Balcony | FCL-ACC-CL | Gaseous Chemical Building HVAC Equipment |  |  |  | HTR |  | Electrical Equipment
30999 | FCL-ACC-HTR-0786 | Heater, Snow Melting, Gaseous Chemical Building, Main Stair Well | FCL-ACC-CL | Gaseous Chemical Building HVAC Equipment |  |  |  | HTR |  | Electrical Equipment
31000 | FCL-ACC-HTR-0788 | Heater, Snow Melting, Gaseous Chemical Building, North Entrance | FCL-ACC-CL | Gaseous Chemical Building HVAC Equipment |  |  |  | HTR |  | Electrical Equipment
31001 | FCL-ACC-HTR-0789 | Heater, Snow Melting, Gaseous Chemical Building, North Entrance | FCL-ACC-CL | Gaseous Chemical Building HVAC Equipment |  |  |  | HTR |  | Electrical Equipment
31002 | FCL-ACC-HTR-0790 | Heater, Snow Melting, Gaseous Chemical Building, North Entrance | FCL-ACC-CL | Gaseous Chemical Building HVAC Equipment |  |  |  | HTR |  | Electrical Equipment
31003 | FCL-ACC-HTR-0802 | Heater, Unit, Surge Building, East | FCL-ACC-P-HL | High Lift Pumping Station HVAC Equipment |  |  |  | HTR |  | Electrical Equipment
31004 | FCL-ACC-HTR-0903 | Heater. Gas Fired (HTR-0003), Cake Loading Room, RMF Centrifuge Building South/East | FCL-ACC-RMF | Residue Management HVAC Equipment |  |  |  | HTR |  | Electrical Equipment
31005 | FCL-ACC-HTR-0905 | Heater, Unit, (HTR-0005), 600V, 8kW, 3PH, RMF Clarification Facility, Exit Corridor Central | FCL-ACC-RMF | Residue Management HVAC Equipment |  |  |  | HTR |  | Electrical Equipment
31006 | FCL-ACC-HTR-0906 | Heater, Unit, (HTR-0006),600V,10kW, RMF Clarification Facility, Operating Floor, Clarifier 1 Stairway | FCL-ACC-RMF | Residue Management HVAC Equipment |  |  |  | HTR |  | Electrical Equipment
31007 | FCL-ACC-HTR-0909 | Heater, RMF, Clarification Facility, Stairway No1 South of HVAC Room 1 | FCL-ACC-RMF | Residue Management HVAC Equipment |  |  |  | HTR |  | Electrical Equipment
31008 | FCL-ACC-HTR-0910 | Heater, RMF, Clarification Facility, Stairwells 2, South of HVAC Room 2 | FCL-ACC-RMF | Residue Management HVAC Equipment |  |  |  | HTR |  | Electrical Equipment
31009 | FCL-ACC-HTR-0912 | Heater, RMF, Clarification Facility, Ground Floor, HVAC Room 2 | FCL-ACC-RMF | Residue Management HVAC Equipment |  |  |  | HTR |  | Electrical Equipment
31010 | FCL-ACC-HTR-530-536 | North Filter Gallery Heaters System HTR-0530: HTR-0536 | FCL-ACC-FLT | Filter Building HVAC Equipment |  |  |  | HTR |  | Equipment Location
31011 | FCL-ACC-HTR-603-614 | West Perimeter Heating HTR-0603A,B&C: HTR-0614A&B | FCL-ACC-FLT | Filter Building HVAC Equipment |  |  |  | HTR |  | Equipment Location
31012 | FCL-ACC-HTR-621-630 | South Filter Gallery Heaters HTR-0621A&B: HTR-0630A&B | FCL-ACC | Climate Control (HVAC) |  |  |  | HTR |  | Equipment Location
31013 | FCL-ACC-HTR-636-643 | South Filter Pipe Gallery Heaters HTR-0636 : HTR-0643 | FCL-ACC-FLT | Filter Building HVAC Equipment |  |  |  | HTR |  | Equipment Location
31014 | FCL-ACC-HTR-FNG | North Filter Gallery Heaters HTR-0521A&B: HTR-0529 | [7 empty] | Equipment Location
31015 | FCL-ACC-HU-0301 | Humidifier, Admin Building, Utility Room 216 Second Floor | FCL-ACC-ADMIN | Administration Building HVAC Equipment |  |  |  | HU |  | Electrical Equipment
31016 | FCL-ACC-OIT-0101 | OIT, Low Lift BAS RPU-0101 Panel, Low Lift Pump Room S/E | FCL-ACC-RPU-0101 | RPU Panel, Low Lift BAS, Low Lift Pump Room S/E |  |  |  | OIT |  | Electrical Equipment
31017 | FCL-ACC-OIT-0201 | OIT, Flocculation/Sedimentation BAS RPU-0201 Panel, Dry Chemical Building Storage Area, Lobby | FCL-ACC-RPU-0201 | RPU Panel, Flocculation/Sedimentation BAS, Dry Chemical Building Storage Area, Lobby |  |  |  | OIT |  | Electrical Equipment
31018 | FCL-ACC-OIT-0401 | OIT, High Lift Building BAS RPU-0401 Panel, High Lift Heating & Ventilation Room | FCL-ACC-RPU-0401 | RPU Panel, High Lift Building BAS, High Lift Heating & Ventilation Room |  |  |  | OIT |  | Electrical Equipment
31019 | FCL-ACC-OIT-0501 | OIT, Filter Building BAS RPU-0501 Panel, Filter Building, Piping Gallery East | FCL-ACC-RPU-0501 | RPU Panel, Filter Building BAS, Filter Building Piping Gallery East |  |  |  | OIT |  | Electrical Equipment
31020 | FCL-ACC-OIT-0801 | OIT, Surge Building BAS RPU-0801 Panel, Surge Building North | FCL-ACC-RPU-0801 | RPU, Surge Building BAS, Surge Building North |  |  |  | OIT |  | Electrical Equipment
31021 | FCL-ACC-OZ-0901 | Odor Remediation Unit, Centrifuge Building, Second Floor, HVAC Room | FCL-ACC-RMF | Residue Management HVAC Equipment |  |  |  | OZ |  | Electrical Equipment
31024 | FCL-ACC-P-0401,2 | Pump Stn.-Chilled Water Sys. CU-1, PCW-1, PCW-2 | FCL-ACC | Climate Control (HVAC) |  |  |  | P |  | Equipment Location
31027 | FCL-ACC-P-HL | High Lift Pumping Station HVAC Equipment | FCL-ACC | Climate Control (HVAC) | [5 empty] | Equipment Location
31028 | FCL-ACC-P-LL | Low Lift Pumping Station HVAC Equipment | FCL-ACC | Climate Control (HVAC) | [5 empty] | Equipment Location
31036 | FCL-ACC-PDIT-0301 | Transmitter, Pressure, Differential, AHU-0303 Inlet, Filter F-0301, Admin Building | FCL-ACC-AHU-0303 | Air Handling Unit, Roof Top, Admin Building Top of N/E Stairwell |  |  |  | PDIT |  | Electrical Equipment
31046 | FCL-ACC-RMF | Residue Management HVAC Equipment | FCL-ACC | Climate Control (HVAC) | [5 empty] | Equipment Location
31056 | FCL-ACC-TIT-0902 | Transmitter, Temperature, RMF Centrifuge Building, Ground Floor, Polymer Room | FCL-ACC-RMF | Residue Management HVAC Equipment |  |  |  | TIT |  | Electrical Equipment
31057 | FCL-ACC-TIT-0904 | Transmitter, Temperature, RMF Clarification Facility, Stairs 2 | FCL-ACC-RMF | Residue Management HVAC Equipment |  |  |  | TIT |  | Electrical Equipment
31058 | FCL-ACC-TIT-0905 | Transmitter, Temperature, RMF Clarification Facility, Operating Floor Exit Corridor North | FCL-ACC-RMF | Residue Management HVAC Equipment |  |  |  | TIT |  | Electrical Equipment
31059 | FCL-ACC-TIT-0906 | Transmitter, Temperature, RMF Clarification Facility, Thickeners Hallway | FCL-ACC-RMF | Residue Management HVAC Equipment |  |  |  | TIT |  | Electrical Equipment
31060 | FCL-ACC-TIT-0907 | Transmitter, Temperature, RMF Clarification Facility, Exit Corridor Central | FCL-ACC-RMF | Residue Management HVAC Equipment |  |  |  | TIT |  | Electrical Equipment
31061 | FCL-ACC-TIT-0908 | Transmitter, Temperature, RMF Clarification Facility, Electrical Room | FCL-ACC-RMF | Residue Management HVAC Equipment |  |  |  | TIT |  | Electrical Equipment
31078 | FCL-ACC-TT-0231 | Transmitter, Temperature,D-0202, Flocculation/Sedimentation Dehumidification System | FCL-ACC-P-LL | Low Lift Pumping Station HVAC Equipment |  |  |  | TT |  | Electrical Equipment
31079 | FCL-ACC-TT-0303 | Transmitter, Temperature, AHU-0303 Outlet, Admin Building | FCL-ACC-AHU-0303 | Air Handling Unit, Roof Top, Admin Building Top of N/E Stairwell |  |  |  | TT |  | Electrical Equipment
31080 | FCL-ACC-TT-0305 | Transmitter, Temperature, Admin Building, Second Floor, Corridor 217, East | FCL-ACC-ADMIN | Administration Building HVAC Equipment |  |  |  | TT |  | Electrical Equipment
31081 | FCL-ACC-TT-0307 | Transmitter, Temperature, Admin Building, Second Floor, Office Room 203 | FCL-ACC-ADMIN | Administration Building HVAC Equipment |  |  |  | TT |  | Electrical Equipment
31082 | FCL-ACC-TT-0308 | Transmitter, Temperature, Admin Building, Second Floor, Office Room 204 | FCL-ACC-ADMIN | Administration Building HVAC Equipment |  |  |  | TT |  | Electrical Equipment
31083 | FCL-ACC-TT-0310 | Transmitter, Temperature, Admin Building, Second Floor, Men's Washroom 211 | FCL-ACC-ADMIN | Administration Building HVAC Equipment |  |  |  | TT |  | Electrical Equipment
31084 | FCL-ACC-TT-0312 | Transmitter, Temperature, Admin Building, Second Floor, Kitchen 213 | FCL-ACC-ADMIN | Administration Building HVAC Equipment |  |  |  | TT |  | Electrical Equipment
31085 | FCL-ACC-TT-0315 | Transmitter, Temperature, Admin Building, Second Floor, Library/Storage Room 206 | FCL-ACC-ADMIN | Administration Building HVAC Equipment |  |  |  | TT |  | Electrical Equipment
31086 | FCL-ACC-TT-0316 | Transmitter, Temperature, Admin Building, First Floor, Library Room 118 | FCL-ACC-ADMIN | Administration Building HVAC Equipment |  |  |  | TT |  | Electrical Equipment
31087 | FCL-ACC-TT-0322 | Transmitter, Temperature, Admin Building, First Floor, Servers Room 106 | FCL-ACC-ADMIN | Administration Building HVAC Equipment |  |  |  | TT |  | Electrical Equipment
31088 | FCL-ACC-TT-0325 | Transmitter, Temperature, Admin Building, First Floor, Training Room 105 | FCL-ACC-ADMIN | Administration Building HVAC Equipment |  |  |  | TT |  | Electrical Equipment
31089 | FCL-ACC-TT-0328 | Transmitter, Temperature, Admin Building, First Floor, Vestibule 130 | FCL-ACC-ADMIN | Administration Building HVAC Equipment |  |  |  | TT |  | Electrical Equipment
31090 | FCL-ACC-TT-0333 | Transmitter, Temperature, Admin Building, Second Floor, Office Room 200 | FCL-ACC-ADMIN | Administration Building HVAC Equipment |  |  |  | TT |  | Electrical Equipment
31099 | FCL-ACC-TT-0414 | Transmitter, Temperature, Outdoor, High Lift Switchgear Room Ventilation, Electrical Switchyard | FCL-ACC-P-HL | High Lift Pumping Station HVAC Equipment |  |  |  | TT |  | Electrical Equipment
31102 | FCL-ACC-TT-0418 | Transmitter, Temperature, Outdoor, High Lift PS West | FCL-ACC-P-HL | High Lift Pumping Station HVAC Equipment |  |  |  | TT |  | Electrical Equipment
31104 | FCL-ACC-TT-0420 | Transmitter, Temperature, HU-0401 Air Intake, High Lift Heating & Ventilation Room | FCL-ACC-AHU-0401 | Air Handling Unit, High Lift PS Control Room,Electrical Shop,Basement Office Air Supply,Control Room |  |  |  | TT |  | Electrical Equipment
31113 | FCL-ACC-TT-0701 | Transmitter, Temperature, Gaseous Chemical Building Lunch Room | FCL-ACC-CL | Gaseous Chemical Building HVAC Equipment |  |  |  | TT |  | Electrical Equipment
31134 | FCL-ADM BLDG | Building Location | FCL-SPC | Process Control Systems - Services Area | [5 empty] | Process
31135 | FCL-ADM-BLDG | Building Location | FCL-EUS | Production & End User Support | [5 empty] | Process
31168 | FCL-AIR-SCOUR | Backwash System | FCL-FLT | Filtration | [5 empty] | Sub-Process
31169 | FCL-ALM | Coagulation | FCL-PLT | Preliminary Treatment | [5 empty] | Sub-Process
31170 | FCL-ALM-CP-0001 | Control Panel, Operator, Alum Tank Overflow Alarm, Alum System | FCL-ALM-T-0101 | Tank, Non-Pressurized, Alum Storage Tank 0101, Liquid Alum System |  |  |  | CP |  | Electrical Equipment
31171 | FCL-ALM-CP-0101 | Control Panel, Electrical, Pump 0101, Alum System | FCL-ALM-P-0101 | Pump, PD, Pump, Alum System |  |  |  | CP |  | Electrical Equipment
31172 | FCL-ALM-CP-0201 | Control Panel, Electrical, Pump 0201, Alum System | FCL-ALM-P-0201 | Pump, PD, Pump, Alum System |  |  |  | CP |  | Electrical Equipment
31173 | FCL-ALM-CP-0301 | Control Panel, Electrical, Pump 0301, Alum System | FCL-ALM-P-0301 | Pump, PD, Pump, Alum System |  |  |  | CP |  | Electrical Equipment
31186 | FCL-ALM-FS-0401 | Switch,Flow Pump # 4 | FCL-ALM | Coagulation |  |  | 33818 | FS |  | Instrumentation Equipment
31296 | FCL-AM-CP-0001 | Control Panel, Operator, Aqua Ammonia System, Outside Wall beside Ammonia Fill Station | FCL-AM | Ammoniation |  |  |  | CP |  | Electrical Equipment
31297 | FCL-AM-CP-0201 | Control Panel, Electrical, Pump 0201, Aqua Ammonia System, Ammonia Room | FCL-AM-P-0201 | Pump, Gear, Metering, Aqua Ammonia System |  |  |  | CP |  | Electrical Equipment
31319 | FCL-AM-HTR-0001 | Heater, (Heat Tracing), Gaseous Chemical Building, South of Storage Tank | FCL-ACC-AM | Amonia Room HVAC Equipment |  |  |  | HTR |  | Electrical Equipment
31338 | FCL-AM-SCRUBBER | Ammonia Scrubber System | FCL-SES | Safety and Environmental Services | [5 empty] | Sub-Process
31364 | FCL-AM-V-0050 | Valve, Ball, Isolation, Ammonia Feed Pump to Clearwell, Gaseous Building,( Pump 0101 & 0201 discharge Header) | FCL-AM | Ammoniation |  |  |  | V |  | Mechanical Equipment
31374 | FCL-AM-V-0119 | Valve, Ball, Ammonia Tank 0101 to Drain, Aqua Ammonia System, Ammonia Room | FCL-AM-T-0101 | Tank, Storage, Pressurised, Aqua Ammonia Storage Room, Dry Chemical Building |  |  |  | V |  | Mechanical Equipment
31385 | FCL-AM-V-0218 | Valve, Ball, Ammonia Tank 0201 to Vent, Aqua Ammonia System, Ammonia Room | FCL-AM-T-0201 | Tank, Storage, Pressurised, Aqua Ammonia Storage Room, Dry Chemical Building |  |  |  | V |  | Mechanical Equipment
31392 | FCL-AUX-TPD-0904 | Trap Primer Device, Electrical, RMF Centrifuge Building, Polymer Room | FCL-ACC-RMF | Residue Management HVAC Equipment |  |  |  | TPD |  | Electrical Equipment
31393 | FCL-BEFORE SO2 | Before S02 Sampling | FCL-SAMP | Sampling Systems | [5 empty] | Sub-Process
31432 | FCL-BW-PDIT-0001 | Transmitter, Pressure Differential, Intake Filter Air Scour Blowers Header | FCL-BW-F-0001 | Air Filter, Blower Common Inlet |  |  |  | PDIT |  | Electrical Equipment
31445 | FCL-BW-TIT-0201 | Temperature Transmitter, Blower 2 Discharge | FCL-BW-BL-0200 | Blower, Multi-stage Centrifugal, Filter Backwash Air Scour,Filter Building ,South End. |  |  |  | TIT |  | Instrumentation Equipment
31467 | FCL-BW-V-0029 | Valve, Air Release, Backwash Supply Pipe | FCL-BW | Backwash System |  |  |  | V |  | Mechanical Equipment
31468 | FCL-BW-V-0030 | Valve, Ball, Isolation, Air Release, Backwash Supply Pipe | FCL-BW | Backwash System |  |  |  | V |  | Mechanical Equipment
31469 | FCL-BW-V-0031 | Valve, Air Release, Backwash Supply Pipe | FCL-BW | Backwash System |  |  |  | V |  | Mechanical Equipment
31470 | FCL-BW-V-0033 | Valve, Air Release, Backwash Supply Pipe | FCL-BW | Backwash System |  |  |  | V |  | Mechanical Equipment
31488 | FCL-CBM | FCL-CBM | FCL | R L Clark Water Treatment Plant | [5 empty] | Work Area
31489 | FCL-CCS | Corrosion Control System | FCL WORK AREA 1 | Process | [5 empty] | Process
31568 | FCL-CENTRIFUGE BLDG | Building Location | FCL-SPC2 | Process Control Systems - Equipment | [5 empty] | Process
31569 | FCL-CENTRIFUGE-BLDG | Building Location | FCL-EUS | Production & End User Support | [5 empty] | Process
31572 | FCL-CHEM BLDG | Building Location | FCL-SPC | Process Control Systems - Services Area | [5 empty] | Process
31573 | FCL-CHEM BLDG | Building Location | FCL-SPC2 | Process Control Systems - Equipment | [5 empty] | Process
31574 | FCL-CHEM-BLDG | Building Location | FCL-EUS | Production & End User Support | [5 empty] | Process
31577 | FCL-CL-CP-0007 | Local Control Panel, Primary Pre-Chlorine System Valves, Low Lift PS Basement | FCL-CLA | Pre-Chlorination |  |  |  | CP |  | Electrical Equipment
31584 | FCL-CL-DM-0022 | Damper, Motorized, Machine Room and Storage Room Plenum Isolation, Gaseous Chemical Building | FCL-MCS-BLDG-GAS | RL Clark Plant Gaseous Bldg |  |  |  | DM |  | Mechanical Equipment
31596 | FCL-CL-SCRUBBER | CL & SO2 Scrubber System | FCL-SES | Safety and Environmental Services | [5 empty] | Sub-Process
31599 | FCL-CLA | Pre-Chlorination | FCL-DIS | Disinfection and Conditioning | [5 empty] | Sub-Process
31634 | FCL-CLA-RD-0101 | Rupture Disk, Vent, CLA Evaporator 0101, Gaseous Chemical Building, Machine Room | FCL-CLA-EV-0101 | Evaporator, Chlorine Gas, Chlorination System |  |  |  | RD |  | Mechanical Equipment
31731 | FCL-CLB | Post-Chlorination | FCL-DIS | Disinfection and Conditioning | [5 empty] | Sub-Process
31739 | FCL-CLB-CP-0001 | Control Panel, After Post Sampling Pumps 0001A&B, Dewatering Pumps Area Second Level | FCL-CLB-P-0001A | Pump, Centrifugal, After Post, Sampling Pumps, Dewatering Pumps Area Second Level |  |  |  | CP |  | Electrical Equipment
31766 | FCL-CLB-RD-0201 | Rupture Disk, Vent, CLB Evaporator 0201, Gaseous Chemical Building, Machine Room | FCL-CLB-EV-0201 | Evaporator, Chlorine Gas, Chlorination System |  |  |  | RD |  | Mechanical Equipment
31767 | FCL-CLB-SAMP | After Post CL2 Sampling | FCL-SAMP | Sampling Systems | [5 empty] | Sub-Process
31781 | FCL-CLB-V-0005C | Valve, Ball, Isolating, Flushing Water to After Post Analysers, Lab, Admin. Building | FCL-CLB-P-0001A | Pump, Centrifugal, After Post, Sampling Pumps, Dewatering Pumps Area Second Level |  |  |  | V |  | Mechanical Equipment
31786 | FCL-CLB-V-0011A | Valve, Pressure Regulating, Inlet, Chlorine Analyzer CLB-AIT-0001B, Sampling Pumps, After Post Control, Lab, Admin. Building | FCL-CLB-AIT-0001B | Analyzer, Chlorine, After Post Reference, Lab, Admin. Building |  |  |  | V |  | Mechanical Equipment
31787 | FCL-CLB-V-0012A | Valve, Pressure Regulating, Inlet, Chlorine Analyzer CLB-AIT-0001A, Sampling Pumps, After Post Control, Lab, Admin. Building | FCL-CLB-AIT-0001A | Analyzer, Chlorine, After Post Control, Lab, Admin. Building |  |  |  | V |  | Mechanical Equipment
31843 | FCL-CLC | Pre-Chlorination | FCL-DIS | Disinfection and Conditioning | [5 empty] | Sub-Process
31844 | FCL-CLC-CP-0001 | Local Control Panel, Trim Chlorination System Eductor Valves, High Lift PS Basement | FCL-CLC | Pre-Chlorination |  |  |  | CP |  | Electrical Equipment
31871 | FCL-DCL-AICR-0501 | Controller,Analyses,Indicator/Manual Setpoint,Recording,SO-0501, Panel CP-0003,Gaseous Chem. Building | FCL-DCL-SO-0501 | Sulphonator, RMF Dechlorination, Machine Room,Gaseous Chemical Building |  |  |  | AICR |  | Electrical Equipment
31879 | FCL-DCL-CP-0001 | Control Panel, Before SO2 Sample Pumps 0001A-B, Dewatering Pump Area Ground Level | FCL-DCL-P-0001A | Pump, Centrifugal, Sampling Before SO2, Decant Liquor, Sampling Pumps |  |  |  | CP |  | Electrical Equipment
31880 | FCL-DCL-CP-0003 | Control Panel, Area, Mimic, Sulphur Dioxide System, Control Room, Gaseous Chemical Building | FCL-DCL | Sulphur Dioxide System |  |  |  | CP |  | Electrical Equipment
31881 | FCL-DCL-CP-0005 | Control Panel, Mimic, SO2 System Injectors Control Valves, Control Room, Gaseous Chemical Building | FCL-DCL | Sulphur Dioxide System |  |  |  | CP |  | Electrical Equipment
31905 | FCL-DCL-INJ-0420 | Eductor, RMF Dechlorination, RMF Facility | FCL-DCL-SO-0401 | Sulphonator, RMF Dechlorination, Machine Room,Gaseous Chemical Building |  |  |  | INJ |  | Electrical Equipment
31906 | FCL-DCL-INJ-0520 | Eductor, RMF Dechlorination, RMF Facility | FCL-DCL-SO-0501 | Sulphonator, RMF Dechlorination, Machine Room,Gaseous Chemical Building |  |  |  | INJ |  | Electrical Equipment
31916 | FCL-DCL-PSH-0205 | Switch, Pressure-High, Evaporator 0201 Vent Line to Scrubber, Machine Room, Gaseous Chemical Bldg. | FCL-DCL-EV-0201 | Evaporator, SO2, Sulpher Dioxide System |  |  |  | PSH |  | Electrical Equipment
31972 | FCL-DCL-V-0043 | Valve, Check, Discharge, SO2 Sampling Pump 0001A, Ground Level, Dewatering Pumps Area | FCL-DCL-P-0001A | Pump, Centrifugal, Sampling Before SO2, Decant Liquor, Sampling Pumps |  |  |  | V |  | Mechanical Equipment
31973 | FCL-DCL-V-0046 | Valve, Ball, Isolation, Pressure Gauge PI-0004, High Lift PS Basement | FCL-DCL-PI-0004 | Indicator, Pressure, SO2 Solution to Treated Water Conduit, High Lift PS Basement |  |  |  | V |  | Mechanical Equipment
32034 | FCL-DCL-V-0412 | Valve, Ball, Actuated, Water to RMF Eductor INJ-0420, RMF Dechlorination | FCL-DCL-INJ-0420 | Eductor, RMF Dechlorination, RMF Facility |  |  |  | V |  | Mechanical Equipment
32035 | FCL-DCL-V-0413 | Valve, Ball, Isolation, Service Water to INJ-0420, RMF Clarification | FCL-DCL-INJ-0420 | Eductor, RMF Dechlorination, RMF Facility |  |  |  | V |  | Mechanical Equipment
32036 | FCL-DCL-V-0414 | Valve, Ball, Outlet, INJ-0420, RMF Clarification | FCL-DCL-INJ-0420 | Eductor, RMF Dechlorination, RMF Facility |  |  |  | V |  | Mechanical Equipment
32037 | FCL-DCL-V-0502 | Valve, Isolation, SO2 Gas Line to RMF Sulphonator 0501, Machine Room, Gaseous Chemical Building | FCL-DCL-SO-0501 | Sulphonator, RMF Dechlorination, Machine Room,Gaseous Chemical Building |  |  |  | V |  | Mechanical Equipment
32039 | FCL-DCL-V-0511 | Valve, Isolation, Inlet, RMF Sulphonator 0501, Machine Room, Gaseous Chemical Building | FCL-DCL-SO-0501 | Sulphonator, RMF Dechlorination, Machine Room,Gaseous Chemical Building |  |  |  | V |  | Mechanical Equipment
32040 | FCL-DCL-V-0513 | Valve, Ball, Isolation, Service Water to INJ-0520, RMF Clarification | FCL-DCL-INJ-0520 | Eductor, RMF Dechlorination, RMF Facility |  |  |  | V |  | Mechanical Equipment
32041 | FCL-DCL-V-0514 | Valve, Ball, Outlet, INJ-0520, RMF Clarification | FCL-DCL-INJ-0520 | Eductor, RMF Dechlorination, RMF Facility |  |  |  | V |  | Mechanical Equipment
32042 | FCL-DCL-V-0520 | Valve, Check, Inlet, DCL-INJ-0520, RMF Clarification | FCL-DCL-INJ-0520 | Eductor, RMF Dechlorination, RMF Facility |  |  |  | V |  | Mechanical Equipment
32048 | FCL-DECOM | Building Location | FCL-EUS | Production & End User Support | [5 empty] | Process
32049 | FCL-DEW-CP-0101 | Control Panel, Raw Water Process Dewatering Pumps P-0101A&B, Low Lift PS SW Corner | FCL-DEW-P-0101A | Pump, Dry Pit Submersible, Raw Water Process Dewatering, Raw Water Dewatering Pit |  |  |  | CP |  | Electrical Equipment
32050 | FCL-DEW-CP-0201 | Control Panel, Treated Water Process Dewatering Pumps P-0201A&B, High Lift PS SW Corner | FCL-DEW-P-0201A | Pump, Dry Pit Submersible. Treated Water Process Dewatering, Treated Water Dewatering Pit |  |  |  | CP |  | Electrical Equipment
32051 | FCL-DEW-CP-0401 | Control Panel, Low Lift PS Area Dewatering Pumps P-0401A&B, Low Lift PS SW Corner | FCL-DEW-P-0401A | Pump, Dry Pit Submersible. Low Lift PS Area Dewatering, Raw Water Dewatering Pit |  |  |  | CP |  | Electrical Equipment
32110 | FCL-DEW-T-0401 | Tank, Sump Well, Low Lift PS Area Dewatering Pit | FCL-DEW | Dewatering |  |  |  | T |  | Mechanical Equipment
32111 | FCL-DEW-T-0501 | Tank, Wet Well, Sedimentation Tank Dewatering Pit | FCL-DEW-SED | Sedimentation Area Dewatering |  |  |  | T |  | Electrical Equipment
32116 | FCL-DEW-V-0010 | Valve, Gate, Drain, Treated Water Suction Channel, Treated Water Process Dewatering Pit | FCL-DEW-T-0201 | Tank, Treated Water Process Dewatering Pit |  |  |  | V |  | Mechanical Equipment
32117 | FCL-DEW-V-0011 | Valve, Gate, Drain, Treated Water Suction Channel, Treated Water Process Dewatering Pit | FCL-DEW-T-0201 | Tank, Treated Water Process Dewatering Pit |  |  |  | V |  | Mechanical Equipment
32155 | FCL-DEW-V-0606 | Valve,Check,Swing,Discharge,High Lift PS Area Dew.Pump P-0601A Dry Pit,Admin Bldg.Sewage Ejector Rm. | FCL-DEW-P-0601A | Pump, Dry Pit Submersible. High Lift PS Area Dewatering Pump, Treated Water Dewatering Pit |  |  |  | V |  | Mechanical Equipment
32160 | FCL-ELS | Electrical Distribution | FCL | R L Clark Water Treatment Plant | [5 empty] | Process
32161 | FCL-ELS-1 | Process Control and SCADA | FCL-ELS | Electrical Distribution |  |  |  | ELS |  | Sub-Process
32162 | FCL-ELS-4 | Emergency Power and UPS | FCL-ELS | Electrical Distribution |  |  |  | ELS |  | Sub-Process
32261 | FCL-ELS-INQ | Power Management | FCL-ELS | Electrical Distribution | [5 empty] | Sub-Process
32330 | FCL-ELS-LP-001DB | Lighting Panel, 225A, 120/208V, 3PH, Dry Chemical Building MCC Room, N/W | FCL-ELS-TR-001DB | Transformer, Lighting, LP-001DB Feed, Dry Chemical Building Outside PAC Room West Entrance |  |  |  | LP |  | Electrical Equipment
32334 | FCL-ELS-LP-003FA | Lighting Panel, (LP-FA), 600/120/208V, 3PH, Filter Operating Gallery Central/East | FCL-ELS-TR-004FE | Transformer,Lighting,(LT4F),Lighting Panel LP-003FA,600/120/208V,30kVA,Filter Bldg. Transformer Room |  |  |  | LP |  | Electrical Equipment
32335 | FCL-ELS-LP-003FG | Lighting Panel, (LP-FG), 600/120/208V, 70A, 3PH, Filter Operating Gallery Central/West | FCL-ELS-TR-003FF | Transformer,Lighting,(LT3F),600/120/208V, 30kVA, Panels LP-003FF&003FG,Filter Bldg. Transformer Room |  |  |  | LP |  | Electrical Equipment
32338 | FCL-ELS-LP-003GB | Lighting Panel, 600/120/208V, 3PH, Gaseous Chemical Building Ammonia 3rd Floor NH3 Maintenance | FCL-ELS-6 | Interior Lighting |  |  |  | LP |  | Electrical Equipment
32339 | FCL-ELS-LP-003GC | Lighting Panel, 600/120/208V, 3PH, Gaseous Chemical Building East Stairway | FCL-ELS-6 | Interior Lighting |  |  |  | LP |  | Electrical Equipment
32341 | FCL-ELS-LP-004FE | Lighting Panel, 600/120/208V, 3PH, Filter Operating Gallery Central/West | FCL-ELS-6 | Interior Lighting |  |  |  | LP |  | Electrical Equipment
32345 | FCL-ELS-LP-004GA | Lighting Panel, 600V, 3PH, Supply From MCC-004G, Surge Building | FCL-ELS-6 | Interior Lighting |  |  |  | LP |  | Electrical Equipment
32346 | FCL-ELS-LP-004GB | Lighting Panel, 120/208V, 3PH, Supply From LP-004GA, Surge Building | FCL-ELS-6 | Interior Lighting |  |  |  | LP |  | Electrical Equipment
32347 | FCL-ELS-LP-004GE | Lighting Panel, 600/120/208V, 3PH, Gaseous Chemical Building MCC Room E | FCL-ELS-TR-004GE | Transformer, Lighting, 600/120/208V, 45kVA, 3PH, LP-004GE, Gaseous Chemical Building MCC Room N/W |  |  |  | LP |  | Electrical Equipment
32354 | FCL-ELS-LP-0100A | Lighting Panel, 208/120V, 3PH, (LP-F) High Lift Pump Room Basement W | FCL-ELS-6 | Interior Lighting |  |  |  | LP |  | Electrical Equipment
32355 | FCL-ELS-LP-0100B | Lighting Panel, 208/120V, 3PH, (LP-H) High Lift Switchgear, South Wall | FCL-ELS-6 | Interior Lighting |  |  |  | LP |  | Electrical Equipment
32365 | FCL-ELS-LP-0200B | Lighting Panel, Heating, 208/120V, 3PH, Admin Building, Lunch Room 113 West Wall | FCL-ELS-TR-0200P | Transformer, 600/120/208V,112.5kW, Lighting Panels LP-0200P &0200B, High Lift Switchgear Floor East |  |  |  | LP |  | Electrical Equipment
32366 | FCL-ELS-LP-0200D | Lighting Panel, 208/120V, 3PH, High Lift Switchgear Room, West Wall | FCL-ELS-6 | Interior Lighting |  |  |  | LP |  | Electrical Equipment
32367 | FCL-ELS-LP-0200K | Lighting Panel, 208/120V, 3PH, (LP-K), Admin Building Servers Room 106 First Floor | FCL-ELS-6 | Interior Lighting |  |  |  | LP |  | Electrical Equipment
32368 | FCL-ELS-LP-0200L | Lighting Panel, 208/120V, 3PH, (LP-A) Admin Building Second Floor N | FCL-ELS-6 | Interior Lighting |  |  |  | LP |  | Electrical Equipment
32369 | FCL-ELS-LP-0200N | Lighting Panel, 208/120V, 3PH, (LP-A1L) Admin Building | FCL-ELS-6 | Interior Lighting |  |  |  | LP |  | Electrical Equipment
32370 | FCL-ELS-LP-0200O | Lighting Panel, Heating, 208/120V, 3PH, Admin Building, Corridor 217 Second Floor | FCL-ELS-TR-0200O | Transformer, 600/120/208V, 75 kVA, 3PH, Lighting Panels LP-0200O&0200A, High Lift Switchgear Room |  |  |  | LP |  | Electrical Equipment
32371 | FCL-ELS-LP-0200P | Lighting Panel, Heating, 208/120V, 3PH, Admin Building, Corridor 217 Second Floor | FCL-ELS-TR-0200P | Transformer, 600/120/208V,112.5kW, Lighting Panels LP-0200P &0200B, High Lift Switchgear Floor East |  |  |  | LP |  | Electrical Equipment
32376 | FCL-ELS-LP-0300E | Lighting Panel, Emergency Load, 208/120V, 3PH, High Lift Switchgear Room, South Wall | FCL-ELS-6 | Interior Lighting |  |  |  | LP |  | Electrical Equipment
32379 | FCL-ELS-LP-0400B | Lighting Panel, Low Lift Switchgear Room | FCL-ELS-6 | Interior Lighting |  |  |  | LP |  | Electrical Equipment
32380 | FCL-ELS-LP-0400C | Lighting Panel, Low Lift Screen Room | FCL-ELS-6 | Interior Lighting |  |  |  | LP |  | Electrical Equipment
32384 | FCL-ELS-LP-0500E | Lighting Panel, 575/120/208V, Dry Chemical Building, Outside PAC Room West Entrance | FCL-ELS-6 | Interior Lighting |  |  |  | LP |  | Electrical Equipment
32388 | FCL-ELS-LSHH-0101B | Switch, Level, Critical High, Tank ELS-T-0101, Emergency Power Generator Monitoring | FCL-ELS-T-0101 | Tank, Generator G-0100 Oil Fuel Day Tank, Low Lift Building, Screen Room |  |  |  | LSHH |  | Electrical Equipment
32389 | FCL-ELS-LSHH-0201 | Switch, Level, High High, Fuel Oil Day Tank T-0201, Low Lift Building, Screen Room | FCL-ELS-T-0201 | Tank, Generator G-0200 Oil Fuel Day Tank, Low Lift Building, Screen Room |  |  |  | LSHH |  | Electrical Equipment
32390 | FCL-ELS-LSHH-0201A | Switch, Level, High High, Tank ELS-T-0201, Emergency Power Generator Monitoring | FCL-ELS-T-0201 | Tank, Generator G-0200 Oil Fuel Day Tank, Low Lift Building, Screen Room |  |  |  | LSHH |  | Electrical Equipment
32391 | FCL-ELS-LSHH-0300 | Switch, Level, High High, Fuel Oil Tank T-0100, Low Lift Building, Screen Room, Underground | FCL-ELS-T-0100 | Tank, Underground, Main Oil Fuel Tank, Low Lift Building, Screen Room |  |  |  | LSHH |  | Electrical Equipment
32393 | FCL-ELS-LSLL-0101 | Switch, Level, Low Low, Fuel Oil Day Tank T-0101, Low Lift Building, Screen Room | FCL-ELS-T-0101 | Tank, Generator G-0100 Oil Fuel Day Tank, Low Lift Building, Screen Room |  |  |  | LSLL |  | Electrical Equipment
32394 | FCL-ELS-LTG | Emergency Lighting | FCL-ELS | Electrical Distribution | [5 empty] | Sub-Process
32396 | FCL-ELS-LTX | Exit Lighting | FCL-ELS | Electrical Distribution | [5 empty] | Sub-Process
32397 | FCL-ELS-LTX | Exit Lighting | FCL-SES | Safety and Environmental Services | [5 empty] | Sub-Process
32444 | FCL-ELS-PS-0003 | Emergency Power | FCL-ELS | Electrical Distribution |  |  |  | PS |  | Sub-Process
32500 | FIS-EUS | Production & End User Support | FIS-ITM | Integrated Technology Management | [5 empty] | Sub Area
32647 | FIS-FILTER BLDG | Building Location | FIS-EUS | Production & End User Support | [5 empty] | Process
32648 | FIS-FILTER BLDG | Building Location | FIS-SPC2 | Process Control Systems - Equipment | [5 empty] | Process
32649 | FIS-FILTER-BLDG | Building Location | FIS-EUS | Production & End User Support | [5 empty] | Process
32651 | FIS-FL | Fluoridation | FIS-DIS | Disinfection | [5 empty] | Sub-Process
32702 | FIS-FLT PIPE GALLERY | FILTER PIPE GALLERY | FIS-GRK | FIS Buildings & Grounds | [5 empty] | Building Service
32929 | FIS-HVAC | Climate Control | FIS-MCS | Mechanical Services | [5 empty] | Sub-Process
32938 | FIS-LAB | Sampling, Lab Equipment | FIS-SAMP | Sampling Systems | [5 empty] | Sub-Process
32943 | FIS-MARINE YARD | MARINE YARD ISLAND WATER TREATMENT PLANT | FIS-GRK | FIS Buildings & Grounds | [5 empty] | Building Service
32945 | FIS-MCS | Mechanical Services | FIS WORK AREA 2 | Services | [5 empty] | Process
32995 | FIS-METERING BLDG | Building Location | FIS-SPC2 | Process Control Systems - Equipment | [5 empty] | Process
32996 | FIS-METERING-BLDG | Building Location | FIS-EUS | Production & End User Support | [5 empty] | Process
32997 | FIS-OFFICE | Computer Location | FIS-ADM-BLDG | Building Location | [5 empty] | Equipment Location
33096 | FCL-ELS-SWG-0TR1 | Breaker, RMF Transformers TR-01CL & 01CF Feed, 4160V Low Lift Switchgear | FCL-ELS-TR-01CL | Transformer,Power,Dry,Clarification - Electrical Room,4160-600V,400KVA |  |  |  | SWG |  | Electrical Equipment
33114 | FCL-ELS-TR-001DC | Transformer, Lighting, Construction Trailer LP, | FCL-ELS-6 | Interior Lighting |  |  |  | TR |  | Electrical Equipment
33117 | FCL-ELS-TR-001GA | Transformer, Lighting, 600/120/208V, 45kVA, 3PH, LP-001GA,Gaseous Chemical MCC Room N/W | FCL-ELS-6 | Interior Lighting |  |  |  | TR |  | Electrical Equipment
33123 | FCL-ELS-TR-002FD | Transformer, Lighting, (LT8F) 600/120/208V, 45kVA, 3PH,Heating Panel DP-002FD, Filter Gallery Central | FCL-ELS-6 | Interior Lighting |  |  |  | TR |  | Electrical Equipment
33128 | FCL-ELS-TR-003FA | Transformer,Lighting,(LT1F),Heating Panel LP-003FA, 600/120/208V,45kVA,Filter Bldg. Transformer Room | FCL-ELS-6 | Interior Lighting |  |  |  | TR |  | Electrical Equipment
33129 | FCL-ELS-TR-003FB | Transformer,Lighting,(LT2F),600/120/208V, 45kVA,Heating Panel LP-003FB,Filter Bldg. Transformer Room | FCL-ELS-6 | Interior Lighting |  |  |  | TR |  | Electrical Equipment
33130 | FCL-ELS-TR-003FF | Transformer,Lighting,(LT3F),600/120/208V, 30kVA, Panels LP-003FF&003FG,Filter Bldg. Transformer Room | FCL-ELS-6 | Interior Lighting |  |  |  | TR |  | Electrical Equipment
33133 | FCL-ELS-TR-004GA | Transformer, Lighting, 600/120/208V, 3PH, Surge Building | FCL-ELS-6 | Interior Lighting |  |  |  | TR |  | Electrical Equipment
33139 | FCL-ELS-TR-0100I | Transformer,(LT9H),Lighting Panel LP-0100I, 600/120/208V,45 kVA, High Lift Switchgear Room | FCL-ELS-6 | Interior Lighting |  |  |  | TR |  | Electrical Equipment
33140 | FCL-ELS-TR-0100J | Transformer,(LT10H),Lighting Panel LP-0100J, 600/120/208V,30 kVA, High Lift Heating&Ventilation Room | FCL-ELS-6 | Interior Lighting |  |  |  | TR |  | Electrical Equipment
33190 | FCL-ELS-V-0102 | Valve, Ball, Discharge, Pump ELS-P-0100, Emergency Power Generator Monitoring | FCL-ELS-P-0100 | Pump, Gear, Fuel Oil Transfer Pump, Low Lift Building, Screen Room |  |  |  | V |  | Mechanical Equipment
33198 | FCL-ELS-V-0202 | Valve, Ball, Discharge, Pump ELS-P-0200, Emergency Power Generator Monitoring | FCL-ELS-P-0200 | Pump, Gear, Fuel Oil Transfer Pump, Low Lift Building, Screen Room |  |  |  | V |  | Mechanical Equipment
33203 | FCL-EUS | Production & End User Support | FCL | R L Clark Water Treatment Plant | [5 empty] | Sub Area
33204 | FCL-EUS-CONTROL-ROOM | Computer Location | FCL-ADM-BLDG | Building Location | [5 empty] | Equipment Location
33303 | FCL-FILTER-BLDG | Building Location | FCL-EUS | Production & End User Support | [5 empty] | Process
33307 | FCL-FL-CP-0001 | Control Panel, Operator, High Level Alarm, Hydrofluosilicic Acid System | FCL-FL-T-0101 | Tank, Non-Pressurized, Hydrofluosilicic Acid System |  |  |  | CP |  | Electrical Equipment
33308 | FCL-FL-CP-0101 | Control Panel, Electrical, Pump 0101, Hydrofluosilicic Acid System | FCL-FL-P-0101 | Pump, Gear, Hydrofluosilicic Acid System |  |  |  | CP |  | Electrical Equipment
33309 | FCL-FL-CP-0201 | Control Panel, Electrical, Pump 0201, Hydrofluosilicic Acid System | FCL-FL-P-0201 | Pump, Gear, Hydrofluosilicic Acid System |  |  |  | CP |  | Electrical Equipment
33325 | FCL-FL-T-0001 | Tank, Hot Water, Gaseous Chemical Building, Caustic Soda Storage Room | FCL-FL | Fluoridation |  |  |  | T |  | Mechanical Equipment
33358 | FCL-FLO | Flocculation | FCL-PLT | Preliminary Treatment | [5 empty] | Sub-Process
33360 | FCL-FLO-CP-0301 | Control Panel, Pre-treatment Module 2 Inlet Valve, Flocculation &Sedimentation Area South | FCL-FLO-V-0301 | Valve, Butterfly, Actuated, Raw Water, Sedimentation Tank 0301, Mixing Tank/ Coagulation |  |  |  | CP |  | Electrical Equipment
33372 | FCL-FLO-V-0050D | Valve, Mud, Drain, Pre-Treatment Module 2 Inlet, | FCL-DEW | Dewatering |  |  |  | V |  | Mechanical Equipment
33406 | FCL-FLT-CP-0101 | Control Panel, Operator, Filter 0101 Flow/Rate, Filter 0101 | FCL-FLT-F-0101 | Filter, Carbon Activated, Filter Building, Filter Gallery West |  |  |  | CP |  | Electrical Equipment
33407 | FCL-FLT-CP-0401 | Control Panel, Operator, Filter 0401 Flow/Rate, Filter 0401 | FCL-FLT-F-0401 | Filter, Carbon Activated, Filter Building, Filter Gallery East |  |  |  | CP |  | Electrical Equipment
33408 | FCL-FLT-CP-0701 | Control Panel, Operator, Filter 0701 Flow/Rate, Filter 0701 | FCL-FLT-F-0701 | Filter, Carbon Activated, Filter Building, Filter Gallery West |  |  |  | CP |  | Electrical Equipment
33409 | FCL-FLT-CP-0901 | Control Panel, Operator, Filter 0901 Flow/Rate, Filter 0901 | FCL-FLT-F-0901 | Filter, Carbon Activated, Filter Building, Filter Gallery West |  |  |  | CP |  | Electrical Equipment
33410 | FCL-FLT-CP-1401 | Control Panel, Operator, Filter 1401 Flow/Rate, Filter 1401 | FCL-FLT-F-1401 | Filter, Carbon Activated, Filter Building, Filter Gallery East |  |  |  | CP |  | Electrical Equipment
33411 | FCL-FLT-CP-1801 | Control Panel, Operator, Filter 1801 Flow/Rate, Filter 1801 | FCL-FLT-F-1801 | Filter, Carbon Activated, Filter Building, Filter Gallery East |  |  |  | CP |  | Electrical Equipment
33415 | FCL-FLT-F-0202 | Filter, Inlet Side of PDIT-0201, Filter F-0201, Filtration Pipe Gallery | FCL-FLT-PDIT-0201 | Transmitter, Pressure (Differential), Loss of Head for Filter 0201, , Filter No.0201 |  |  |  | F |  | Mechanical Equipment
33416 | FCL-FLT-F-0302 | Filter, Inlet Side of PDIT-0301, Filter F-0301, Filtration Pipe Gallery | FCL-FLT-PDIT-0301 | Transmitter, Pressure (Differential), Loss of Head for Filter 0301, Filter No.0301 |  |  |  | F |  | Mechanical Equipment
33418 | FCL-FLT-F-0402 | Filter, Inlet Side of PDIT-0401, Filter F-0401, Filtration Pipe Gallery | FCL-FLT-PDIT-0401 | Transmitter, Pressure (Differential), Loss of Head for Filter 0401, , Filter No.0401 |  |  |  | F |  | Mechanical Equipment
33419 | FCL-FLT-F-0502 | Filter, Inlet Side of PDIT-0501, Filter F-0501, Filtration Pipe Gallery | FCL-FLT-PDIT-0501 | Transmitter, Pressure (Differential), Loss of Head for Filter 0501, Filter No.0501 |  |  |  | F |  | Mechanical Equipment
33421 | FCL-FLT-F-0602 | Filter, Inlet Side of PDIT-0601, Filter F-0601, Filtration Pipe Gallery | FCL-FLT-PDIT-0601 | Transmitter, Pressure (Differential), Loss of Head for Filter 0601, , Filter No.0601 |  |  |  | F |  | Mechanical Equipment
33424 | FCL-FLT-F-1002 | Filter, Inlet Side of PDIT-1001, Filter F-1001, Filtration Pipe Gallery | FCL-FLT-PDIT-1001 | Transmitter, Pressure (Differential), Loss of Head for Filter 1001, , Filter No.1001 |  |  |  | F |  | Mechanical Equipment
33425 | FCL-FLT-F-1102 | Filter, Inlet Side of PDIT-1101, Filter F-1101, Filtration Pipe Gallery | FCL-FLT-PDIT-1101 | Transmitter, Pressure (Differential), Loss of Head for Filter 1101, Filter No.1101 |  |  |  | F |  | Mechanical Equipment
33428 | FCL-FLT-F-1302 | Filter, Inlet Side of PDIT-1301, Filter F-1301, Filtration Pipe Gallery | FCL-FLT-PDIT-1301 | Transmitter, Pressure (Differential), Loss of Head for Filter 1301, Filter No.1301 |  |  |  | F |  | Mechanical Equipment
33431 | FCL-FLT-F-1602 | Filter, Inlet Side of PDIT-1601, Filter F-1601, Filtration Pipe Gallery | FCL-FLT-PDIT-1601 | Transmitter, Pressure (Differential), Loss of Head for Filter 1601, , Filter No.1601 |  |  |  | F |  | Mechanical Equipment
33433 | FCL-FLT-F-1702 | Filter, Inlet Side of PDIT-1701, Filter F-1701, Filtration Pipe Gallery | FCL-FLT-PDIT-1701 | Transmitter, Pressure (Differential), Loss of Head for Filter 1701, Filter No.1701 |  |  |  | F |  | Mechanical Equipment
33533 | FCL-FLT-SAMP | Filter Composite Sampling | FCL-SAMP | Sampling Systems | [5 empty] | Sub-Process
33582 | FCL-FLT-V-0117 | Valve, Gate, Loss of Head Transmitter PDIT-0101 Drain, Filter 0102 | FCL-FLT-PDIT-0101 | Transmitter, Pressure (Differential), Loss of Head for Filter 0101, Filter No.0101 |  |  |  | V |  | Mechanical Equipment
33583 | FCL-FLT-V-0118 | Valve, Gate, Bypass, Solenoid Valve V-0108, Filter 0101 | FCL-FLT-F-0101 | Filter, Carbon Activated, Filter Building, Filter Gallery West |  |  |  | V |  | Mechanical Equipment
33624 | FCL-FLT-V-0517 | Valve, Gate, Loss of Head Transmitter PDIT-0501 Filter F-0502 Drain, Filter 0501 | FCL-FLT-PDIT-0501 | Transmitter, Pressure (Differential), Loss of Head for Filter 0501, Filter No.0501 |  |  |  | V |  | Mechanical Equipment
33650 | FCL-FLT-V-0717 | Valve, Gate, WPS to Filter 0701 Drain, Filter 0701 | FCL-FLT-F-0701 | Filter, Carbon Activated, Filter Building, Filter Gallery West |  |  |  | V |  | Mechanical Equipment
33671 | FCL-FLT-V-0917 | Valve, Gate, Loss of Head Transmitter PDIT-0901 Filter F-0902 Drain, Filter 0901 | FCL-FLT-PDIT-0901 | Transmitter, Pressure (Differential), Loss of Head for Filter 0901, Filter No.0901 |  |  |  | V |  | Mechanical Equipment
33674 | FCL-FLT-V-1007 | Valve, Butterfly, Actuated, Drain, Effluent Line, Filter 1001 | FCL-FLT-F-0101 | Filter, Carbon Activated, Filter Building, Filter Gallery West |  |  |  | V |  | Mechanical Equipment
33675 | FCL-FLT-V-1008 | Valve, Solenoid, Inlet, WPS to Filter 1001, Filter 1001 | FCL-FLT-F-0101 | Filter, Carbon Activated, Filter Building, Filter Gallery West |  |  |  | V |  | Mechanical Equipment
33676 | FCL-FLT-V-1009 | Valve, Pressure Regulating, Inlet, WPS to Filter 1001, Filter 1001 | FCL-FLT-F-0101 | Filter, Carbon Activated, Filter Building, Filter Gallery West |  |  |  | V |  | Mechanical Equipment
33678 | FCL-FLT-V-1015 | Valve, Check, Effluent Line Drain, Filter 1001 | FCL-FLT-F-0101 | Filter, Carbon Activated, Filter Building, Filter Gallery West |  |  |  | V |  | Mechanical Equipment
33687 | FCL-FLT-V-1117 | Valve, Gate, Loss of Head Transmitter PDIT-1101 Drain, Filter 1101 | FCL-FLT-PDIT-1101 | Transmitter, Pressure (Differential), Loss of Head for Filter 1101, Filter No.1101 |  |  |  | V |  | Mechanical Equipment
33771 | FCL-ITS | Integrated Technology Support | FCL-ITM | Integrated Technology Management | [5 empty] | Sub Area
33773 | FCL-LAB | Lab Sampling Equipment | FCL-SAMP | Sampling Systems | [5 empty] | Sub-Process
33788 | FCL-LOW-LIFT-BLDG | Building Location | FCL-EUS | Production & End User Support | [5 empty] | Process
33789 | FCL-MCS-6 | Elevators | FCL-MCS | Mechanical Services |  |  |  | MCS |  | Sub-Process
33793 | FCL-MCS-BLDG-SURG | RL Clark Surge Building | FCL-GRK | Buildings and Grounds | [5 empty] | Mechanical Equipment
33794 | FCL-MCS-BLDG-SURG | RL Clark Surge Building | FCL-MCS | Mechanical Services | [5 empty] | Mechanical Equipment
33799 | FCL-MCS-CRN-0007 | Crane, Travelling, 2 Ton, Manual Chain Hoist, Chlorination, Chlorine Storage | FCL-MCS-CRN | Cranes |  |  |  | CRN |  | Mechanical Equipment
33804 | FCL-MCS-CRN-0015 | Crane, Manual Chain Hoist, RMF Clarification Facility, HVAC Room #1 | FCL-MCS-CRN | Cranes |  |  |  | CRN |  | Mechanical Equipment
33805 | FCL-MCS-DAVIT | Davit Arms | FCL-MCS | Mechanical Services | [5 empty] | Sub-Process
33806 | FCL-MCS-LD | Lifting Devices | FCL-MCS | Mechanical Services | [5 empty] | Sub-Process
33836 | FCL-PAC-CP-0101A | Control Panel, PAC Aeration Blower BL-0101, Dry Chemical Building Basement | FCL-PAC-BL-0101 | Blower, PD, PAC Mixing Air Supply, Dry Chemical Building Basement |  |  |  | CP |  | Electrical Equipment
33837 | FCL-PAC-CP-0201 | Control Panel, Auxiliary, PAC System, Dry Chemical Building | FCL-PAC-T-0201 | Tank, Storage, Powder Activated Carbon, Dry Chemical Building PAC Tanks |  |  |  | CP |  | Electrical Equipment
33838 | FCL-PAC-CP-0201A | Control Panel, PAC Aeration Blower BL-0201, Dry Chemical Building Basement | FCL-PAC-BL-0201 | Blower, PD, PAC Mixing Air Supply, Dry Chemical Building Basement |  |  |  | CP |  | Electrical Equipment
33839 | FCL-PAC-CP-0301B | Control Panel, PAC Storage Tank #3 Mixer MX-0301, Dry Chemical Building | FCL-PAC-MX-0301 | Mixer, PAC Storage Tank T-0301, Dry Chemical Building PAC Tanks |  |  |  | CP |  | Electrical Equipment
33840 | FCL-PAC-DCU-0201 | Dust Collector, PAC Storage Tank T-0201, Dry Chemical Building, PAC Storage Tanks | FCL-PAC-T-0201 | Tank, Storage, Powder Activated Carbon, Dry Chemical Building PAC Tanks |  |  |  | DCU |  | Electrical Equipment
33841 | FCL-PAC-DCU-0301 | Dust Collector, PAC Storage Tank T-0301, Dry Chemical Building, PAC Storage Tanks | FCL-PAC-T-0301 | Tank, Storage, Powder Activated Carbon, ry Chemical Building PAC Tanks |  |  |  | DCU |  | Electrical Equipment
33842 | FCL-PAC-DM-0301 | Damper, Manual, Dust Collector Fan FN-0301 Exhaust, Dry Chemical Building, PAC Storage Tanks | FCL-PAC-FN-0301 | Dust Control, Storage Tank Dust Collector DCU-0301, Dry Chemical Building Basement |  |  |  | DM |  | Mechanical Equipment
33880 | FCL-PAC-V-0014 | Valve, Backflow Preventer, Water Potable Feed, Dry Chemical Building Basement | FCL-PAC | Taste and Odour Control (PAC) |  |  |  | V |  | Mechanical Equipment
33921 | FCL-PAC-V-0310 | Valve, Rotary, Actuated, Dust Collection DCU-0301 Dust Return, PAC System | FCL-PAC-DCU-0301 | Dust Collector, PAC Storage Tank T-0301, Dry Chemical Building, PAC Storage Tanks |  |  |  | V |  | Mechanical Equipment
33930 | FCL-POL-CP-4120 | Control Panel, Thickening Polymer Skid No.2, RMF Centrifuge Building, Polymer Room | FCL-POL-P-4120 | Pump, Standby, Polymer Skid No.2, Polymer Feed to Thickeners, Centrifuge Building Polymer Room |  |  |  | CP |  | Electrical Equipment
33931 | FCL-POL-CP-4130 | Control Panel, Thickening Polymer Skid No.3, RMF Centrifuge Building, Polymer Room | FCL-POL-P-4130 | Pump, Duty, Polymer Skid No.3, Polymer Feed to Thickener #2, Centrifuge Building Polymer Room |  |  |  | CP |  | Electrical Equipment
33932 | FCL-POL-CP-4230 | Control Panel, Thickening Polymer Skid No.6, RMF Centrifuge Building, Polymer Room | FCL-POL-P-4230 | Pump, Duty, Polymer Skid No.6, Polymer Feed to Centrifuge #2, Centrifuge Building Polymer Room |  |  |  | CP |  | Electrical Equipment
33933 | FCL-POL-FIT-4110 | Transmitter, Flow, Turbine,Service Water to Electric Mixer MX-4110,Polymer Skid No.1,Centrifuge Bldg | FCL-POL-MX-4110 | Mixer, Electric, Thickening Polymer Skid No.1, RMF Centrifuge Building, Polymer Room |  |  |  | FIT |  | Electrical Equipment
33934 | FCL-POL-FIT-4111 | Transmitter, Flow, Turbine,Service Water to Static Mixer MX-4111,Polymer Skid No.1,Centrifuge Bldg | FCL-POL-MX-4111 | Mixer, Static, Thickening Polymer Skid No.1, RMF Centrifuge Building, Polymer Room |  |  |  | FIT |  | Electrical Equipment
33935 | FCL-POL-FIT-4120 | Transmitter, Flow, Turbine,Service Water to Electric Mixer MX-4120,Polymer Skid No.2,Centrifuge Bldg | FCL-POL-MX-4120 | Mixer, Electric, Thickening Polymer Skid No.2, RMF Centrifuge Building, Polymer Room |  |  |  | FIT |  | Electrical Equipment
33936 | FCL-POL-FIT-4130 | Transmitter, Flow, Turbine,Service Water to Electric Mixer MX-4130,Polymer Skid No.3,Centrifuge Bldg | FCL-POL-MX-4130 | Mixer, Electric, Thickening Polymer Skid No.3, RMF Centrifuge Building, Polymer Room |  |  |  | FIT |  | Electrical Equipment
33937 | FCL-POL-FIT-4131 | Transmitter, Flow, Turbine,Service Water to Static Mixer MX-4131,Polymer Skid No.3,Centrifuge Bldg | FCL-POL-MX-4131 | Mixer, Static, Thickening Polymer Skid No.3, RMF Centrifuge Building, Polymer Room |  |  |  | FIT |  | Electrical Equipment
33939 | FCL-POL-FIT-4211 | Transmitter, Flow, Turbine,Service Water to Static Mixer MX-4211,Polymer Skid No.4,Centrifuge Bldg | FCL-POL-MX-4211 | Mixer, Static, Thickening Polymer Skid No.4, RMF Centrifuge Building, Polymer Room |  |  |  | FIT |  | Electrical Equipment
33941 | FCL-POL-FIT-4220 | Transmitter, Flow, Turbine,Service Water to Electric Mixer MX-4220,Polymer Skid No.5,Centrifuge Bldg | FCL-POL-MX-4220 | Mixer, Electric, Thickening Polymer Skid No.5, RMF Centrifuge Building, Polymer Room |  |  |  | FIT |  | Electrical Equipment
33942 | FCL-POL-FIT-4221 | Transmitter, Flow, Turbine,Service Water to Static Mixer MX-4221,Polymer Skid No.5,Centrifuge Bldg | FCL-POL-MX-4221 | Mixer, Static, Thickening Polymer Skid No.5, RMF Centrifuge Building, Polymer Room |  |  |  | FIT |  | Electrical Equipment
33943 | FCL-POL-FIT-4231 | Transmitter, Flow, Turbine,Service Water to Static Mixer MX-4231,Polymer Skid No.6,Centrifuge Bldg | FCL-POL-MX-4231 | Mixer, Static, Thickening Polymer Skid No.6, RMF Centrifuge Building, Polymer Room |  |  |  | FIT |  | Electrical Equipment
33945 | FCL-POL-FSL-4120 | Flow Switch Low, Polymer Feed to Skid No.2, RMF Centrifuge Building, Polymer Room | FCL-POL-P-4120 | Pump, Standby, Polymer Skid No.2, Polymer Feed to Thickeners, Centrifuge Building Polymer Room |  |  |  | FSL |  | Electrical Equipment
33946 | FCL-POL-FSL-4130 | Flow Switch Low, Polymer Feed to Skid No.3, RMF Centrifuge Building, Polymer Room | FCL-POL-P-4130 | Pump, Duty, Polymer Skid No.3, Polymer Feed to Thickener #2, Centrifuge Building Polymer Room |  |  |  | FSL |  | Electrical Equipment
33947 | FCL-POL-FSL-4210 | Flow Switch Low, Polymer Feed to Skid No.4, RMF Centrifuge Building, Polymer Room | FCL-POL-P-4210 | Pump, Duty, Polymer Skid No.4, Polymer Feed to Centrifuge #1, Centrifuge Building Polymer Room |  |  |  | FSL |  | Electrical Equipment
33952 | FCL-POL-MX-4111 | Mixer, Static, Thickening Polymer Skid No.1, RMF Centrifuge Building, Polymer Room | FCL-POL-P-4110 | Pump, Duty, Polymer Skid No.1, Polymer Feed to Thickener #1, Centrifuge Building Polymer Room |  |  |  | MX |  | Mechanical Equipment
33953 | FCL-POL-MX-4220 | Mixer, Electric, Thickening Polymer Skid No.5, RMF Centrifuge Building, Polymer Room | FCL-POL-P-4220 | Pump, Standby, Polymer Skid No.5, Polymer Feed to Thickeners, Centrifuge Building Polymer Room |  |  |  | MX |  | Mechanical Equipment
33954 | FCL-POL-MX-4230 | Mixer, Electric, Thickening Polymer Skid No.6, RMF Centrifuge Building, Polymer Room | FCL-POL-P-4230 | Pump, Duty, Polymer Skid No.6, Polymer Feed to Centrifuge #2, Centrifuge Building Polymer Room |  |  |  | MX |  | Mechanical Equipment
33962 | FCL-POL-V-4112 | Valve, Solenoid, Service Water to Polymer Skid No.1, RMF Centrifuge Building, Polymer Room | FCL-POL-P-4110 | Pump, Duty, Polymer Skid No.1, Polymer Feed to Thickener #1, Centrifuge Building Polymer Room |  |  |  | V |  | Mechanical Equipment
33965 | FCL-POL-V-4122 | Valve, Solenoid, Service Water to Polymer Skid No.2, RMF Centrifuge Building, Polymer Room | FCL-POL-P-4120 | Pump, Standby, Polymer Skid No.2, Polymer Feed to Thickeners, Centrifuge Building Polymer Room |  |  |  | V |  | Mechanical Equipment
33968 | FCL-POL-V-4212 | Valve, Solenoid, Service Water to Polymer Skid No.4, RMF Centrifuge Building, Polymer Room | FCL-POL-P-4210 | Pump, Duty, Polymer Skid No.4, Polymer Feed to Centrifuge #1, Centrifuge Building Polymer Room |  |  |  | V |  | Mechanical Equipment
33980 | FCL-RAW WATER BLDG | Building Location | FCL-SPC2 | Process Control Systems - Equipment | [5 empty] | Process
33981 | FCL-RAW-WATER-BLDG | Building Location | FCL-EUS | Production & End User Support | [5 empty] | Process
33982 | FCL-ROUTINE | FCL-Routine | [7 empty] | Sub-Process
34016 | FCL-RW-CP-0202 | Control Panel, Raw Water Screen SC-0201 Inlet & Outlet Gates, Low Lift PS Screen Room S/W | FCL-RW-SC-0201 | Screen, Bar, Raw Water , Intake and Screen Room |  |  |  | CP |  | Electrical Equipment
34017 | FCL-RW-CP-0300 | Control Panel, Sampling System Inlet Valves to Operators Lab, Admin Building Lab | FCL-RW-SAMP | Raw Water Sampling |  |  |  | CP |  | Electrical Equipment
34018 | FCL-RW-CP-0500 | Control Panel, Sampling System Inlet Valves to Operators Lab, Admin Building Lab | FCL-RW-SAMP | Raw Water Sampling |  |  |  | CP |  | Electrical Equipment
34048 | FCL-RW-INTAKE | Intake and Conduit | FCL-RW | Raw Water | [5 empty] | Mechanical Equipment
34066 | FCL-RW-LSH-0701 | Switch,Level High, Offshore Zebra Mussel Sampling Line 1A Prime, Low Lift PS Basement | FCL-RW-SAMP | Raw Water Sampling | Switch,Level-High |  |  | LSH |  | Instrumentation Equipment
34067 | FCL-RW-LSH-0801 | Switch,Level High, Offshore Zebra Mussel Sampling Line 1B Prime, Low Lift PS Basement | FCL-RW-SAMP | Raw Water Sampling | Switch,Level-High |  |  | LSH |  | Instrumentation Equipment
34073 | FCL-RW-MODULES | Raw Water Modules | FCL-RW | Raw Water | [5 empty] | Sub-Process
34086 | FCL-RW-SAMP | Raw Water Sampling | FCL-RW | Raw Water | [5 empty] | Sub-Process
34087 | FCL-RW-SAMP | Raw Water Sampling | FCL-SAMP | Sampling Systems | [5 empty] | Sub-Process
34090 | FCL-RW-SCREENS | Raw Water Sreening | FCL-RW | Raw Water | [5 empty] | Sub-Process
34103 | FCL-RW-V-0003A | Valve, Mud, Drain, Raw Water West Intake Channel, Low Lift PS Basement | FCL-RW-INTAKE | Intake and Conduit |  |  |  | V |  | Mechanical Equipment
34109 | FCL-RW-V-0006 | Valve, Mud, Raw Water Suction Channel Drain, Low Lift PS Basement | FCL-RW-INTAKE | Intake and Conduit |  |  |  | V |  | Mechanical Equipment
34117 | FCL-RW-V-0008A | Valve, Mud, Raw Water Suction Channel Drain, Low Lift PS Basement | FCL-RW-INTAKE | Intake and Conduit |  |  |  | V |  | Mechanical Equipment
34120 | FCL-RW-V-0011B | Valve, Gate, Raw Water Pumping Station West Foundation Drain, Raw Water Screen No.8 Pit | FCL-RW-SC-0801 | Screen, Bar, Raw Water, , Intake and Screen Room |  |  |  | V |  | Mechanical Equipment
34240 | FCL-SA-C-0401 | Compressor, Instrument Air, Filter Building, Compressor Room | FCL-SA | Service Air |  |  |  | C |  | Mechanical Equipment
34241 | FCL-SA-PIT-0101 | Transmitter, Pressure, Service Air to Low Lift, High Lift Building, Loading Area ,50-SA Line | FCL-SA-T-0001 | Vessel, Pressure, Service Air, Sanitary Sewage System Monitoring |  |  |  | PIT |  | Electrical Equipment
34244 | FCL-SA-STR-0140 | Strainer, Inlet, High Lift Reservoir Tank SA-T-0001, High Lift, Basement | FCL-SA-T-0001 | Vessel, Pressure, Service Air, Sanitary Sewage System Monitoring |  |  |  | STR |  | Mechanical Equipment
34322 | FCL-SED-V-0004 | Valve, Check, Settled Water Sampling Pumps P-0001A&B Discharge, Filter Building Drainage PS | FCL-WWW | Residue Management |  |  |  | V |  | Mechanical Equipment
34359 | FCL-SEDIMENT-BLDG | Building Location | FCL-EUS | Production & End User Support | [5 empty] | Process
34360 | FCL-SES-1 | Emergency Showers | FCL-SES | Safety and Environmental Services |  |  |  | SES |  | Sub-Process
34361 | FCL-SES-2 | SCBA's | FCL-SES | Safety and Environmental Services |  |  |  | SES |  | Sub-Process
34362 | FCL-SES-5 | Eye Wash Stations Chemical Building | FCL-SES | Safety and Environmental Services |  |  |  | SES |  | Sub-Process
34363 | FCL-SES-6 | Confined Space Entry and Industrial Hygene | FCL-SES | Safety and Environmental Services |  |  |  | SES |  | Sub-Process
34364 | FCL-SES-7 | Floatation Devices | FCL-SES | Safety and Environmental Services |  |  |  | SES |  | Sub-Process
34365 | FCL-SES-8 | Respirator Fit Testing | FCL-SES | Safety and Environmental Services |  |  |  | SES |  | Sub-Process
34417 | FCL-SES-FAK-0006 | First Aid Kit, High Lift Basement B1, Mechanical Room | FCL-SES | Safety and Environmental Services |  |  |  | FAK |  | Equipment Location
34418 | FCL-SES-FEQ-0110-SUS | Fire Extinguisher #110, RMF Centrifuge Building, HVAC Room | FCL-SES-FEQ-SUS | Portable Fire Extinguishers |  |  | 46426 | FEQ |  | Mechanical Equipment
34419 | FCL-SES-FEQ-0110-SUS | Fire Extinguisher #110, RMF Centrifuge Building, HVAC Room | FCL-SUSPENDED | Suspended entity |  |  | 46426 | FEQ |  | Mechanical Equipment
34420 | FCL-SES-FEQ-0111-SUS | Fire Extinguisher #111, RMF Centrifuge Building, Electrical Room | FCL-SES-FEQ-SUS | Portable Fire Extinguishers |  |  | 46427 | FEQ |  | Mechanical Equipment
34421 | FCL-SES-FEQ-0112-SUS | Fire Extinguisher #112, RMF Centrifuge Building, Centrifuge Room North West Wall | FCL-SES-FEQ-SUS | Portable Fire Extinguishers |  |  | 46428 | FEQ |  | Mechanical Equipment
34422 | FCL-SES-FEQ-0112-SUS | Fire Extinguisher #112, RMF Centrifuge Building, Centrifuge Room North West Wall | FCL-SUSPENDED | Suspended entity |  |  | 46428 | FEQ |  | Mechanical Equipment
34428 | FCL-SES-FP-0001 | Fire Protection System | FCL-SES | Safety and Environmental Services |  |  |  | FP |  | Sub-Process
34463 | FCL-SES-LTG-0006F-SUS | Emergency Light, Ceiling Mounted Remote Heads, Admin Building, Second Floor, Stairs No. 2 | FCL-ELS-LTG | Emergency Lighting |  |  | 46463 | LTG |  | Electrical Equipment
34464 | FCL-SES-LTG-0006G-SUS | Emergency Light, Remote Heads, Admin Building, First Floor, Stairs No. 2 | FCL-ELS-LTG | Emergency Lighting |  |  | 46464 | LTG |  | Electrical Equipment
34507 | FCL-SES-LTG-0038-SUS | Emergency Light, Wall Mounted, c/w Emergency Battery, Surge Building | FCL-SUSPENDED | Suspended entity |  |  | 46508 | LTG |  | Electrical Equipment
34641 | FCL-SES-LTX-0089-SUS | Exit Light, 89, Gaseous Building, 1st Floor, Electrical Room Exit | FCL-ELS-6 | Interior Lighting |  |  | 46596 | LTX |  | Electrical Equipment
34642 | FCL-SES-LTX-0089-SUS | Exit Light, 89, Gaseous Building, 1st Floor, Electrical Room Exit | FCL-SUSPENDED | Suspended entity |  |  | 46596 | LTX |  | Electrical Equipment
34643 | FCL-SES-LTX-0090-SUS | Exit Light, 90, Gaseous Building, 1st Floor, Fluoride Room Exit | FCL-ELS-6 | Interior Lighting |  |  | 46597 | LTX |  | Electrical Equipment
34644 | FCL-SES-LTX-0090-SUS | Exit Light, 90, Gaseous Building, 1st Floor, Fluoride Room Exit | FCL-SUSPENDED | Suspended entity |  |  | 46597 | LTX |  | Electrical Equipment
34645 | FCL-SES-LTX-0091-SUS | Exit Light, 91, Gaseous Building, 1st Floor, Caustic Soda Storage Room Exit | FCL-ELS-6 | Interior Lighting |  |  | 46598 | LTX |  | Electrical Equipment
34646 | FCL-SES-LTX-0092-SUS | Exit Light, 92, Gaseous Building, 2nd Floor, Chlorine Storage Room North Door Exit Out | FCL-ELS-6 | Interior Lighting |  |  | 46599 | LTX |  | Electrical Equipment
34647 | FCL-SES-LTX-0094-SUS | Exit Light, 94, Gaseous Building, 2nd Floor, Chlorine Storage Room S/W Door Exit | FCL-ELS-6 | Interior Lighting |  |  | 46601 | LTX |  | Electrical Equipment
34648 | FCL-SES-LTX-0094-SUS | Exit Light, 94, Gaseous Building, 2nd Floor, Chlorine Storage Room S/W Door Exit | FCL-SUSPENDED | Suspended entity |  |  | 46601 | LTX |  | Electrical Equipment
34649 | FCL-SES-LTX-0095-SUS | Exit Light, 95, Gaseous Building, 2nd Floor, Chemical Room S/W Door Exit | FCL-ELS-6 | Interior Lighting |  |  | 46602 | LTX |  | Electrical Equipment
34650 | FCL-SES-LTX-0095-SUS | Exit Light, 95, Gaseous Building, 2nd Floor, Chemical Room S/W Door Exit | FCL-SUSPENDED | Suspended entity |  |  | 46602 | LTX |  | Electrical Equipment
34651 | FCL-SES-LTX-0101-SUS | Exit light, 101, Polymer Tote Area , RMF Centrifuge Building | FCL-SUSPENDED | Suspended entity |  |  | 46604 | LTX |  | Electrical Equipment
34652 | FCL-SES-LTX-0102-SUS | Exit light, 102, Admin Building, First Floor, Corridor 116, High Lift Gallery Door | FCL-SUSPENDED | Suspended entity |  |  | 46605 | LTX |  | Electrical Equipment
34653 | FCL-SES-LTX-0103-SUS | Exit light, 103, Admin Building, First Floor, Lunch Room | FCL-ELS-6 | Interior Lighting |  |  | 46606 | LTX |  | Electrical Equipment
34654 | FCL-SES-LTX-0103-SUS | Exit light, 103, Admin Building, First Floor, Lunch Room | FCL-SUSPENDED | Suspended entity |  |  | 46606 | LTX |  | Electrical Equipment
34655 | FCL-SES-LTX-0104-SUS | Exit light, 104, Admin Building, Second Floor, Kitchen West Exit | FCL-ELS-6 | Interior Lighting |  |  | 46607 | LTX |  | Electrical Equipment
34656 | FCL-SES-LTX-0104-SUS | Exit light, 104, Admin Building, Second Floor, Kitchen West Exit | FCL-SUSPENDED | Suspended entity |  |  | 46607 | LTX |  | Electrical Equipment
34657 | FCL-SES-LTX-0105-SUS | Exit light, 105, High Lift Pumping Station, Ground Floor, Copy Room South Door | FCL-SUSPENDED | Suspended entity |  |  | 46608 | LTX |  | Electrical Equipment
34658 | FCL-SES-LTX-0106-SUS | Exit light, 106, Low Lift Building, Ground Floor, South East Stairs | FCL-ELS-6 | Interior Lighting |  |  | 46609 | LTX |  | Electrical Equipment
34659 | FCL-SES-LTX-0108-SUS | Exit light, 108, Dry Chemical Building, MCC Room, South Exit | FCL-ELS-6 | Interior Lighting |  |  | 46611 | LTX |  | Electrical Equipment
34673 | FCL-SES-SQ-0008 | Eyewash Station/Shower, Low Lift PS Building, Alum Delivery Door,Raw Water Pump Room Basement beside Phosphoric acid Skids | FCL-SES | Safety and Environmental Services |  |  |  | SQ |  | Equipment Location
34677 | FCL-SES-SQ-0102 | Safety Harnesses, High Lift Building, Store Room | FCL-SES | Safety and Environmental Services |  |  |  | SQ |  | Equipment Location
34705 | FCL-SM-SQ-0002 | Kit "B" Chlorine Emergency | FCL-CLA1 | Pre-Chlorination |  |  |  | SQ |  | Mechanical Equipment
34763 | FCL-SPC-COM-0001 | Communication, Router, Admin Building, Server Room | FCL-ADM BLDG | Building Location |  |  |  | COM |  | Electrical Equipment
34764 | FCL-SPC-COM-0100 | Communication, Primary Core Closet Rack, Admin Building, Server Room | FCL-ADM BLDG | Building Location |  |  |  | COM |  | Electrical Equipment
34765 | FCL-SPC-COM-1101 | Termination Panel, Gaseous Chemical Building, Control Room | FCL-CHEM BLDG | Building Location |  |  |  | COM |  | Electrical Equipment
34766 | FCL-SPC-COM-1102 | Termination Panel, Gaseous Chemical Building, Aqua Ammonia Machine Room | FCL-CHEM BLDG | Building Location |  |  |  | COM |  | Electrical Equipment
34767 | FCL-SPC-COM-1222 | Communication, Ethernet to RS485 Gateway, High Lift B1, Switchgear Room, RPU-1222/1223 Panel | FCL-SPC | Process Control Systems - Services Area |  |  |  | COM |  | Electrical Equipment
34768 | FCL-SPC-COM-1224 | Communication, Ethernet to RS485 Gateway, High Lift Electrical Room, RPU-1224 Panel | FCL-SPC | Process Control Systems - Services Area |  |  |  | COM |  | Electrical Equipment
34769 | FCL-SPC-COM-1400 | Access Closet, Surge Tank Chamber | FCL-SPC | Process Control Systems - Services Area |  |  |  | COM |  | Electrical Equipment
34770 | FCL-SPC-COM-1401 | Termination Panel, Surge Chamber | FCL-SPC | Process Control Systems - Services Area |  |  |  | COM |  | Electrical Equipment
34771 | FCL-SPC-COM-1405 | Termination Panel, Surge Building, South/East Stairs | FCL-SPC | Process Control Systems - Services Area |  |  |  | COM |  | Electrical Equipment
34772 | FCL-SPC-COM-1500 | Access Closet, Control Station at Filter Gallery | FCL-SPC | Process Control Systems - Services Area |  |  |  | COM |  | Electrical Equipment
34773 | FCL-SPC-COM-1503 | Termination Panel, Filter Building, Pipe Gallery, North, Ceiling | FCL-SPC | Process Control Systems - Services Area |  |  |  | COM |  | Electrical Equipment
34774 | FCL-SPC-COM-1600 | Access Closet, Control Station at Filter Gallery | FCL-SPC | Process Control Systems - Services Area |  |  |  | COM |  | Electrical Equipment
34775 | FCL-SPC-COM-1601 | Termination Panel, Filter Building, Pipe Gallery, North, Ceiling | FCL-SPC | Process Control Systems - Services Area |  |  |  | COM |  | Electrical Equipment
34776 | FCL-SPC-COM-1606 | Termination Panel, Filter Building, Pipe Gallery, South, Ceiling | FCL-SPC | Process Control Systems - Services Area |  |  |  | COM |  | Electrical Equipment
34777 | FCL-SPC-COM-1700 | Access Closet, Low Lift Building, PAC Pump Area | FCL-RAW WATER BLDG | Building Location |  |  |  | COM |  | Electrical Equipment
34778 | FCL-SPC-COM-1701 | Termination Panel, PAC Pump Area | FCL-SPC | Process Control Systems - Services Area |  |  |  | COM |  | Electrical Equipment
34779 | FCL-SPC-COM-1703 | Termination Panel, Low Lift Building, PAC Pump Area, North West | FCL-RAW WATER BLDG | Building Location |  |  |  | COM |  | Electrical Equipment
34780 | FCL-SPC-COM-1704 | Access Closet, Low Lift Building, PAC Pump Area, South East | FCL-RAW WATER BLDG | Building Location |  |  |  | COM |  | Electrical Equipment
34781 | FCL-SPC-COM-1801 | Termination Panel, Low Lift PS Building, Switchgear Room | FCL-RAW WATER BLDG | Building Location |  |  |  | COM |  | Electrical Equipment
34782 | FCL-SPC-COM-1803 | Termination Panel, Raw Water Pumping | FCL-SPC | Process Control Systems - Services Area |  |  |  | COM |  | Electrical Equipment
34783 | FCL-SPC-COM-1825 | Communication, Ethernet to RS485 Gateway, Low Lift Switchgear Room, RPU-1825 Panel | FCL-RAW WATER BLDG | Building Location |  |  |  | COM |  | Electrical Equipment
34784 | FCL-SPC-COM-1911 | Communication, Multinet, RMF Centrifuge Building, Control Room, RPU-1921 Panel | FCL-CENTRIFUGE BLDG | Building Location |  |  |  | COM |  | Electrical Equipment
34785 | FCL-SPC-COM-2001 | Termination Panel, High Lift Building, Corridor outside Electrical Shop | FCL-SPC | Process Control Systems - Services Area |  |  |  | COM |  | Electrical Equipment
34786 | FCL-SPC-COM-2002 | Termination Panel, High Lift Building, Corridor outside Electrical Shop | FCL-SPC | Process Control Systems - Services Area |  |  |  | COM |  | Electrical Equipment
34787 | FCL-SPC-COM-2100 | Access Closet, RMF Centrifuge Building, Centrifuge Control Room | FCL-CENTRIFUGE BLDG | Building Location |  |  |  | COM |  | Electrical Equipment
34788 | FCL-SPC-COM-2101 | Termination Panel, | FCL-SPC | Process Control Systems - Services Area |  |  |  | COM |  | Electrical Equipment
34789 | FCL-SPC-COM-2111 | Communication, Multinet, RMF Clarification Facility, Electrical Room, RPU-2121 Panel | FCL-SPC | Process Control Systems - Services Area |  |  |  | COM |  | Electrical Equipment
34792 | FCL-SPC-CPU-0601 | Computer, File Server (FCLPFH01), Admin Building, Server Room, Server Cabinet COM-0600 | FCL-SPC | Process Control Systems - Services Area |  |  |  | CPU |  | Electrical Equipment
34909 | FCL-SPC1 | Process Control Systems - Administrative | FCL | R L Clark Water Treatment Plant | [5 empty] | Sub Area
34910 | FCL-SPC1 | Process Control Systems - Administrative | FCL-SPC | Process Control Systems - Services Area | [5 empty] | Sub Area
34911 | FCL-STORE | Computer Storage Location | FCL-EUS | Production & End User Support | [5 empty] | Equipment Location
34913 | FCL-SURGE-TANKS-BLDG | Building Location | FCL-EUS | Production & End User Support | [5 empty] | Process
34914 | FCL-TRW-4 | Surge Suppression | FCL-TRW | Treated Water |  |  |  | TRW |  | Sub-Process
34951 | FCL-TRW-CP-0001 | Control Panel, Treated Water Sample Pumps P-0101&0201, High Lift PS Basement | FCL-TRW-P-0101 | Pump, Sampling, Reservoir Outlet, Filter Building |  |  |  | CP |  | Electrical Equipment
34952 | FCL-TRW-CP-0003 | Control Panel, Reservoir Inlet and Outlet Gates, High Lift PS Pump Suction/Transfer Channel | FCL-TRW-G-0003 | Gate, Sluice, Actuated, Outlet, Clearwell WEL-0101 Outlet, Treated Water Distribution Channel |  |  |  | CP |  | Electrical Equipment
34962 | FCL-TRW-FIT-0001A | Transmitter, Flow, Ultrasonic Transient Time, High Lift PS District 1 Venturi Room | FCL-TRW-P-0100 | Pump, Treated Water |  |  |  | FIT |  | Electrical Equipment
35053 | FCL-TRW-STR-0004 | Strainer, Service Water to Dry Chemical Sprinkler System, Dry Chemical Building | FCL-TRW | Treated Water |  |  |  | STR |  | Mechanical Equipment
35054 | FCL-TRW-STR-0005 | Strainer, Service Water to CL2/SO2 Storage,Gaseous Chemical Building Storage Room | FCL-CLA-EV-0201 | Evaporator, Chlorine Gas, Chlorination System |  |  |  | STR |  | Mechanical Equipment
35055 | FCL-TRW-STR-0007 | Strainer, Inlet, TW Sample to Analyser AIT-0001, District 2 Venturi Room, High Lift PS Basement | FCL-TRW-AIT-0001 | Analyzer, Chlorine, TRW Total Residual, District 2 Venturi Room, TRW Pumping Station |  |  |  | STR |  | Mechanical Equipment
35056 | FCL-TRW-STR-0008 | Strainer, Inlet, TW Sample to Analyser AIT-0002, District 2 Venturi Room, High Lift PS Basement | FCL-TRW-AIT-0002 | Analyzer, Turbidity, TRW Output, District 2 Venturi Room, TRW Pumping Station |  |  |  | STR |  | Mechanical Equipment
35080 | FCL-TRW-UPS-0002-SUS | Inverter,DC to AC | FCL-SUSPENDED | Suspended entity |  |  | 36809 | UPS |  | Instrumentation Equipment
35081 | FCL-TRW-UPS-0002-SUS | Inverter,DC to AC | FCL-TRW | Treated Water |  |  | 36809 | UPS |  | Instrumentation Equipment
35099 | FCL-TRW-V-0019A | Valve, Gate, Isolation, TW Sample To Operators Lab Sink,District 2 Venturi Room,Low Lift PS Basement | FCL-TRW-V-0819 | Valve, Ball, Actuated, TW Sample Line Flushing to Lab Sink, Admin Building Lab |  |  |  | V |  | Mechanical Equipment
35103 | FCL-TRW-V-0025A | Valve, Gate, Inlet, TW Sample to Analyser AIT-0004, Venturi Room 2, Low Lift PS Basement | FCL-TRW-AIT-0003 | Analyzer, Fluoride, TRW Output, District 2 Venturi Room, TRW Pumping Station |  |  |  | V |  | Mechanical Equipment
35111 | FCL-TRW-V-0034 | Valve, Air Release, District 1W Header, Treated Water Pumping Station,FCL-TRW-P-0200 | FCL-TRW-P-0200 | Pump, Treated Water |  |  |  | V |  | Mechanical Equipment
35114 | FCL-TRW-V-0034B | Valve, Gate, Isolation, District 1W Header Air Release Valve, High Lift PS Basement | FCL-TRW-V-0034 | Valve, Air Release, District 1W Header, Treated Water Pumping Station,FCL-TRW-P-0200 |  |  |  | V |  | Mechanical Equipment
35115 | FCL-TRW-V-0035 | Valve, Air Release, District 1E Header, Treated Water Pumping Station,FCL-TRW-P-0300 | FCL-TRW-P-0300 | Pump, Treated Water |  |  |  | V |  | Mechanical Equipment
35116 | FCL-TRW-V-0035B | Valve, Gate, Isolation, District 1E Header Air Release Valve, High Lift PS Basement | FCL-TRW-V-0035 | Valve, Air Release, District 1E Header, Treated Water Pumping Station,FCL-TRW-P-0300 |  |  |  | V |  | Mechanical Equipment
35117 | FCL-TRW-V-0036 | Valve, Air Release, District 2W Header, High Lift PS Basement , TRW-P-0500,0700,0900 | FCL-TRW-P-0500 | Pump, Treated Water |  |  |  | V |  | Mechanical Equipment
35124 | FCL-TRW-V-0046 | Valve, Gate, Isolation,Strainer STR-0003, Service Water to PAC System,Dry Chemical Building Basement , BFP-0010 | FCL-TRW-BFP-0001A | Backflow Preventer, District 2E/2W Header Service Water Distribution, High Lift PS Basement. |  |  |  | V |  | Mechanical Equipment
35126 | FCL-TRW-V-0049A | Valve, Ball, Isolation, Compressor C-0002, Surge Building | FCL-TRW-C-0002 | Compressor, Stationary, Surge Tank Building |  |  |  | V |  | Mechanical Equipment
35127 | FCL-TRW-V-0051 | Valve, Gate, Inlet, Service Water Backflow Preventer 0111, Filter Gallery Basement,FCL-TRW-BFP-0006 | FCL-TRW-BFP-0006 | Backflow Preventer, Service Water to RMF Clarification Facility |  |  |  | V |  | Mechanical Equipment
35131 | FCL-TRW-V-0059 | Valve, Gate, Outlet, Service Water Backflow Preventer BFP-0003, High Lift PS Basement | FCL-TRW-BFP-0003 | Backflow Preventer, District 2W Header Service Water Distribution,High Lift PS Bsmnt.N/Wall West End |  |  |  | V |  | Mechanical Equipment
35143 | FCL-TRW-V-0087 | Valve,Butterfly,Isolation,Service Water Sedimentation/Flocculation Tanks Ring Sedimentation Tank No2 | FCL-SED-T-0200 | Tank, Sedimentation, Middle |  |  |  | V |  | Mechanical Equipment
35144 | FCL-TRW-V-0090 | Valve, Butterfly,Isolation,Service Water Sedimentation/Flocculation Tanks Ring Flocculation Tank No3 | FCL-FLO-T-0301 | Tank, Flocculation |  |  |  | V |  | Mechanical Equipment
35145 | FCL-TRW-V-0091 | Valve, Gate, Isolation, Service Water to PAC Pumps, Dry Chemical Building | FCL-TRW-BFP-0014 | Backflow Preventer,Service Water to PAC Storage Room, Dry Chemical Building |  |  |  | V |  | Mechanical Equipment
35148 | FCL-TRW-V-0096 | Valve, Gate, Isolation, Service Water to Dry Chemical Sprinkler System, Dry Chemical Building | FCL-TRW-STR-0004 | Strainer, Service Water to Dry Chemical Sprinkler System, Dry Chemical Building |  |  |  | V |  | Mechanical Equipment
35166 | FCL-TRW-V-0139 | Valve, Ball, Isolation, Service Water to Lab Area | FCL-TRW | Treated Water |  |  |  | V |  | Mechanical Equipment
35188 | FCL-TRW-V-0818E | Valve, Ball, Isolation, Inlet, FSL-0002, Treated Water Sampling System | FCL-TRW-FSL-0002 | Switch, Flow, Low, Sample from District 2 to Analyser AIT-0002, High Lift District 2 Venturi Room |  |  |  | V |  | Mechanical Equipment
35219 | FCL-WW-SAMP | Wash water Sampling | FCL-SAMP | Sampling Systems | [5 empty] | Sub-Process
35244 | FCL-WWW-CP-0012 | Control Panel, Sanitary Pumps P-0001 & 0002, RMF Clarification Facility, Pump Room North | FCL-WWW-P-0001 | Pump Sanitary Clarification Building, South |  |  |  | CP |  | Electrical Equipment
35245 | FCL-WWW-CP-1200 | Control Panel, Clarifier T-1200 Sludge Collectors, RMF Clarification Facility Service Platform | FCL-WWW-T-1200 | Tank, Clarifier, South, RMF Clarification Facility |  |  |  | CP |  | Electrical Equipment
35246 | FCL-WWW-CP-3020 | Control Panel, Process Drain Pumps P-3021 & 3022, RMF Clarification Facility, Pump Room South | FCL-WWW-P-3021 | Pump Submersible Drainage South, Process Drain Sump |  |  |  | CP |  | Electrical Equipment
35247 | FCL-WWW-CP-5501 | Control Panel, Centrifuge CF-5501, RMF Centrifuge Facility, Centrifuge Room | FCL-WWW-CF-5501 | Centrifuge Dewatering, West |  |  |  | CP |  | Electrical Equipment
35250 | FCL-WWW-CP-5530 | Control Panel, Process Drain Pumps P-5531 & 5532, RMF Centrifuge Building, Cake Container Area | FCL-WWW-P-5531 | Pump Submersible Centrifuge Process Drain |  |  |  | CP |  | Electrical Equipment
35251 | FCL-WWW-CP-5601 | Control Panel, Centrifuge CF-5601, RMF Centrifuge Facility, Centrifuge Room | FCL-WWW-CF-5601 | Centrifuge Dewatering, East |  |  |  | CP |  | Electrical Equipment
35253 | FCL-WWW-CP-7013 | Control Panel, Sampling Pumps P-7013A & 7013B, RMF Clarification Facility, Operating Floor | FCL-WWW-P-7013A | Pump, Sample Before SO2 Chlorine, RMF dechlorination |  |  |  | CP |  | Electrical Equipment
35255 | FCL-WWW-DEW | Sludge Dewatering RMF | FCL-WWW | Residue Management | [5 empty] | Sub-Process
35262 | FCL-WWW-FIT-5501 | Transmitter, Flow, Magnetic,Service Water to Centrifuge 5501 | FCL-WWW-CF-5501 | Centrifuge Dewatering, West |  |  |  | FIT |  | Electrical Equipment
35263 | FCL-WWW-FSL-1202 | Switch, Flow, Low, Filter Backwash Waste Sampling Pump P-1202, RMF Clarification Facility | FCL-WWW-P-1202 | Pump Sample Filter Backwash to Clarifiers Turbidity |  |  |  | FSL |  | Electrical Equipment
35284 | FCL-WWW-LIT-5530 | Transmitter, Level, Centrifuge-Process Drain Sump, Centrifuge Building | FCL-WWW-P-5531 | Pump Submersible Centrifuge Process Drain |  |  |  | LIT |  | Electrical Equipment
35289 | FCL-WWW-LSH-3020 | Switch, Level, High, Process Drain Pumps P-3021&3022 Sump, RMF Clarification Facility | FCL-WWW-P-3021 | Pump Submersible Drainage South, Process Drain Sump |  |  |  | LSH |  | Electrical Equipment
35290 | FCL-WWW-LSL-0012 | Switch, Level, Low, Sanitary Sump, RMF Clarification Facility, Pump Room North | FCL-WWW-P-0001 | Pump Sanitary Clarification Building, South |  |  |  | LSL |  | Electrical Equipment
35291 | FCL-WWW-LSL-1101 | Switch, Level, Low, Clarifier T-1100 Sump, RMF Clarification Facility | FCL-WWW-T-1100 | Tank, Clarifier, North, RMF Clarification Facility |  |  |  | LSL |  | Electrical Equipment
35294 | FCL-WWW-LSL-5530 | Switch, Level, Low, Process Drain Pumps P-5531&5532 Sump, RMF Centrifuge Building | FCL-WWW-P-5531 | Pump Submersible Centrifuge Process Drain |  |  |  | LSL |  | Electrical Equipment
35297 | FCL-WWW-LSM-5530 | Switch, Level, Medium, Process Drain Pumps P-5531&5532 Sump, RMF Centrifuge Building | FCL-WWW-P-5531 | Pump Submersible Centrifuge Process Drain |  |  |  | LSM |  | Electrical Equipment
35300 | FCL-WWW-MSL-5601 | Switch, Motion, Low, CV-5601, RMF Centrifuge Building, Centrifuge Room | FCL-WWW-CF-5601 | Centrifuge Dewatering, East |  |  |  | MSL |  | Electrical Equipment
35323 | FCL-WWW-V-0002 | Valve, Check, Discharge, Sanitary Sump Pump P-0002, RMF Clarification Facility, Pump Room | FCL-WWW-P-0002 | Pump Sanitary Clarification Building, North |  |  |  | V |  | Mechanical Equipment
35324 | FCL-WWW-V-0003 | Valve, Plug, Discharge, Sanitary Sump Pump P-0001, RMF Clarification Facility, Pump Room | FCL-WWW-P-0001 | Pump Sanitary Clarification Building, South |  |  |  | V |  | Mechanical Equipment
35352 | FCL-WWW-V-3023 | Valve, Plug, Discharge, Process Drain Pump P-3021, RMF Clarification Facility, Pump Room | FCL-WWW-P-3021 | Pump Submersible Drainage South, Process Drain Sump |  |  |  | V |  | Mechanical Equipment
35353 | FCL-WWW-V-3024 | Valve, Plug, Discharge, Process Drain Pump P-3022, RMF Clarification Facility, Pump Room | FCL-WWW-P-3022 | Pump Submersible Drainage North, Process Drain Sump |  |  |  | V |  | Mechanical Equipment
35354 | FCL-WWW-V-3031 | Valve, Plug, Discharge, Sludge Pump P-3030, RMF Clarification Facility, Sludge Sump Service Platform | FCL-WWW-P-3030 | Pump Submersible East, Pump Room |  |  |  | V |  | Mechanical Equipment
35355 | FCL-WWW-V-3042 | Valve,Plug,Isolation,Pump-3040 to Thickener1,RMF Clarification Facility,Sludge Sump Service Platform | FCL-WWW-P-3040 | Pump Submersible Standby, Pump Room |  |  |  | V |  | Mechanical Equipment
35356 | FCL-WWW-V-3043 | Valve,Plug,Isolation,Pump-3040 to Thickener2,RMF Clarification Facility,Sludge Sump Service Platform | FCL-WWW-P-3040 | Pump Submersible Standby, Pump Room |  |  |  | V |  | Mechanical Equipment
35357 | FCL-WWW-V-3051 | Valve, Plug, Discharge, Sludge Pump P-3050, RMF Clarification Facility, Sludge Sump Service Platform | FCL-WWW-P-3050 | Pump Submersible FCL, Pump Room |  |  |  | V |  | Mechanical Equipment
35360 | FCL-WWW-V-5012 | Valve, Plug, Isolation, Centrifuge Feed Pump Suction Header, RMF Clarification Facility, Pump Room | FCL-WWW-T-5010 | Thickener, North, RMF Clarification Facility |  |  |  | V |  | Mechanical Equipment
35363 | FCL-WWW-V-5100 | Valve, Plug, Suction, Centrifuge Feed Pump P-5101, RMF Clarification Facility, Pump Room | FCL-WWW-P-5101 | Pump Centifuge Feed, North |  |  |  | V |  | Mechanical Equipment
35366 | FCL-WWW-V-5200 | Valve, Plug, Suction, Centrifuge Feed Pump P-5201, RMF Clarification Facility, Pump Room | FCL-WWW-P-5201 | Pump Centrifuge Feed, Standby |  |  |  | V |  | Mechanical Equipment
35368 | FCL-WWW-V-5300 | Valve, Plug, Suction, Centrifuge Feed Pump P-5301, RMF Clarification Facility, Pump Room | FCL-WWW-P-5301 | Pump Centrifuge Feed, South |  |  |  | V |  | Mechanical Equipment
35372 | FCL-WWW-V-5305 | Valve, Plug, Discharge, Centrifuge Feed Pump P-5301, RMF Clarification Facility, Pump Room | FCL-WWW-P-5301 | Pump Centrifuge Feed, South |  |  |  | V |  | Mechanical Equipment
35377 | FCL-WWW-V-5506 | Valve, Plug, Isolation, Centrifuge/Conveyor Centrate to Process Drain Sump, RMF Centrifuge Building | FCL-WWW-CF-5501 | Centrifuge Dewatering, West |  |  |  | V |  | Mechanical Equipment
35378 | FCL-WWW-V-5512 | Valve, Slide Gate, Motorized, CV-5510 to Cake Disposal Bin Container C,Centrifuge Bldg,Centrifuge Rm | FCL-WWW-CV-5510 | Bottom Screw Conveyor, South, Centrifuge CF-5501 |  |  |  | V |  | Mechanical Equipment
35379 | FCL-WWW-V-5533 | Valve, Plug, Discharge, Centrifuge Building Process Drain Pump P-5532, RMF Centrifuge Building | FCL-WWW-P-5532 | Pump Submersible Centrifuge Process Drain |  |  |  | V |  | Mechanical Equipment
35380 | FCL-WWW-V-5534 | Valve, Plug, Discharge, Centrifuge Building Process Drain Pump P-5532, RMF Centrifuge Building | FCL-WWW-P-5532 | Pump Submersible Centrifuge Process Drain |  |  |  | V |  | Mechanical Equipment
35383 | FCL-WWW-V-5606 | Valve, Plug, Isolation, Centrifuge/Conveyor Centrate to Process Drain Sump, RMF Centrifuge Building | FCL-WWW-CF-5601 | Centrifuge Dewatering, East |  |  |  | V |  | Mechanical Equipment
35384 | FCL-WWW-V-5610 | Valve, Slide Gate, Motorised, CV-5601 to Cake Disposal Bin Container A,Centrifuge Bldg,Centrifuge Rm | FCL-WWW-CV-5610 | Bottom Screw Conveyor, South, Centrifuge CF-5601 |  |  |  | V |  | Mechanical Equipment
35392 | FCL-WWW-WR-0003 | Receptacle, 600V, 3PH, Centrifuge Building, Upper Floor | FCL-WWW | Residue Management |  |  |  | WR |  | Electrical Equipment
35393 | FCL-WWW-WR-0005 | Receptacle, 600V, 3PH, RMF Clarification Facility, Operating Floor Central | FCL-WWW | Residue Management |  |  |  | WR |  | Electrical Equipment
35394 | FCL-WWW-XS-5501 | Switch, Rope, CV-5510 Emergency Stop, RMF Centrifuge Building, Centrifuge Room | FCL-WWW-CV-5510 | Bottom Screw Conveyor, South, Centrifuge CF-5501 |  |  |  | XS |  | Electrical Equipment
35395 | FCL-WWW-XS-5601 | Switch, Rope, CV-5601 Emergency Stop, RMF Centrifuge Building, Centrifuge Room | FCL-WWW-CF-5601 | Centrifuge Dewatering, East |  |  |  | XS |  | Electrical Equipment
35398 | FCL-ZMC | Zebra Mussel Control | FCL-DIS | Disinfection and Conditioning | [5 empty] | Sub-Process
35408 | FCL-ZMC-V-0011A-SUS | Valve, Ball, Isolation, Cl2 Solution to Sampling Pumps P-0701&0801, Low Lift PS Basement | FCL-SUSPENDED | Suspended entity |  |  | 47322 | V |  | City
35434 | FFIS-ELS-LTG EMERG-SUS | Emergency Lights | FIS-SUSPENDED | Obsolete Entities/Processes |  |  | 46887 |  |  | Obsolete Entity
35436 | FHA ADMIN | Administration | FHA | R C Harris Water Treatment Plant | [5 empty] | Work Area
35437 | FHA EUS SERVER ROOM | Communication Switch | FHA-SERVICE-BLDG | Building Location | [5 empty] | Equipment Location
35438 | FHA FILTER GALLERY | Computer Location | FHA-FILTER BLDG | Building Location | [5 empty] | Equipment Location
35440 | FHA SERVER ROOM | Communication Switch | FHA-FILTER BLDG | Building Location | [5 empty] | Equipment Location
35441 | FHA SERVER ROOM | Communication Switch | FHA-SPC | Process Control Systems - Services Area | [5 empty] | Equipment Location
35442 | FHA SWITCHGEAR ROOM | Computer Location | FHA-PUMP BLDG | Building Location | [5 empty] | Equipment Location
35547 | FHA-ALM | Alum | FHA-PLT | Preliminary Treatment | [5 empty] | Sub-Process
35624 | FHA-AM-P-0201-KQ | Pump Location,Aqua Ammonia Metering #2 | FHA-SUSPENDED | Suspended Obsolete entity for storage purpose |  |  | 33324 | P |  | Equipment Location
35634 | FHA-AM-T-0201-KQ | Tank Location, Ammonia Storage Room | FHA-SUSPENDED | Suspended Obsolete entity for storage purpose |  |  | 33325 | T |  | Equipment Location
35637 | FHA-AM-T-0301-KQ | Tank Location, Ammonia Storage Room | FHA-AM | Ammoniation |  |  | 33326 | T |  | Equipment Location
35638 | FHA-AM-T-0301-KQ | Tank Location, Ammonia Storage Room | FHA-SUSPENDED | Suspended Obsolete entity for storage purpose |  |  | 33326 | T |  | Equipment Location
35715 | FHA-AUX-ANL-0010 | Colorimeter, Pocket CL2 | [5 empty] | ANL |  | Division
35716 | FHA-AUX-ANL-0011 | Colorimeter, Pocket CL2 | [5 empty] | ANL |  | Division
35737 | FHA-AUX-SAN | Sanitary Pumping System | FHA-AUX | Auxiliary Systems | [5 empty] | Sub-Process
35741 | FHA-AUX-T-0101-KQ | Compressed Air Tank 1 | FHA-SUSPENDED | Suspended Obsolete entity for storage purpose |  |  | 33327 | T |  | Equipment Location
35744 | FHA-AUX-T-0102-KQ | Compressed Air Tank 2 | FHA-AUX-SA | Plant Air/Instrument Air/Vacuum System |  |  | 33328 | T |  | Equipment Location
35745 | FHA-AUX-T-0102-KQ | Compressed Air Tank 2 | FHA-SUSPENDED | Suspended Obsolete entity for storage purpose |  |  | 33328 | T |  | Equipment Location
35747 | FHA-AUX-T-0103-KQ | Compressed Air Tank 3 | FHA-SUSPENDED | Suspended Obsolete entity for storage purpose |  |  | 33329 | T |  | Equipment Location
35748 | FHA-AUX-T-0104-KQ | Compressed Air Tank 4 | FHA-AUX-SA | Plant Air/Instrument Air/Vacuum System |  |  | 33330 | T |  | Equipment Location
35914 | FHA-CLA-CHL-0201-KQ | Chlorination Location,Train #2 | FHA-CLA | Pre-Chlorination |  |  | 33332 | CHL |  | Equipment Location
35917 | FHA-CLA-CHL-0301-KQ | Chlorination Location,Train #3 | FHA-CLA | Pre-Chlorination |  |  | 33333 | CHL |  | Equipment Location
35987 | FHA-CLB | Post-Chlorination | FHA-DIS | Disinfection | [5 empty] | Sub-Process
36005 | FHA-CLB-P-0001B-KQ | Pump Location, After Post CL2 Water Sample #2A | FHA-CLB-SAMP | After Post CL2 Sampling |  |  | 33345 | P |  | Equipment Location
36132 | FHA-DCL-P-0001A-KQ | Pump Location, Before SO2 Water Sample #1A | BEFORE SO2 | Before S02 Sampling |  |  | 33346 | P |  | Equipment Location
36134 | FHA-DCL-P-0001B-KQ | Pump Location, Before SO2 Water Sample #1B | FHA-SUSPENDED | Suspended Obsolete entity for storage purpose |  |  | 33347 | P |  | Equipment Location
36136 | FHA-DCL-P-0002A-KQ | Pump Location, After SO2 Water Sample #2A | AFTER SO2 | After SO2 Sampling |  |  | 33348 | P |  | Equipment Location
36137 | FHA-DCL-P-0002A-KQ | Pump Location, After SO2 Water Sample #2A | FHA-SUSPENDED | Suspended Obsolete entity for storage purpose |  |  | 33348 | P |  | Equipment Location
36152 | FHA-DCL-SO-0301-KQ | Sulphonator Location | FHA-SUSPENDED | Suspended Obsolete entity for storage purpose |  |  | 33351 | SO |  | Equipment Location
36232 | FHA-DECOM | Building Location | FHA-EUS | Production & End User Support | [5 empty] | Process
36237 | FHA-DEW-P-1701-KQ | Pump Location,Dewatering#17 | FHA-SUSPENDED | Suspended Obsolete entity for storage purpose |  |  | 33352 | P |  | Equipment Location
36245 | FHA-DIS | Disinfection | FHA WORK AREA 1 | Process | [5 empty] | Process
36246 | FHA-ELS | Electrical | FHA WORK AREA 2 | Services | [5 empty] | Process
36395 | FHA-ELS-LTX EXIT | Exit Lights | FHA-SES | Safety & Environmental Services | [5 empty] | Equipment Location
36674 | FHA-FL | Fluoridation | FHA-DIS | Disinfection | [5 empty] | Sub-Process
37171 | FHA-GRK-ELS-0200 | Facility Electrical System | FHA-GRK | Building & Grounds |  |  |  | ELS |  | Equipment Location
37192 | FHA-ITM | Integrated Technology Management | FHA | R C Harris Water Treatment Plant | [5 empty] | Work Area
37198 | FHA-LAB-CHEM-0001 | Operator Lab Chemicals | FHA-AUX-LAB | Laboratory and Portable Testing Equipment | Analyzer,Chlorine |  |  | CHEM |  | Equipment Location
37199 | FHA-MCS-ACC | HVAC | FHA-MCS | Mechanical | [5 empty] | Sub-Process
37211 | FHA-MCS-ELV | Elevators | FHA-MCS | Mechanical | [5 empty] | Mechanical Equipment
37244 | FHA-PLANT | FHA Plant | FHA | R C Harris Water Treatment Plant | [5 empty] | Work Area
37245 | FHA-PUMP BLDG | Building Location | FHA-SPC | Process Control Systems - Services Area | [5 empty] | Process
37246 | FHA-PUMP BLDG | Building Location | FHA-SPC2 | Process Control Systems - Equipment | [5 empty] | Process
37247 | FHA-PUMP-BLDG | Building Location | FHA-EUS | Production & End User Support | [5 empty] | Process
37254 | FHA-RAW | Raw Water Production | FHA WORK AREA 1 | Process | [5 empty] | Process
37315 | FHA-RW-P-0801-KQ | Raw Water Pumping Unit #8 | FHA-SUSPENDED | Suspended Obsolete entity for storage purpose |  |  | 33355 | P |  | Equipment Location
37318 | FHA-RW-P-0901-KQ | Raw Water Pumping Unit #9 | FHA-RW-P | Raw Water Pumping |  |  | 33356 | P |  | Equipment Location
37320 | FHA-RW-P-1001-KQ | Raw Water Pumping Unit #10 | FHA-SUSPENDED | Suspended Obsolete entity for storage purpose |  |  | 33357 | P |  | Equipment Location
37322 | FHA-RW-P-1101-KQ | Raw Water Pumping Unit #11 | FHA-RW-P | Raw Water Pumping |  |  | 33358 | P |  | Equipment Location
37323 | FHA-RW-P-1101-KQ | Raw Water Pumping Unit #11 | FHA-SUSPENDED | Suspended Obsolete entity for storage purpose |  |  | 33358 | P |  | Equipment Location
37326 | FHA-RW-P-1201-KQ | Raw Water Pumping Unit #12 | FHA-RW-P | Raw Water Pumping |  |  | 33359 | P |  | Equipment Location
37327 | FHA-RW-P-1301-KQ | Raw Water Pumping Unit #13 | FHA-RW-P | Raw Water Pumping |  |  | 33360 | P |  | Equipment Location
37329 | FHA-RW-P-1401B-KQ | Pump Location,Raw Water Sample #2 | FHA-SUSPENDED | Suspended Obsolete entity for storage purpose |  |  | 33362 | P |  | Equipment Location
37332 | FHA-RW-S | Intake & Screening | FHA-RAW | Raw Water Production | [5 empty] | Sub-Process
37333 | FHA-RW-SC-0101-KQ | Raw Water Screen #1 | FHA-RW-S | Intake & Screening |  |  | 33365 | SC |  | Equipment Location
37418 | FHA-SAMP | Sampling Systems | FHA WORK AREA 1 | Process | [5 empty] | Process
37456 | FHA-SED-P-0101-KQ | Pump, Sampling, Settled Water West | FHA-SED-SAMP | Settled Sampling |  |  | 33366 | P |  | Equipment Location
37459 | FHA-SED-P-0201-KQ | Pump, Sampling, Settled Water East | FHA-SED-SAMP | Settled Sampling |  |  | 33367 | P |  | Equipment Location
37776 | FHA-SERVICE BLDG | Building Location | FHA-SPC2 | Process Control Systems - Equipment | [5 empty] | Process
37786 | FHA-SES-DEF | Defibrillators | FHA-SES | Safety & Environmental Services | [5 empty] | Equipment Location
37798 | FHA-SES-FE | Fire Hydrants | FHA-SES | Safety & Environmental Services | [5 empty] | Equipment Location
37916 | FHA-SES-FH | Fire Standpipe & Hose Cabinets | FHA-SES | Safety & Environmental Services | [5 empty] | Equipment Location
38082 | FHA-SES-SCBA-CYLINDER | Breathing Air Tanks (SCBA cylinders) | FHA-SES | Safety & Environmental Services | [5 empty] | Equipment Location
38196 | FHA-SES-SQ-4 | First Aid | FHA-SES | Safety & Environmental Services |  |  |  | SQ |  | Equipment Location
38206 | FHA-SPC | Process Control Systems - Services Area | FHA | R C Harris Water Treatment Plant | [5 empty] | Work Area
38207 | FHA-SPC | Process Control Systems - Services Area | FHA-ITM | Integrated Technology Management | [5 empty] | Work Area
38248 | FHA-SPC1 | Process Control Systems - Administrative | FHA | R C Harris Water Treatment Plant | [5 empty] | Sub Area
38252 | FHA-STORE | Computer Storage Location | FHA-EUS | Production & End User Support | [5 empty] | Equipment Location
38253 | FHA-TRW | Treated Water System | FHA WORK AREA 1 | Process | [5 empty] | Process
38302 | FHA-TRW-P-0002A-KQ | Pump Location,Treated Water Sample #2A | FHA-SUSPENDED | Suspended Obsolete entity for storage purpose |  |  | 33322 | P |  | Equipment Location
38303 | FHA-TRW-P-0002A-KQ | Pump Location,Treated Water Sample #2A | FHA-TRW-SAMP | Treated Sampling |  |  | 33322 | P |  | Equipment Location
38306 | FHA-TRW-P-0100-KQ | Treated Water Pumping Unit #1 | FHA-SUSPENDED | Suspended Obsolete entity for storage purpose |  |  | 33323 | P |  | Equipment Location
38307 | FHA-TRW-P-0100-KQ | Treated Water Pumping Unit #1 | FHA-TRW-TWP | Treated Water Pumping |  |  | 33323 | P |  | Equipment Location
38308 | FHA-TRW-P-0200-KQ | Treated Water Pumping Unit #2 | FHA-SUSPENDED | Suspended Obsolete entity for storage purpose |  |  | 33368 | P |  | Equipment Location
38310 | FHA-TRW-P-0300A-KQ | Treated Water Pumping Unit #3A | FHA-SUSPENDED | Suspended Obsolete entity for storage purpose |  |  | 33369 | P |  | Equipment Location
38311 | FHA-TRW-P-0300A-KQ | Treated Water Pumping Unit #3A | FHA-TRW-TWP | Treated Water Pumping |  |  | 33369 | P |  | Equipment Location
38314 | FHA-TRW-P-0300B-KQ | Treated Water Pumping Unit #3B | FHA-SUSPENDED | Suspended Obsolete entity for storage purpose |  |  | 33370 | P |  | Equipment Location
38315 | FHA-TRW-P-0300B-KQ | Treated Water Pumping Unit #3B | FHA-TRW-TWP | Treated Water Pumping |  |  | 33370 | P |  | Equipment Location
38318 | FHA-TRW-P-0400A-KQ | Treated Water Pumping Unit #4A | FHA-SUSPENDED | Suspended Obsolete entity for storage purpose |  |  | 33371 | P |  | Equipment Location
38319 | FHA-TRW-P-0400A-KQ | Treated Water Pumping Unit #4A | FHA-TRW-TWP | Treated Water Pumping |  |  | 33371 | P |  | Equipment Location
38322 | FHA-TRW-P-0400B-KQ | Treated Water Pumping Unit #4B | FHA-SUSPENDED | Suspended Obsolete entity for storage purpose |  |  | 33372 | P |  | Equipment Location
38323 | FHA-TRW-P-0400B-KQ | Treated Water Pumping Unit #4B | FHA-TRW-TWP | Treated Water Pumping |  |  | 33372 | P |  | Equipment Location
38498 | FHA-WWW | Residue Management / Waste Water System | FHA WORK AREA 1 | Process | [5 empty] | Process
38521 | FHA-WWW-AIT-3012 | Transmitter, Sludge Density Thickener T-3011, Centrifuge Feed Room, North Wall | [5 empty] | AIT |  | Division
38526 | FHA-WWW-AIT-3032 | Transmitter, Sludge Density Thickener T-3031, Sludge Transfer Pump Room, S/E Wall | [5 empty] | AIT |  | Division
38543 | FHA-WWW-CF-2401-KQ | Centrifuge Unit 2401 | FHA-WWW-CENTRIF | Centrifuges |  |  | 33374 | CF |  | Equipment Location
38544 | FHA-WWW-CF-2501-KQ | Centrifuge Unit 2501 | FHA-SUSPENDED | Suspended Obsolete entity for storage purpose |  |  | 33375 | CF |  | Equipment Location
38545 | FHA-WWW-CF-2501-KQ | Centrifuge Unit 2501 | FHA-WWW-CENTRIF | Centrifuges |  |  | 33375 | CF |  | Equipment Location
38546 | FHA-WWW-CHEM | Chemical Storage Room | FHA-WWW | Residue Management / Waste Water System |  |  | 33655 |  |  | Equipment Location
38595 | FHA-WWW-DECANT | Decant Tanks | FHA-WWW | Residue Management / Waste Water System | [5 empty] | Sub-Process
38601 | FHA-WWW-EFFL | Effluent Discharge | FHA-WWW | Residue Management / Waste Water System | [5 empty] | Sub-Process
38621 | FHA-WWW-IRG-0311 | Irrigation System, Lawn Sprinklers, RMF Ground Level | FHA-WWW-IRRIG | Irrigation |  |  |  | IRG |  | Mechanical Equipment
38622 | FHA-WWW-IRRIG | Irrigation | FHA-WWW | Residue Management / Waste Water System | [5 empty] | Sub-Process
38697 | FHA-WWW-P-0001-KQ | Sample Pump Unit 1 | FHA-WWW-EFFL | Effluent Discharge |  |  | 33376 | P |  | Equipment Location
38705 | FHA-WWW-P-0711-KQ | SBS Pump Location | FHA-SUSPENDED | Suspended Obsolete entity for storage purpose |  |  | 33378 | P |  | Equipment Location
38707 | FHA-WWW-P-2101-KQ | Centrifuge Feed Pump 1 | FHA-SUSPENDED | Suspended Obsolete entity for storage purpose |  |  | 33379 | P |  | Equipment Location
38709 | FHA-WWW-P-2201-KQ | Centrifuge Feed Pump 2 | FHA-SUSPENDED | Suspended Obsolete entity for storage purpose |  |  | 33380 | P |  | Equipment Location
38712 | FHA-WWW-P-2301-KQ | Centrifuge Feed Pump 3 | FHA-WWW-THICK | Sludge Thickening |  |  | 33381 | P |  | Equipment Location
38734 | FHA-WWW-POLY | Polymer | FHA-WWW | Residue Management / Waste Water System | [5 empty] | Sub-Process
38744 | FHA-WWW-RIPENING | Filter Ripening Flow | FHA-WWW | Residue Management / Waste Water System | [5 empty] | Sub-Process
38745 | FHA-WWW-SEDIMENT | Sedimentation Basin | FHA-WWW | Residue Management / Waste Water System | [5 empty] | Sub-Process
38746 | FHA-WWW-SLUDGE | Sludge Equalization Pumping | FHA-WWW | Residue Management / Waste Water System | [5 empty] | Sub-Process
38758 | FHA-WWW-T-3041-KQ | Tank Location, Thickener 4 | FHA-WWW-THICK | Sludge Thickening |  |  | 33339 | T |  | Equipment Location
38766 | FHA-WWW-T-4101-KQ | Tank Location, Decant 10 | FHA-WWW-DECANT | Decant Tanks |  |  | 33337 | T |  | Equipment Location
38938 | FHA-ZMC | Zebra Mussel Control | FHA-DIS | Disinfection | [5 empty] | Sub-Process
38946 | FHA-ZMC-P-0101-KQ | Pump Location,Zebra Mussel Sample | FHA-SUSPENDED | Suspended Obsolete entity for storage purpose |  |  | 33336 | P |  | Equipment Location
38947 | FHA-ZMC-P-0101-KQ | Pump Location,Zebra Mussel Sample | FHA-ZMC | Zebra Mussel Control |  |  | 33336 | P |  | Equipment Location
38982 | FHO | F.J. Horgan Water Treatment Plant | TW | Toronto Water | [5 empty] | Facility
38983 | FHO ADMIN | Administration | FHO | F.J. Horgan Water Treatment Plant | [5 empty] | Work Area
38984 | FHO CHEMICAL ALLEY | Computer Location | FHO MAIN BLDG | Building Location | [5 empty] | Equipment Location
38985 | FHO CHLORINE FEEDER | Computer Location | FHO-SPC | Process Control Systems - Services Area | [5 empty] | Equipment Location
38986 | FHO CLARIFIER CORRID | Computer Location | FHO WASTE WATER BLDG | Building Location | [5 empty] | Equipment Location
38987 | FHO CLARIFIER CORRID | Computer Location | FHO-SPC | Process Control Systems - Services Area | [5 empty] | Equipment Location
38988 | FHO CLEARWELL | Sampling | FHO-SAMP | Sampling Systems | [5 empty] | Sub-Process
38989 | FHO COMMUNICATIONS | FHO Communications | FHO-SPC1 | Process Control Systems - Administrative | [5 empty] | Process
38990 | FHO CONTROL ROOM | Computer Location | FHO MAIN BLDG | Building Location | [5 empty] | Equipment Location
38991 | FHO ELECTRICAL ROOM | Computer Location | FHO SURGE BLDG | Building Location | [5 empty] | Equipment Location
38992 | FHO EUS CONTROL ROOM | Computer Location | FHO-ADMIN-BLDG | Building Location | [5 empty] | Equipment Location
38993 | FHO EUS CONTROL ROOM | Computer Location | FHO-EUS | Production & End User Support | [5 empty] | Equipment Location
38994 | FHO EUS MACH SHOP | Computer Location | FHO-ADMIN-BLDG | Building Location | [5 empty] | Equipment Location
38995 | FHO EUS STORE | Computer Storage Location | FHO-ADMIN-BLDG | Building Location | [5 empty] | Equipment Location
38996 | FHO EUS STORE | Computer Storage Location | FHO-EUS | Production & End User Support | [5 empty] | Equipment Location
38997 | FHO EUS TRAIN ROOM | Computer Location | FHO-ADMIN-BLDG | Building Location | [5 empty] | Equipment Location
38998 | FHO FILTER GALLERY | Computer Location | FHO MAIN BLDG | Building Location | [5 empty] | Equipment Location
38999 | FHO FILTER GALLERY | Computer Location | FHO-SPC | Process Control Systems - Services Area | [5 empty] | Equipment Location
39000 | FHO MAIN BLDG | Building Location | FHO-SPC | Process Control Systems - Services Area | [5 empty] | Process
39001 | FHO OFFICE | Computer Location | FHO MAIN BLDG | Building Location | [5 empty] | Equipment Location
39002 | FHO OFFICE | Computer Location | FHO-SPC | Process Control Systems - Services Area | [5 empty] | Equipment Location
39003 | FHO PLC | FHO PLC | FHO-SPC1 | Process Control Systems - Administrative | [5 empty] | Process
39004 | FHO PRE FILTERED | Sampling | FHO-SAMP | Sampling Systems | [5 empty] | Sub-Process
39005 | FHO SCADA CLIENTS | FHO SCADA Clients | FHO-SPC1 | Process Control Systems - Administrative | [5 empty] | Process
39006 | FHO SCADA SERVERS | FHO SCADA Servers | FHO-SPC1 | Process Control Systems - Administrative | [5 empty] | Process
39007 | FHO SCADA SUPPORT | FHO SCADA Support | FHO-SPC1 | Process Control Systems - Administrative | [5 empty] | Process
39008 | FHO SERVER ROOM | Communication Switch | FHO MAIN BLDG | Building Location | [5 empty] | Equipment Location
39009 | FHO SURGE BLDG | Building Location | FHO-SPC2 | Process Control Systems - Equipment | [5 empty] | Process
39010 | FHO SWITCHGEAR ROOM | Computer Location | FHO MAIN BLDG | Building Location | [5 empty] | Equipment Location
39011 | FHO SWITCHGEAR ROOM | Computer Location | FHO-SPC | Process Control Systems - Services Area | [5 empty] | Equipment Location
39012 | FHO TRW OUTPUT | Treated Water Output Sampling | FHO-SAMP | Sampling Systems | [5 empty] | Sub-Process
39013 | FHO TRW PUMPING | Treated Water Pumping | FHO-TRW | Treated Water System | [5 empty] | Sub-Process
39014 | FHO WASTE WATER BLDG | Building Location | FHO-SPC2 | Process Control Systems - Equipment | [5 empty] | Process
39015 | FHO WORK AREA 1 | Process | FHO | F.J. Horgan Water Treatment Plant | [5 empty] | Work Area
39016 | FHO WORK AREA 1 | Process | FHO-RTE | FHO-Routine | [5 empty] | Work Area
39017 | FHO WORK AREA 2 | Services | FHO | F.J. Horgan Water Treatment Plant | [5 empty] | Work Area
39018 | FHO WWW | Waste Water Output Sampling | FHO-SAMP | Sampling Systems | [5 empty] | Sub-Process
39197 | FHO-ACC-FN-0349 | Fan, Exhaust, Chemical Building, S2, Storage Room, North West | FHO-ACC SECONDARY | Small Air Moving Equipment |  |  |  | FN |  | Division
39293 | FHO-ACC-HTR | Heater - New Building | FHO-MCS | Mechanical Services | Fan |  |  |  |  | Sub-Process
39656 | FHO-AIR SCOUR | Air Scour Blower System | FHO-FLT | Filtration | [5 empty] | Sub-Process
39657 | FHO-ALM | Alum System | FHO-PLT | Preliminary Treatment | [5 empty] | Sub-Process
39687 | FHO-ALM-P-0101-KQ | Alum Skid 1 | FHO-OBSOLETE | Removed From Service |  |  |  | P |  | Equipment Location
39690 | FHO-ALM-P-0201-KQ | Alum Skid 2 | FHO-OBSOLETE | Removed From Service |  |  |  | P |  | Equipment Location
39693 | FHO-ALM-P-0301-KQ | Alum Skid 3 | FHO-OBSOLETE | Removed From Service |  |  |  | P |  | Equipment Location
39696 | FHO-ALM-P-0401-KQ | Alum Skid 4 | FHO-ALM | Alum System |  |  |  | P |  | Equipment Location
39704 | FHO-ALM-T-0101-KQ | Alum/Ferric Storage Tank 1 | FHO-ALM | Alum System |  |  |  | T |  | Equipment Location
39785 | FHO-AM SCRUBBER-SU | Ammonia Scrubber System | FHO-AM | Ammoniation |  |  | 32942 |  |  | Equipment Location
39818 | FHO-AM-P-0101-KQ | Ammonia Train 1 | FHO-OBSOLETE | Removed From Service |  |  | 32564 | P |  | Equipment Location
39820 | FHO-AM-P-0201-KQ | Ammonia Train 2 | FHO-OBSOLETE | Removed From Service |  |  | 32565 | P |  | Equipment Location
39897 | FHO-AMT-WS-1000 | Weather Station System | FHO WORK AREA 2 | Services |  |  |  | WS |  | Process
39912 | FHO-BW | Backwash System | FHO-FLT | Filtration | [5 empty] | Sub-Process
39945 | FHO-BW-P-1301-KQ | Backwash Pump 13 | FHO-BW | Backwash System |  |  |  | P |  | Equipment Location
39946 | FHO-BW-P-1301-KQ | Backwash Pump 13 | FHO-OBSOLETE | Removed From Service |  |  |  | P |  | Equipment Location
39948 | FHO-BW-P-1401-KQ | Backwash Pump 14 | FHO-BW | Backwash System |  |  |  | P |  | Equipment Location
39950 | FHO-BW-P-1501-KQ | Backwash Pump 15 | FHO-BW | Backwash System |  |  |  | P |  | Equipment Location
39952 | FHO-BW-P-1601-KQ | Backwash Pump 16 | FHO-BW | Backwash System |  |  |  | P |  | Equipment Location
39953 | FHO-BW-P-1601-KQ | Backwash Pump 16 | FHO-OBSOLETE | Removed From Service |  |  |  | P |  | Equipment Location
40019 | FHO-CAPITAL | Capital Project | FHO-MCS | Mechanical Services | [5 empty] | Mechanical Equipment
40021 | FHO-CBM | FHO-Condition Based Monitoiring | FHO | F.J. Horgan Water Treatment Plant | [5 empty] | Work Area
40022 | FHO-CBM-ROUTE-2 | FHO-Condition Based Monitoiring Route 2- HVAC System | FHO | F.J. Horgan Water Treatment Plant |  |  |  | ROUTE |  | Work Area
40096 | FHO-CHEMICAL-BLDG | Building Location | FHO-EUS | Production & End User Support | [5 empty] | Process
40097 | FHO-CL | Cl & SO2 Gas Monitoring Systems | FHO-DIS | Disinfection | [5 empty] | Sub-Process
40118 | FHO-CLA | Pre Chlorination System | FHO-DIS | Disinfection | [5 empty] | Sub-Process
40120 | FHO-CLA-CHL-0101-KQ | Pre Chlorination Train 1 | FHO-OBSOLETE | Removed From Service |  |  |  | CHL |  | Equipment Location
40121 | FHO-CLA-CHL-0201-KQ | Pre Chlorination Train 2 | FHO-OBSOLETE | Removed From Service |  |  |  | CHL |  | Equipment Location
40188 | FHO-CLA-V-0211-SUS | Valve, Gaseous Supply Header from Pre Injector System to Pre-Chlorination Injector 2 | FHO-CLA-CHL-0201-KQ | Pre Chlorination Train 2 | Valve,Ball |  | 37538 | V |  | Mechanical Equipment
40205 | FHO-CLB | Post Chlorination System | FHO-DIS | Disinfection | [5 empty] | Sub-Process
40209 | FHO-CLB-CHL-0101-KQ | Post ChlorinationTrain 1 | FHO-CLB | Post Chlorination System |  |  |  | CHL |  | Equipment Location
40210 | FHO-CLB-CHL-0201-KQ | Post Chlorination Train 2 | FHO-CLB | Post Chlorination System |  |  |  | CHL |  | Equipment Location
40211 | FHO-CLB-CHL-0201-KQ | Post Chlorination Train 2 | FHO-OBSOLETE | Removed From Service |  |  |  | CHL |  | Equipment Location
40243 | FHO-CLB-P-0301-KQ | Clearwell Sampling Pump 3 | FHO CLEARWELL | Sampling | Pump,Positive Displacement,Rotary Vane |  |  | P |  | Equipment Location
40248 | FHO-CLB-P-0401-KQ | Clearwell Sampling Pump 4 | FHO CLEARWELL | Sampling | Pump,Positive Displacement,Rotary Vane |  |  | P |  | Equipment Location
40382 | FHO-CLC | Trim Chlorination System | FHO-DIS | Disinfection | [5 empty] | Sub-Process
40385 | FHO-CLC-CHL-0101-KQ | Trim Chlorination Train 1 | FHO-CLC | Trim Chlorination System |  |  |  | CHL |  | Equipment Location
40386 | FHO-CLC-CHL-0101-KQ | Trim Chlorination Train 1 | FHO-OBSOLETE | Removed From Service |  |  |  | CHL |  | Equipment Location
40387 | FHO-CLC-CHL-0201-KQ | Trim ChlorinationTrain 2 | FHO-OBSOLETE | Removed From Service |  |  |  | CHL |  | Equipment Location
40440 | FHO-DCL-P-0401A-KQ | Before SO2 Sampling | FHO-OBSOLETE | Removed From Service |  |  |  | P |  | Equipment Location
40442 | FHO-DCL-P-0401B-KQ | Before SO2 Sampling | FHO BEFORE SO2 | Sampling |  |  |  | P |  | Equipment Location
40446 | FHO-DCL-P-0501B-KQ | After SO2 Sampling Pump | FHO AFTER SO2 | Sampling |  |  |  | P |  | Equipment Location
40458 | FHO-DCL-SO-0101-KQ | Dechlorination Train 1 | FHO-DCL | De-Chlorination |  |  |  | SO |  | Equipment Location
40459 | FHO-DCL-SO-0101-KQ | Dechlorination Train 1 | FHO-OBSOLETE | Removed From Service |  |  |  | SO |  | Equipment Location
40537 | FHO-DECOM | Building Location | FHO-EUS | Production & End User Support | [5 empty] | Process
40538 | FHO-DEW | Dewatering & Drainage | FHO-GRK | Buildings & Grounds | [5 empty] | Sub-Process
40626 | FHO-DOZ | Ozonation System | FHO WORK AREA 1 | Process | [5 empty] | Process
40639 | FHO-DOZ-AMB-MONITOR | AMBIENT OZONE GAS MONITORING SYSTEM | FHO-DOZ | Ozonation System | [5 empty] | Sub-Process
40654 | FHO-DOZ-CW | Ozone Cooling Water | FHO-DOZ | Ozonation System | [5 empty] | Sub-Process
40687 | FHO-DOZ-GEN | FHO OZONE GENERATION SYSTEM | FHO-DOZ | Ozonation System | [5 empty] | Sub-Process
40756 | FIS-POL | Polymer System | FIS-PCL | PACL System | [5 empty] | Process
40757 | FIS-POL | Polymer System | FIS-PLT | Preliminary Treatment | [5 empty] | Process
40800 | FIS-PWA | Backflow Prevention | FIS WORK AREA 2 | Services | [5 empty] | Equipment Location
40801 | FIS-PWA | Backflow Prevention | FIS-MCS | Mechanical Services | [5 empty] | Equipment Location
40838 | FHO-DOZ-OFFGAS | OFFGAS DESTRUCTION | FHO-DOZ | Ozonation System | [5 empty] | Sub-Process
40873 | FIS-RAW WATER BLDG | Building Location | FIS-SPC | Process Control Systems - Services Area | [5 empty] | Process
40876 | FIS-RTE | Routine Tasks | FIS | Island Water Treatment Plant | [5 empty] | Work Area
40913 | FIS-RW-LIC-0101-SUS | Controller, Wet Well Level | 16821 | Raw Water Intake | Controller,Level |  | 38343 | LIC |  | Instrumentation Equipment
40914 | FIS-RW-LIC-0101-SUS | Controller, Wet Well Level | FIS-SUSPENDED | Obsolete Entities/Processes | Controller,Level |  | 38343 | LIC |  | Instrumentation Equipment
41110 | FIS-SBS | SBS System | FIS-PLT | Preliminary Treatment | [5 empty] | Sub-Process
41532 | FIS-SES-WASTE | WASTE MATERIAL | FIS-SES | Safety, Instrumentation & Environmental Services | [5 empty] | Mechanical Equipment
41533 | FIS-SES_SQ | Asset Group, PPE, Electrical Personal Protection | FIS-BLD3_SES | Asset Group, Safety, Admin building | [5 empty] | Division
41588 | FIS-SPC | Process Control Systems - Services Area | FIS | Island Water Treatment Plant | [5 empty] | Work Area
41639 | FIS-SPC1 | Process Control Systems - Administrative | FIS | Island Water Treatment Plant | [5 empty] | Sub Area
41643 | FIS-STORE | Computer Storage Location | FIS-EUS | Production & End User Support | [5 empty] | Equipment Location
41644 | FIS-SUSPENDED | Obsolete Entities/Processes | FIS | Island Water Treatment Plant | [5 empty] | Obsolete Entity
41645 | FIS-TRW | Treated Water Production | FIS WORK AREA 1 | Process | [5 empty] | Process
41727 | FIS-TRW-PIP-0001-SU | Treated Water Piping System | FIS-TRW-PUMPING | Treated Water Pumping |  |  | 32876 | PIP |  | Equipment Location
41916 | FIS-WA1-TRG-0001 | WA1 Staff Training | FIS-FIELD-BUILDING | FIS Field Building Location |  |  |  | TRG |  | Building Service
41917 | FIS-WA2-TRG-0001 | WA2 Staff Training | FIS-FIELD-BUILDING | FIS Field Building Location |  |  |  | TRG |  | Building Service
41984 | FIS>BLD>FLTR>MEZ | FIS Facility, Filter Building, Main Floor, Mezzanine | FIS-ELS | System, Electrical Distribution System | [5 empty] | Division
41985 | FIS>BLD>RW>S01>A01 | FIS Facility, Raw Water Pumping Station, Upper Level, Switchgear Area | FIS-ELS | System, Electrical Distribution System | [5 empty] | Division
41986 | FIS_FEQ | Asset Group, Fire Prevention, Safety, Evacuation and Suppression | FIS_FSA | Asset Group, Facility Support | [5 empty] | Division
41987 | FIS_SS | Asset Group, Physical Security | FIS_FSA | Asset Group, Facility Support | [5 empty] | Division
42139 | IU2016 | Heat Recovery Building Air Equipment | TAB-AI | Local Compressed Air Equipment | [5 empty] | Equipment Location
42147 | IU2026 | Auxilliary Building Air Equipment | TAB-AI | Local Compressed Air Equipment | [5 empty] | Equipment Location
43364 | FHO-DOZ-SAMP | Ozone Contact Tank Sampling | FHO-DOZ | Ozonation System | [5 empty] | Sub-Process
43774 | FHO-ELS-GEN-0101-KQ | Generator 1 | FHO-OBSOLETE | Removed From Service |  |  |  | GEN |  | Equipment Location
43776 | FHO-ELS-GEN-0201-KQ | Generator 2 | FHO-ELS-PS-0003 | Emergency Power, Diesel & UPS |  |  |  | GEN |  | Equipment Location
43777 | FHO-ELS-INQ | Power Management | FHO WORK AREA 2 | Services | [5 empty] | Process
43778 | FHO-ELS-INQ | Power Management | FHO-ELS-PS-0001 | Primary Power Equipment | [5 empty] | Process
43841 | FHO-ELS-LTG | Facility Electrical System | FHO-GRK | Buildings & Grounds | Building Service,Electrical 110 - 220 V |  |  |  |  | Equipment Location
44224 | FHO-ELS-PS-0002 | Secondary Transformers | FHO WORK AREA 2 | Services |  |  |  | PS |  | Process
44285 | FHO-ELS-UPS-0001-KQ | Uninterruptible Power Supply Location | FHO-ELS-PS-0003 | Emergency Power, Diesel & UPS | Uninterruptible Power Supply |  |  | UPS |  | Equipment Location
44645 | FHO-FILTER-BLDG | Building Location | FHO-EUS | Production & End User Support | [5 empty] | Process
44669 | FHO-FL-P-0101-KQ | Fluoride Skid 1 | FHO-FL | Fluoridation |  |  |  | P |  | Equipment Location
44672 | FHO-FL-P-0301-KQ | Reservoir Sampling | FHO RESERVOIR | Sampling |  |  |  | P |  | Equipment Location
44674 | FHO-FL-P-0301A-KQ | Reservoir Sampling | FHO RESERVOIR | Sampling |  |  |  | P |  | Equipment Location
44684 | FHO-FL-TANK-0101 | Fluoride Storage Tank 1 | FHO-FL | Fluoridation |  |  |  | TANK |  | Equipment Location
44685 | FHO-FL-TANK-0201 | Fluoride Storage Tank 2 | FHO-FL | Fluoridation |  |  |  | TANK |  | Equipment Location
44756 | FHO-FLO | Flocculation System | FHO-PLT | Preliminary Treatment | [5 empty] | Sub-Process
44783 | FHO-FLO-MX-0101-KQ | Raw Water Module 1 | FHO-FLO | Flocculation System |  |  |  | MX |  | Equipment Location
44787 | FHO-FLO-MX-0201-KQ | Raw Water Module 2 | FHO-OBSOLETE | Removed From Service |  |  |  | MX |  | Equipment Location
44788 | FHO-FLO-MX-0301-KQ | Raw Water Module 3 | FHO-OBSOLETE | Removed From Service |  |  |  | MX |  | Equipment Location
44792 | FHO-FLO-MX-0401-KQ | Raw Water Module 4 | FHO-OBSOLETE | Removed From Service |  |  |  | MX |  | Equipment Location
44795 | FHO-FLO-P-0501-KQ | Pre Filtered Sampling Unit 5 | FHO-OBSOLETE | Removed From Service |  |  |  | P |  | Equipment Location
44805 | FHO-FLO-T-0301-KQ | Flocculation Tank | FHO-FLO | Flocculation System |  |  |  | T |  | Equipment Location
44808 | FHO-FLO-T-0401-KQ | Flocculation Tank | FHO-FLO | Flocculation System |  |  |  | T |  | Equipment Location
44993 | FHO-FLT-P-2101A-KQ | Composite Water Supply Sampling Pumping | FHO-OBSOLETE | Removed From Service |  |  |  | P |  | Equipment Location
44994 | FHO-FLT-P-2101B-KQ | Composite Water Supply Sampling Pumping | FHO FILTERED WATER | Composite Sampling |  |  |  | P |  | Equipment Location
45025 | FHO-FLT-T-0101-KQ | Filter 1 | FHO-OBSOLETE | Removed From Service |  |  |  | T |  | Equipment Location
45026 | FHO-FLT-T-0201-KQ | Filter 2 | FHO-FLT | Filtration |  |  |  | T |  | Equipment Location
45027 | FHO-FLT-T-0201-KQ | Filter 2 | FHO-OBSOLETE | Removed From Service |  |  |  | T |  | Equipment Location
45028 | FHO-FLT-T-0301-KQ | Filter 3 | FHO-OBSOLETE | Removed From Service |  |  |  | T |  | Equipment Location
45029 | FHO-FLT-T-0401-KQ | Filter 4 | FHO-FLT | Filtration |  |  |  | T |  | Equipment Location
45030 | FHO-FLT-T-0501-KQ | Filter 5 | FHO-OBSOLETE | Removed From Service |  |  |  | T |  | Equipment Location
45031 | FHO-FLT-T-0701-KQ | Filter 7 | FHO-OBSOLETE | Removed From Service |  |  |  | T |  | Equipment Location
45032 | FHO-FLT-T-0801-KQ | Filter 8 | FHO-OBSOLETE | Removed From Service |  |  |  | T |  | Equipment Location
45239 | FHO-GOX | Gaseous Oxygen Pretreatment | FHO-DOZ | Ozonation System | [5 empty] | Sub-Process
45416 | FHO-GRK-INQ | Master Clock & Auxilliary Systems | FHO-GRK | Buildings & Grounds | [5 empty] | Mechanical Equipment
45421 | FHO-GRK-PIP | Sewage Systems | FHO-MCS | Mechanical Services | [5 empty] | Mechanical Equipment
45425 | FHO-ITM | Integrated Technology Management | FHO | F.J. Horgan Water Treatment Plant | [5 empty] | Work Area
45438 | FHO-LABCHEM | Lab Chemical Inventory | FHO | F.J. Horgan Water Treatment Plant | [5 empty] | Work Area
45455 | FHO-MCS-LD | Lifting Devices & Elevators | FHO-MCS | Mechanical Services | [5 empty] | Equipment Location
45489 | FHO-MCS-MEQ | Machine Shop & Equipment | FHO-MCS | Mechanical Services | [5 empty] | Sub-Process
45516 | FHO-MCS-P-0201-KQ | Vacuum Priming Pump 2 | FHO-OBSOLETE | Removed From Service |  |  |  | P |  | Equipment Location
45517 | FHO-MCS-P-0201-KQ | Vacuum Priming Pump 2 | FHO-TRW-VP | Vacuum Priming |  |  |  | P |  | Equipment Location
45528 | FHO-MCS-PWA | Service Water & Backflow Prevention | FHO-MCS | Mechanical Services | [5 empty] | Sub-Process
45529 | FHO-MCS-PWA | Service Water & Backflow Prevention | FHO-TRW | Treated Water System | [5 empty] | Sub-Process
45624 | FHO-NIT-SYS | NITROGEN SYSTEM | FHO-DOZ | Ozonation System | [5 empty] | Sub-Process
45625 | FHO-OBSOLETE | Removed From Service | FHO | F.J. Horgan Water Treatment Plant | [5 empty] | Equipment Location
45626 | FHO-OFFICE | Computer Location | FHO-ADMIN-BLDG | Building Location | [5 empty] | Equipment Location
45627 | FHO-OZONE-BLDG | Building Location | FHO-EUS | Production & End User Support | [5 empty] | Process
45628 | FHO-PAC | PAC System | FHO-PLT | Preliminary Treatment | [5 empty] | Sub-Process
45650 | FHO-PCL | PACL System | FHO-PLT | Preliminary Treatment | [5 empty] | Sub-Process
45686 | FHO-PCL-P-0501-KQ | PACL Train 5 | FHO-OBSOLETE | Removed From Service |  |  |  | P |  | Equipment Location
45687 | FHO-PCL-P-0601-KQ | PACL Train 6 | FHO-OBSOLETE | Removed From Service |  |  |  | P |  | Equipment Location
45688 | FHO-PCL-P-0601-KQ | PACL Train 6 | FHO-PCL | PACL System |  |  |  | P |  | Equipment Location
45690 | FHO-PCL-P-0701-KQ | PACL Train 7 | FHO-OBSOLETE | Removed From Service |  |  |  | P |  | Equipment Location
45691 | FHO-PCL-P-0701-KQ | PACL Train 7 | FHO-PCL | PACL System |  |  |  | P |  | Equipment Location
45701 | FHO-PCL-T-0101-KQ | PACL Storage Tank 1 | FHO-PCL | PACL System |  |  |  | T |  | Equipment Location
45704 | FHO-PCL-T-0201-KQ | PACL Storage Tank 2 | FHO-OBSOLETE | Removed From Service |  |  |  | T |  | Equipment Location
45705 | FHO-PCL-T-0201-KQ | PACL Storage Tank 2 | FHO-PCL | PACL System |  |  |  | T |  | Equipment Location
47125 | MAIN-001 | Main 001 | WTR-LWA | Work Area 2 Central Mains and Chambers | [5 empty] | Sub-Process
47126 | MAIN-003 | Main 003 | WTR-LWA | Work Area 2 Central Mains and Chambers | [5 empty] | Sub-Process
47127 | MAIN-007 | Main 007 | WTR-LWA | Work Area 2 Central Mains and Chambers | [5 empty] | Sub-Process
47128 | MAIN-008 | Main 008 | WTR-LWA | Work Area 2 Central Mains and Chambers | [5 empty] | Sub-Process
47129 | MAIN-008 | Main 008 | WTR-MT3 | Work Area 3 WEST Mains and Chambers | [5 empty] | Sub-Process
47130 | MAIN-009 | Main 009 | WTR-LWA | Work Area 2 Central Mains and Chambers | [5 empty] | Sub-Process
47131 | MAIN-009 | Main 009 | WTR-MT3 | Work Area 3 WEST Mains and Chambers | [5 empty] | Sub-Process
47132 | MAIN-013 | Main 013 | WTR-LWA | Work Area 2 Central Mains and Chambers | [5 empty] | Sub-Process
47133 | MAIN-014 | Main 014 (Transferred to D&C) | WTR-SUSPENDED | Suspended Obsolete entity for storage purpose |  |  | 36946 |  |  | Sub-Process
47134 | MAIN-017 | Main 017 | WTR-LWA | Work Area 2 Central Mains and Chambers | [5 empty] | Sub-Process
47135 | MAIN-020 | Main 020 | WTR-LWA | Work Area 2 Central Mains and Chambers | [5 empty] | Sub-Process
47136 | MAIN-026 | Main 160 | WTR-LWA | Work Area 2 Central Mains and Chambers | [5 empty] | Sub-Process
47137 | MAIN-028 | Main 028 | WTR-LWA | Work Area 2 Central Mains and Chambers | [5 empty] | Sub-Process
47138 | MAIN-028A | Main 028A | WTR-MT1 | Work Area 1 EAST Mains and Chambers | [5 empty] | Sub-Process
47139 | MAIN-028B | Main 028B | WTR-LWA | Work Area 2 Central Mains and Chambers | [5 empty] | Sub-Process
47140 | MAIN-028B | Main 028B | WTR-MT1 | Work Area 1 EAST Mains and Chambers | [5 empty] | Sub-Process
47141 | MAIN-028C | Main 028C | WTR-LWA | Work Area 2 Central Mains and Chambers | [5 empty] | Sub-Process
47142 | MAIN-029 EAST | Main 029 | WTR-LWA | Work Area 2 Central Mains and Chambers | [5 empty] | Sub-Process
47143 | MAIN-029A | Main 029A | WTR-LWA | Work Area 2 Central Mains and Chambers | [5 empty] | Sub-Process
47144 | MAIN-036 | Main 036 | WTR-LWA | Work Area 2 Central Mains and Chambers | [5 empty] | Sub-Process
47145 | MAIN-036 | Main 036 | WTR-MT1 | Work Area 1 EAST Mains and Chambers | [5 empty] | Sub-Process
47146 | MAIN-062 | Main 062 | WTR-LWA | Work Area 2 Central Mains and Chambers | [5 empty] | Sub-Process
47147 | MAIN-083 | Main 083 | WTR-MT1 | Work Area 1 EAST Mains and Chambers | [5 empty] | Sub-Process
47148 | MAIN-086 | Main 086 | WTR-LWA | Work Area 2 Central Mains and Chambers | [5 empty] | Sub-Process
47149 | MAIN-087 | Main 087 | WTR-LWA | Work Area 2 Central Mains and Chambers | [5 empty] | Sub-Process
47150 | MAIN-087 | Main 087 | WTR-MT3 | Work Area 3 WEST Mains and Chambers | [5 empty] | Sub-Process
47151 | MAIN-088 | Main 088 | WTR-LWA | Work Area 2 Central Mains and Chambers | [5 empty] | Sub-Process
47152 | MAIN-089 | Main 089 | WTR-MT1 | Work Area 1 EAST Mains and Chambers | [5 empty] | Sub-Process
47153 | MAIN-090 | Main 090 | WTR-LWA | Work Area 2 Central Mains and Chambers | [5 empty] | Sub-Process
47154 | MAIN-090 | Main 090 | WTR-MT3 | Work Area 3 WEST Mains and Chambers | [5 empty] | Sub-Process
47155 | MAIN-091 | Main 091 | WTR-MT1 | Work Area 1 EAST Mains and Chambers | [5 empty] | Sub-Process
47156 | MAIN-094 | Main 094 | WTR-LWA | Work Area 2 Central Mains and Chambers | [5 empty] | Sub-Process
47157 | MAIN-094 | Main 094 | WTR-MT3 | Work Area 3 WEST Mains and Chambers | [5 empty] | Sub-Process
47158 | MAIN-095 | Main 095 | WTR-LWA | Work Area 2 Central Mains and Chambers | [5 empty] | Sub-Process
47159 | MAIN-096 | Main 096 | WTR-LWA | Work Area 2 Central Mains and Chambers | [5 empty] | Sub-Process
47160 | MAIN-096 | Main 096 | WTR-MT1 | Work Area 1 EAST Mains and Chambers | [5 empty] | Sub-Process
47161 | MAIN-097 | Main 097 | WTR-LWA | Work Area 2 Central Mains and Chambers | [5 empty] | Sub-Process
47162 | MAIN-098 | Main 098 | WTR-LWA | Work Area 2 Central Mains and Chambers | [5 empty] | Sub-Process
47163 | MAIN-100 | Main 100 | WTR-LWA | Work Area 2 Central Mains and Chambers | [5 empty] | Sub-Process
47164 | MAIN-100 | Main 100 | WTR-MT3 | Work Area 3 WEST Mains and Chambers | [5 empty] | Sub-Process
47165 | MAIN-101 | Main 101 | WTR-LWA | Work Area 2 Central Mains and Chambers | [5 empty] | Sub-Process
47166 | MAIN-103 | Main 103 | WTR-LWA | Work Area 2 Central Mains and Chambers | [5 empty] | Sub-Process
47167 | MAIN-103 | Main 103 | WTR-MT3 | Work Area 3 WEST Mains and Chambers | [5 empty] | Sub-Process
47168 | MAIN-106 | Main 106 | WTR-MT1 | Work Area 1 EAST Mains and Chambers | [5 empty] | Sub-Process
47169 | MAIN-107 | Main 107 | WTR-MT1 | Work Area 1 EAST Mains and Chambers | [5 empty] | Sub-Process
47170 | MAIN-108 | Main 108 | WTR-LWA | Work Area 2 Central Mains and Chambers | [5 empty] | Sub-Process
47171 | MAIN-109 | Main 109 | WTR-LWA | Work Area 2 Central Mains and Chambers | [5 empty] | Sub-Process
47172 | MAIN-110 | Main 110 | WTR-LWA | Work Area 2 Central Mains and Chambers | [5 empty] | Sub-Process
47173 | MAIN-110 | Main 110 | WTR-MT3 | Work Area 3 WEST Mains and Chambers | [5 empty] | Sub-Process
47174 | MAIN-112 | Main 112 | WTR-LWA | Work Area 2 Central Mains and Chambers | [5 empty] | Sub-Process
47175 | MAIN-112 | Main 112 | WTR-MT1 | Work Area 1 EAST Mains and Chambers | [5 empty] | Sub-Process
47176 | MAIN-114 | Main 114 | WTR-LWA | Work Area 2 Central Mains and Chambers | [5 empty] | Sub-Process
47177 | MAIN-114 | Main 114 | WTR-MT3 | Work Area 3 WEST Mains and Chambers | [5 empty] | Sub-Process
47178 | MAIN-116 | Main 116 | WTR-LWA | Work Area 2 Central Mains and Chambers | [5 empty] | Sub-Process
47179 | MAIN-116 | Main 116 | WTR-MT1 | Work Area 1 EAST Mains and Chambers | [5 empty] | Sub-Process
47180 | MAIN-118 | Main 118 | WTR-LWA | Work Area 2 Central Mains and Chambers | [5 empty] | Sub-Process
47181 | MAIN-118 | Main 118 | WTR-MT3 | Work Area 3 WEST Mains and Chambers | [5 empty] | Sub-Process
47182 | MAIN-119 | Main 119 | WTR-LWA | Work Area 2 Central Mains and Chambers | [5 empty] | Sub-Process
47183 | MAIN-121 | Main 121 | WTR-LWA | Work Area 2 Central Mains and Chambers | [5 empty] | Sub-Process
47184 | MAIN-121 | Main 121 | WTR-MT3 | Work Area 3 WEST Mains and Chambers | [5 empty] | Sub-Process
47185 | MAIN-122 | Main 122 | WTR-LWA | Work Area 2 Central Mains and Chambers | [5 empty] | Sub-Process
47186 | MAIN-122 | Main 122 | WTR-MT1 | Work Area 1 EAST Mains and Chambers | [5 empty] | Sub-Process
47187 | MAIN-125 | Main 125 | WTR-LWA | Work Area 2 Central Mains and Chambers | [5 empty] | Sub-Process
47188 | MAIN-125 | Main 125 | WTR-MT3 | Work Area 3 WEST Mains and Chambers | [5 empty] | Sub-Process
47189 | MAIN-126 | Main 126 | WTR-LWA | Work Area 2 Central Mains and Chambers | [5 empty] | Sub-Process
47190 | MAIN-126 | Main 126 | WTR-MT3 | Work Area 3 WEST Mains and Chambers | [5 empty] | Sub-Process
47191 | MAIN-128 | Main 128 | WTR-LWA | Work Area 2 Central Mains and Chambers | [5 empty] | Sub-Process
47192 | MAIN-128 | Main 128 | WTR-MT3 | Work Area 3 WEST Mains and Chambers | [5 empty] | Sub-Process
47193 | MAIN-134 | Main 134 | WTR-LWA | Work Area 2 Central Mains and Chambers | [5 empty] | Sub-Process
47194 | MAIN-134 | Main 134 | WTR-MT1 | Work Area 1 EAST Mains and Chambers | [5 empty] | Sub-Process
47195 | MAIN-135 | Main 135 | WTR-MT3 | Work Area 3 WEST Mains and Chambers | [5 empty] | Sub-Process
47196 | MAIN-136 | Main 136 | WTR-MT3 | Work Area 3 WEST Mains and Chambers | [5 empty] | Sub-Process
47197 | MAIN-140 | Main 140 | WTR-LWA | Work Area 2 Central Mains and Chambers | [5 empty] | Sub-Process
47198 | MAIN-143 | Main 143 | WTR-LWA | Work Area 2 Central Mains and Chambers | [5 empty] | Sub-Process
47199 | MAIN-143 | Main 143 | WTR-MT3 | Work Area 3 WEST Mains and Chambers | [5 empty] | Sub-Process
47200 | MAIN-144 | Main 144 | WTR-MT3 | Work Area 3 WEST Mains and Chambers | [5 empty] | Sub-Process
47201 | MAIN-145 | Main 145 | WTR-LWA | Work Area 2 Central Mains and Chambers | [5 empty] | Sub-Process
47202 | MAIN-146 | Main 146 (Transferred to D&C) | WTR-LWA | Work Area 2 Central Mains and Chambers |  |  | 36952 |  |  | Sub-Process
47203 | MAIN-147 | Main 147 | WTR-LWA | Work Area 2 Central Mains and Chambers | [5 empty] | Sub-Process
47204 | MAIN-148 | Main 148 | WTR-LWA | Work Area 2 Central Mains and Chambers | [5 empty] | Sub-Process
47205 | MAIN-151 | Main 151 | WTR-LWA | Work Area 2 Central Mains and Chambers | [5 empty] | Sub-Process
47206 | MAIN-153 | Main 153 | WTR-LWA | Work Area 2 Central Mains and Chambers | [5 empty] | Sub-Process
47207 | MAIN-153 | Main 153 | WTR-MT1 | Work Area 1 EAST Mains and Chambers | [5 empty] | Sub-Process
47208 | MAIN-155 | Main 155 | WTR-LWA | Work Area 2 Central Mains and Chambers | [5 empty] | Sub-Process
47209 | MAIN-155 | Main 155 | WTR-MT1 | Work Area 1 EAST Mains and Chambers | [5 empty] | Sub-Process
47210 | MAIN-157 | Main 157 | WTR-LWA | Work Area 2 Central Mains and Chambers | [5 empty] | Sub-Process
47211 | MAIN-157 | Main 157 | WTR-MT1 | Work Area 1 EAST Mains and Chambers | [5 empty] | Sub-Process
47212 | MAIN-160 | Main 160 | WTR-LWA | Work Area 2 Central Mains and Chambers | [5 empty] | Sub-Process
47213 | MAIN-160 | Main 160 | WTR-MT1 | Work Area 1 EAST Mains and Chambers | [5 empty] | Sub-Process
47214 | MAIN-164 | Main 164 | WTR-LWA | Work Area 2 Central Mains and Chambers | [5 empty] | Sub-Process
47215 | MAIN-167 | Main 167 | WTR-LWA | Work Area 2 Central Mains and Chambers | [5 empty] | Sub-Process
47216 | MAIN-167 | Main 167 | WTR-MT3 | Work Area 3 WEST Mains and Chambers | [5 empty] | Sub-Process
47217 | MAIN-172 | Main 172 | WTR-MT1 | Work Area 1 EAST Mains and Chambers | [5 empty] | Sub-Process
47218 | MAIN-173 | Main 173 | WTR-LWA | Work Area 2 Central Mains and Chambers | [5 empty] | Sub-Process
47219 | MAIN-173 | Main 173 | WTR-MT1 | Work Area 1 EAST Mains and Chambers | [5 empty] | Sub-Process
47220 | MAIN-174 | Main 174 | WTR-MT3 | Work Area 3 WEST Mains and Chambers | [5 empty] | Sub-Process
47221 | MAIN-175 | Main 175 | WTR-LWA | Work Area 2 Central Mains and Chambers | [5 empty] | Sub-Process
47222 | MAIN-176 | Main 176 | WTR-LWA | Work Area 2 Central Mains and Chambers | [5 empty] | Sub-Process
47223 | MAIN-176 | Main 176 | WTR-MT3 | Work Area 3 WEST Mains and Chambers | [5 empty] | Sub-Process
47224 | MAIN-178 | Main 178 | WTR-LWA | Work Area 2 Central Mains and Chambers | [5 empty] | Sub-Process
47225 | MAIN-179 | Main 179 | WTR-LWA | Work Area 2 Central Mains and Chambers | [5 empty] | Sub-Process
47226 | MAIN-180 | Main 180 | WTR-LWA | Work Area 2 Central Mains and Chambers | [5 empty] | Sub-Process
47227 | MAIN-180 | Main 180 | WTR-MT3 | Work Area 3 WEST Mains and Chambers | [5 empty] | Sub-Process
47228 | MAIN-181 | Main 181 | WTR-MT1 | Work Area 1 EAST Mains and Chambers | [5 empty] | Sub-Process
47229 | MAIN-182 | Main 182 | WTR-LWA | Work Area 2 Central Mains and Chambers | [5 empty] | Sub-Process
47230 | MAIN-182 | Main 182 | WTR-MT3 | Work Area 3 WEST Mains and Chambers | [5 empty] | Sub-Process
47231 | MAIN-184 | Main 184 | WTR-LWA | Work Area 2 Central Mains and Chambers | [5 empty] | Sub-Process
47232 | MAIN-184 | Main 184 | WTR-MT1 | Work Area 1 EAST Mains and Chambers | [5 empty] | Sub-Process
47233 | MAIN-185 | Main 185 | WTR-LWA | Work Area 2 Central Mains and Chambers | [5 empty] | Sub-Process
47234 | MAIN-185 | Main 185 | WTR-MT3 | Work Area 3 WEST Mains and Chambers | [5 empty] | Sub-Process
47235 | MAIN-187 | Main 187 | WTR-LWA | Work Area 2 Central Mains and Chambers | [5 empty] | Sub-Process
47236 | MAIN-187 | Main 187 | WTR-MT3 | Work Area 3 WEST Mains and Chambers | [5 empty] | Sub-Process
47237 | MAIN-189 | Main 189 | WTR-LWA | Work Area 2 Central Mains and Chambers | [5 empty] | Sub-Process
47238 | MAIN-191 | Main 191 | WTR-MT3 | Work Area 3 WEST Mains and Chambers | [5 empty] | Sub-Process
47239 | MAIN-192 | Main 192 | WTR-MT1 | Work Area 1 EAST Mains and Chambers | [5 empty] | Sub-Process
47240 | MAIN-193 | Main 193 | WTR-LWA | Work Area 2 Central Mains and Chambers | [5 empty] | Sub-Process
47241 | MAIN-193 | Main 193 | WTR-MT3 | Work Area 3 WEST Mains and Chambers | [5 empty] | Sub-Process
47242 | MAIN-194 | Main 194 | WTR-LWA | Work Area 2 Central Mains and Chambers | [5 empty] | Sub-Process
47243 | MAIN-194 | Main 194 | WTR-MT3 | Work Area 3 WEST Mains and Chambers | [5 empty] | Sub-Process
47244 | MAIN-197 | Main 197 | WTR-LWA | Work Area 2 Central Mains and Chambers | [5 empty] | Sub-Process
47245 | MAIN-197 | Main 197 | WTR-MT3 | Work Area 3 WEST Mains and Chambers | [5 empty] | Sub-Process
47246 | MAIN-198 | Main 198 | WTR-LWA | Work Area 2 Central Mains and Chambers | [5 empty] | Sub-Process
47247 | MAIN-198 | Main 198 | WTR-MT3 | Work Area 3 WEST Mains and Chambers | [5 empty] | Sub-Process
47248 | MAIN-199 | Main 199 | WTR-LWA | Work Area 2 Central Mains and Chambers | [5 empty] | Sub-Process
47249 | MAIN-208 | Main 208 | WTR-LWA | Work Area 2 Central Mains and Chambers | [5 empty] | Sub-Process
47250 | MAIN-208 EAST | Main 208 | WTR-LWA | Work Area 2 Central Mains and Chambers | [5 empty] | Sub-Process
47251 | MAIN-209 | Main 209 | WTR-LWA | Work Area 2 Central Mains and Chambers | [5 empty] | Sub-Process
47252 | MAIN-210 | Main 210 | WTR-LWA | Work Area 2 Central Mains and Chambers | [5 empty] | Sub-Process
47253 | MAIN-210 | Main 210 | WTR-MT3 | Work Area 3 WEST Mains and Chambers | [5 empty] | Sub-Process
47254 | MAIN-211 | Main 211 | WTR-LWA | Work Area 2 Central Mains and Chambers | [5 empty] | Sub-Process
47255 | MAIN-212 | Main 212 | WTR-MT1 | Work Area 1 EAST Mains and Chambers | [5 empty] | Sub-Process
47256 | MAIN-213 | Main 213 | WTR-MT1 | Work Area 1 EAST Mains and Chambers | [5 empty] | Sub-Process
47257 | MAIN-214 | Main 214 | WTR-LWA | Work Area 2 Central Mains and Chambers | [5 empty] | Sub-Process
47258 | MAIN-216 | Main 216 | WTR-MT1 | Work Area 1 EAST Mains and Chambers | [5 empty] | Sub-Process
47259 | MAIN-217 | Main 217 | WTR-MT1 | Work Area 1 EAST Mains and Chambers | [5 empty] | Sub-Process
47260 | MAIN-218 | Main 218 | WTR-LWA | Work Area 2 Central Mains and Chambers | [5 empty] | Sub-Process
47261 | MAIN-220 | Main 220 | WTR-MT1 | Work Area 1 EAST Mains and Chambers | [5 empty] | Sub-Process
47262 | MAIN-222 | Main 222 | WTR-LWA | Work Area 2 Central Mains and Chambers | [5 empty] | Sub-Process
47263 | MAIN-222 | Main 222 | WTR-MT3 | Work Area 3 WEST Mains and Chambers | [5 empty] | Sub-Process
47264 | MAIN-223 | Main 223 | WTR-LWA | Work Area 2 Central Mains and Chambers | [5 empty] | Sub-Process
47265 | MAIN-223 | Main 223 | WTR-MT3 | Work Area 3 WEST Mains and Chambers | [5 empty] | Sub-Process
47266 | MAIN-225 | Main 225 | WTR-LWA | Work Area 2 Central Mains and Chambers | [5 empty] | Sub-Process
47267 | MAIN-225 | Main 225 | WTR-MT3 | Work Area 3 WEST Mains and Chambers | [5 empty] | Sub-Process
47268 | MAIN-229 | Main 229 | WTR-LWA | Work Area 2 Central Mains and Chambers | [5 empty] | Sub-Process
47269 | MAIN-229 | Main 229 | WTR-MT3 | Work Area 3 WEST Mains and Chambers | [5 empty] | Sub-Process
47270 | MAIN-231 | Main 231 | WTR-MT1 | Work Area 1 EAST Mains and Chambers | [5 empty] | Sub-Process
47271 | MAIN-232 | Main 232 | WTR-LWA | Work Area 2 Central Mains and Chambers | [5 empty] | Sub-Process
47272 | MAIN-232 | Main 232 | WTR-MT3 | Work Area 3 WEST Mains and Chambers | [5 empty] | Sub-Process
47273 | MAIN-233 | Main 233 | WTR-LWA | Work Area 2 Central Mains and Chambers | [5 empty] | Sub-Process
47274 | MAIN-233 | Main 233 | WTR-MT3 | Work Area 3 WEST Mains and Chambers | [5 empty] | Sub-Process
47275 | MAIN-234 | Main 234 | WTR-MT1 | Work Area 1 EAST Mains and Chambers | [5 empty] | Sub-Process
47276 | MAIN-235 | Main 235 | WTR-MT1 | Work Area 1 EAST Mains and Chambers | [5 empty] | Sub-Process
47277 | MAIN-236 | Main 236 | WTR-LWA | Work Area 2 Central Mains and Chambers | [5 empty] | Sub-Process
47278 | MAIN-237 | Main 237 | WTR-LWA | Work Area 2 Central Mains and Chambers | [5 empty] | Sub-Process
47279 | MAIN-238 | Main 238 | WTR-MT1 | Work Area 1 EAST Mains and Chambers | [5 empty] | Sub-Process
47280 | MAIN-240 | Main 240 | WTR-MT1 | Work Area 1 EAST Mains and Chambers | [5 empty] | Sub-Process
47281 | MAIN-241 | Main 241 | WTR-LWA | Work Area 2 Central Mains and Chambers | [5 empty] | Sub-Process
47282 | MAIN-241 | Main 241 | WTR-MT3 | Work Area 3 WEST Mains and Chambers | [5 empty] | Sub-Process
47283 | MAIN-243 | Main 243 | WTR-LWA | Work Area 2 Central Mains and Chambers | [5 empty] | Sub-Process
47284 | MAIN-245 | Main 245 | WTR-LWA | Work Area 2 Central Mains and Chambers | [5 empty] | Sub-Process
47285 | MAIN-245 | Main 245 | WTR-MT1 | Work Area 1 EAST Mains and Chambers | [5 empty] | Sub-Process
47286 | MAIN-247 | Main 247 | WTR-LWA | Work Area 2 Central Mains and Chambers | [5 empty] | Sub-Process
47287 | MAIN-247 | Main 247 | WTR-MT1 | Work Area 1 EAST Mains and Chambers | [5 empty] | Sub-Process
47288 | MAIN-249 | Main 249 | WTR-LWA | Work Area 2 Central Mains and Chambers | [5 empty] | Sub-Process
47289 | MAIN-249 | Main 249 | WTR-MT1 | Work Area 1 EAST Mains and Chambers | [5 empty] | Sub-Process
47290 | MAIN-252 | Main 252 | WTR-LWA | Work Area 2 Central Mains and Chambers | [5 empty] | Sub-Process
47291 | MAIN-253 | Main 253 | WTR-MT1 | Work Area 1 EAST Mains and Chambers | [5 empty] | Sub-Process
47292 | MAIN-254 | Main 254 | WTR-LWA | Work Area 2 Central Mains and Chambers | [5 empty] | Sub-Process
47293 | MAIN-254 | Main 254 | WTR-MT3 | Work Area 3 WEST Mains and Chambers | [5 empty] | Sub-Process
47294 | MAIN-256 | Main 256 | WTR-LWA | Work Area 2 Central Mains and Chambers | [5 empty] | Sub-Process
47295 | MAIN-256 | Main 256 | WTR-MT3 | Work Area 3 WEST Mains and Chambers | [5 empty] | Sub-Process
47296 | MAIN-259 | Main 259 | WTR-LWA | Work Area 2 Central Mains and Chambers | [5 empty] | Sub-Process
47297 | MAIN-259 | Main 259 | WTR-MT3 | Work Area 3 WEST Mains and Chambers | [5 empty] | Sub-Process
47298 | MAIN-261 | Main 261 | WTR-MT3 | Work Area 3 WEST Mains and Chambers | [5 empty] | Sub-Process
47299 | MAIN-263 | Main 263 | WTR-MT1 | Work Area 1 EAST Mains and Chambers | [5 empty] | Sub-Process
47300 | MAIN-264 | Main 264 | WTR-LWA | Work Area 2 Central Mains and Chambers | [5 empty] | Sub-Process
47301 | MAIN-264 | Main 264 | WTR-MT3 | Work Area 3 WEST Mains and Chambers | [5 empty] | Sub-Process
47302 | MAIN-266 | Main 266 | WTR-MT1 | Work Area 1 EAST Mains and Chambers | [5 empty] | Sub-Process
47303 | MAIN-267 | Main 267 | WTR-MT1 | Work Area 1 EAST Mains and Chambers | [5 empty] | Sub-Process
47304 | MAIN-268 | Main 268 | WTR-MT1 | Work Area 1 EAST Mains and Chambers | [5 empty] | Sub-Process
47305 | MAIN-269 | Main 269 | WTR-MT1 | Work Area 1 EAST Mains and Chambers | [5 empty] | Sub-Process
47306 | MAIN-270 | Main 270 | WTR-LWA | Work Area 2 Central Mains and Chambers | [5 empty] | Sub-Process
47307 | MAIN-271 | Main 271 | WTR-MT1 | Work Area 1 EAST Mains and Chambers | [5 empty] | Sub-Process
47308 | MAIN-272 | Main 272 | WTR-LWA | Work Area 2 Central Mains and Chambers | [5 empty] | Sub-Process
47309 | MAIN-272 | Main 272 | WTR-MT3 | Work Area 3 WEST Mains and Chambers | [5 empty] | Sub-Process
47310 | MAIN-273 | Main 273 | WTR-LWA | Work Area 2 Central Mains and Chambers | [5 empty] | Sub-Process
47311 | MAIN-273 | Main 273 | WTR-MT1 | Work Area 1 EAST Mains and Chambers | [5 empty] | Sub-Process
47312 | MAIN-274 | Main 274 | WTR-LWA | Work Area 2 Central Mains and Chambers | [5 empty] | Sub-Process
47313 | MAIN-274 | Main 274 | WTR-MT1 | Work Area 1 EAST Mains and Chambers | [5 empty] | Sub-Process
47314 | MAIN-276 | Main 276 | WTR-LWA | Work Area 2 Central Mains and Chambers | [5 empty] | Sub-Process
47315 | MAIN-276 | Main 276 | WTR-MT3 | Work Area 3 WEST Mains and Chambers | [5 empty] | Sub-Process
47316 | MAIN-277 | Main 277 | WTR-LWA | Work Area 2 Central Mains and Chambers | [5 empty] | Sub-Process
47317 | MAIN-277 | Main 277 | WTR-MT1 | Work Area 1 EAST Mains and Chambers | [5 empty] | Sub-Process
47318 | MAIN-278 | Main 278 | WTR-LWA | Work Area 2 Central Mains and Chambers | [5 empty] | Sub-Process
47319 | MAIN-283 | Main 283 | WTR-LWA | Work Area 2 Central Mains and Chambers | [5 empty] | Sub-Process
47320 | MAIN-285 | Main 285 (Transferred to D&C) | WTR-LWA | Work Area 2 Central Mains and Chambers | [5 empty] | Sub-Process
47321 | MAIN-287 | Main 287 | WTR-MT3 | Work Area 3 WEST Mains and Chambers | [5 empty] | Sub-Process
47322 | MAIN-289 | Main 289 | WTR-LWA | Work Area 2 Central Mains and Chambers | [5 empty] | Sub-Process
47323 | MAIN-289 | Main 289 | WTR-MT1 | Work Area 1 EAST Mains and Chambers | [5 empty] | Sub-Process
47324 | MAIN-290 | Main 290 | WTR-LWA | Work Area 2 Central Mains and Chambers | [5 empty] | Sub-Process
47325 | MAIN-291 | Main 291 | WTR-LWA | Work Area 2 Central Mains and Chambers | [5 empty] | Sub-Process
47326 | MAIN-292 | Main 292 | WTR-LWA | Work Area 2 Central Mains and Chambers | [5 empty] | Sub-Process
47327 | MAIN-292 | Main 292 | WTR-MT3 | Work Area 3 WEST Mains and Chambers | [5 empty] | Sub-Process
47328 | MAIN-294 | Main 294 | WTR-LWA | Work Area 2 Central Mains and Chambers | [5 empty] | Sub-Process
47329 | MAIN-295 | Main 295 | WTR-LWA | Work Area 2 Central Mains and Chambers | [5 empty] | Sub-Process
47330 | MAIN-295 | Main 295 | WTR-MT3 | Work Area 3 WEST Mains and Chambers | [5 empty] | Sub-Process
47331 | MAIN-297 | Main 297 | WTR-MT1 | Work Area 1 EAST Mains and Chambers | [5 empty] | Sub-Process
47332 | MAIN-298 | Main 298 | WTR-LWA | Work Area 2 Central Mains and Chambers | [5 empty] | Sub-Process
47333 | MAIN-298 | Main 298 | WTR-MT1 | Work Area 1 EAST Mains and Chambers | [5 empty] | Sub-Process
47334 | MAIN-299 | Main 299 | WTR-LWA | Work Area 2 Central Mains and Chambers | [5 empty] | Sub-Process
47335 | MAIN-300 | Main 300 | WTR-LWA | Work Area 2 Central Mains and Chambers | [5 empty] | Sub-Process
47336 | MAIN-300 | Main 300 | WTR-MT3 | Work Area 3 WEST Mains and Chambers | [5 empty] | Sub-Process
47337 | MAIN-303 | Main 303 | WTR-LWA | Work Area 2 Central Mains and Chambers | [5 empty] | Sub-Process
47338 | MAIN-303 | Main 303 | WTR-MT3 | Work Area 3 WEST Mains and Chambers | [5 empty] | Sub-Process
47339 | MAIN-304 | Main 304 | WTR-MT3 | Work Area 3 WEST Mains and Chambers | [5 empty] | Sub-Process
47340 | MAIN-307 | Main 307 | WTR-LWA | Work Area 2 Central Mains and Chambers | [5 empty] | Sub-Process
47341 | MAIN-307 | Main 307 | WTR-MT3 | Work Area 3 WEST Mains and Chambers | [5 empty] | Sub-Process
47342 | MAIN-308 | Main 308 | WTR-LWA | Work Area 2 Central Mains and Chambers | [5 empty] | Sub-Process
47343 | MAIN-310 | Main 310 | WTR-MT1 | Work Area 1 EAST Mains and Chambers | [5 empty] | Sub-Process
47344 | MAIN-311 | Main 311 | WTR-LWA | Work Area 2 Central Mains and Chambers | [5 empty] | Sub-Process
47345 | MAIN-311 | Main 311 | WTR-MT1 | Work Area 1 EAST Mains and Chambers | [5 empty] | Sub-Process
47346 | MAIN-313 | Main 313 | WTR-LWA | Work Area 2 Central Mains and Chambers | [5 empty] | Sub-Process
47347 | MAIN-313 | Main 313 | WTR-MT1 | Work Area 1 EAST Mains and Chambers | [5 empty] | Sub-Process
47348 | MAIN-315 | Main 315 | WTR-LWA | Work Area 2 Central Mains and Chambers | [5 empty] | Sub-Process
47349 | MAIN-320 | Main 320 | WTR-LWA | Work Area 2 Central Mains and Chambers | [5 empty] | Sub-Process
47350 | MAIN-320 | Main 320 | WTR-MT1 | Work Area 1 EAST Mains and Chambers | [5 empty] | Sub-Process
47351 | MAIN-323 | Main 323 | WTR-LWA | Work Area 2 Central Mains and Chambers | [5 empty] | Sub-Process
47352 | MAIN-324 | Main 324 | WTR-LWA | Work Area 2 Central Mains and Chambers | [5 empty] | Sub-Process
47353 | MAIN-324 | Main 324 | WTR-MT1 | Work Area 1 EAST Mains and Chambers | [5 empty] | Sub-Process
47354 | MAIN-327 | Main 327 | WTR-LWA | Work Area 2 Central Mains and Chambers | [5 empty] | Sub-Process
47355 | MAIN-328 | Main 328 | WTR-LWA | Work Area 2 Central Mains and Chambers | [5 empty] | Sub-Process
47356 | MAIN-328 | Main 328 | WTR-MT1 | Work Area 1 EAST Mains and Chambers | [5 empty] | Sub-Process
47357 | MAIN-331 | Main 331 | WTR-LWA | Work Area 2 Central Mains and Chambers | [5 empty] | Sub-Process
47358 | MAIN-331 | Main 331 | WTR-MT3 | Work Area 3 WEST Mains and Chambers | [5 empty] | Sub-Process
47359 | MAIN-332 | Main 332 | WTR-LWA | Work Area 2 Central Mains and Chambers | [5 empty] | Sub-Process
47360 | MAIN-333 | Main 333 | WTR-LWA | Work Area 2 Central Mains and Chambers | [5 empty] | Sub-Process
47361 | MAIN-333 | Main 333 | WTR-MT3 | Work Area 3 WEST Mains and Chambers | [5 empty] | Sub-Process
47362 | MAIN-334 | Main 334 | WTR-LWA | Work Area 2 Central Mains and Chambers | [5 empty] | Sub-Process
47363 | MAIN-336 | Main 336 | WTR-LWA | Work Area 2 Central Mains and Chambers | [5 empty] | Sub-Process
47364 | MAIN-337 | Main 337 | WTR-MT1 | Work Area 1 EAST Mains and Chambers | [5 empty] | Sub-Process
47365 | MAIN-338 | Main 338 | WTR-LWA | Work Area 2 Central Mains and Chambers | [5 empty] | Sub-Process
47366 | MAIN-338 | Main 338 | WTR-MT3 | Work Area 3 WEST Mains and Chambers | [5 empty] | Sub-Process
47367 | MAIN-340 | Main 340 | WTR-LWA | Work Area 2 Central Mains and Chambers | [5 empty] | Sub-Process
47368 | MAIN-340 | Main 340 | WTR-MT3 | Work Area 3 WEST Mains and Chambers | [5 empty] | Sub-Process
47369 | MAIN-341 | Main 341 | WTR-MT3 | Work Area 3 WEST Mains and Chambers | [5 empty] | Sub-Process
47370 | MAIN-344 | Main 344 | WTR-LWA | Work Area 2 Central Mains and Chambers | [5 empty] | Sub-Process
47371 | MAIN-344 | Main 344 | WTR-MT3 | Work Area 3 WEST Mains and Chambers | [5 empty] | Sub-Process
47372 | MAIN-345 | Main 345 | WTR-LWA | Work Area 2 Central Mains and Chambers | [5 empty] | Sub-Process
47373 | MAIN-347 | Main 347 | WTR-LWA | Work Area 2 Central Mains and Chambers | [5 empty] | Sub-Process
47374 | MAIN-347 | Main 347 | WTR-MT3 | Work Area 3 WEST Mains and Chambers | [5 empty] | Sub-Process
47375 | MAIN-348 | Main 348 | WTR-LWA | Work Area 2 Central Mains and Chambers | [5 empty] | Sub-Process
47376 | MAIN-348 | Main 348 | WTR-MT1 | Work Area 1 EAST Mains and Chambers | [5 empty] | Sub-Process
47377 | MAIN-353 | Main 353 | WTR-LWA | Work Area 2 Central Mains and Chambers | [5 empty] | Sub-Process
47378 | MAIN-353 | Main 353 | WTR-MT3 | Work Area 3 WEST Mains and Chambers | [5 empty] | Sub-Process
47379 | MAIN-354 | Main 354 | WTR-LWA | Work Area 2 Central Mains and Chambers | [5 empty] | Sub-Process
47380 | MAIN-354 | Main 354 | WTR-MT3 | Work Area 3 WEST Mains and Chambers | [5 empty] | Sub-Process
47381 | MAIN-355 | Main 355 | WTR-LWA | Work Area 2 Central Mains and Chambers | [5 empty] | Sub-Process
47382 | MAIN-355 | Main 355 | WTR-MT1 | Work Area 1 EAST Mains and Chambers | [5 empty] | Sub-Process
47383 | MAIN-357 | Main 357 | WTR-LWA | Work Area 2 Central Mains and Chambers | [5 empty] | Sub-Process
47384 | MAIN-357 | Main 357 | WTR-MT3 | Work Area 3 WEST Mains and Chambers | [5 empty] | Sub-Process
47385 | MAIN-358 | Main 358 | WTR-LWA | Work Area 2 Central Mains and Chambers | [5 empty] | Sub-Process
47386 | MAIN-358 | Main 358 | WTR-MT3 | Work Area 3 WEST Mains and Chambers | [5 empty] | Sub-Process
47387 | MAIN-359 | Main 359 | WTR-LWA | Work Area 2 Central Mains and Chambers | [5 empty] | Sub-Process
47388 | MAIN-359 | Main 359 | WTR-MT1 | Work Area 1 EAST Mains and Chambers | [5 empty] | Sub-Process
47389 | MAIN-363 | Main 363 | WTR-LWA | Work Area 2 Central Mains and Chambers | [5 empty] | Sub-Process
47390 | MAIN-363 | Main 363 | WTR-MT3 | Work Area 3 WEST Mains and Chambers | [5 empty] | Sub-Process
47391 | MAIN-366 | Main 366 | WTR-LWA | Work Area 2 Central Mains and Chambers | [5 empty] | Sub-Process
47392 | MAIN-366 | Main 366 | WTR-MT1 | Work Area 1 EAST Mains and Chambers | [5 empty] | Sub-Process
47393 | MAIN-367 | Main 367 | WTR-LWA | Work Area 2 Central Mains and Chambers | [5 empty] | Sub-Process
47394 | MAIN-367 | Main 367 | WTR-MT3 | Work Area 3 WEST Mains and Chambers | [5 empty] | Sub-Process
47395 | MAIN-368 | Main 368 | WTR-MT3 | Work Area 3 WEST Mains and Chambers | [5 empty] | Sub-Process
47396 | MAIN-371 | Main 371 | WTR-LWA | Work Area 2 Central Mains and Chambers | [5 empty] | Sub-Process
47397 | MAIN-371 | Main 371 | WTR-MT1 | Work Area 1 EAST Mains and Chambers | [5 empty] | Sub-Process
47398 | MAIN-373 | Main 373 | WTR-LWA | Work Area 2 Central Mains and Chambers | [5 empty] | Sub-Process
47399 | MAIN-375 | Main 375 | WTR-LWA | Work Area 2 Central Mains and Chambers | [5 empty] | Sub-Process
47400 | MAIN-377 | Main 377 | WTR-LWA | Work Area 2 Central Mains and Chambers | [5 empty] | Sub-Process
47401 | MAIN-377 | Main 377 | WTR-MT1 | Work Area 1 EAST Mains and Chambers | [5 empty] | Sub-Process
47402 | MAIN-379 | Main 379 | WTR-LWA | Work Area 2 Central Mains and Chambers | [5 empty] | Sub-Process
47403 | MAIN-379 | Main 379 | WTR-MT1 | Work Area 1 EAST Mains and Chambers | [5 empty] | Sub-Process
47404 | MAIN-380 | Main 380 | WTR-LWA | Work Area 2 Central Mains and Chambers | [5 empty] | Sub-Process
47405 | MAIN-381 | Main 381 | WTR-MT1 | Work Area 1 EAST Mains and Chambers | [5 empty] | Sub-Process
47406 | MAIN-382 | Main 382 | WTR-LWA | Work Area 2 Central Mains and Chambers | [5 empty] | Sub-Process
47407 | MAIN-385 | Main 385 | WTR-MT1 | Work Area 1 EAST Mains and Chambers | [5 empty] | Sub-Process
47408 | MAIN-387 | Main 387 | WTR-LWA | Work Area 2 Central Mains and Chambers | [5 empty] | Sub-Process
47409 | MAIN-388 | Main 388 | WTR-LWA | Work Area 2 Central Mains and Chambers | [5 empty] | Sub-Process
47419 | MH3966416293 | STORAGE PIPE | TNT-OF | Outfall, Weirs, CSO and Detention Tanks | Door,Overhead |  |  |  |  | Mechanical Equipment
47420 | MH3966816287 | STORAGE PIPE | TNT-OF | Outfall, Weirs, CSO and Detention Tanks | Door,Overhead |  |  |  |  | Mechanical Equipment
47667 | MTMH101 | HIGH LEVEL INTERCEPTOR STS | TRK-DON | DON DRAINAGE AREA | [5 empty] | Sub-Process
47783 | MTMH102 | LOW LEVEL INTERCEPTOR STS | TRK-DON | DON DRAINAGE AREA | [5 empty] | Sub-Process
48222 | MTMH127 | BERMONDSEY STS | TRK-DON | DON DRAINAGE AREA | [5 empty] | Sub-Process
48247 | MTMH129 | VICTORIA-401 STS | TRK-DON | DON DRAINAGE AREA | [5 empty] | Sub-Process
48277 | MTMH131 | LESLIE-STEELES STS | TRK-DON | DON DRAINAGE AREA | [5 empty] | Sub-Process
48293 | MTMH132 | WEST DON STS | TRK-DON | DON DRAINAGE AREA | [5 empty] | Sub-Process
48426 | MTMH133 | WILKET CREEK STS | TRK-DON | DON DRAINAGE AREA | [5 empty] | Sub-Process
48554 | MTMH161 | VICTORIA PARK CTS | TRK-DON | DON DRAINAGE AREA | [5 empty] | Sub-Process
48612 | MTMH181 | RIVERDALE STM | TRK-DON | DON DRAINAGE AREA | [5 empty] | Sub-Process
48617 | MTMH182 | SPADINA STM | TRK-DON | DON DRAINAGE AREA | [5 empty] | Sub-Process
48657 | MTMH183 | SUNRISE STM | TRK-DON | DON DRAINAGE AREA | [5 empty] | Sub-Process
48678 | MTMH184 | RUSCICA STM | TRK-DON | DON DRAINAGE AREA | [5 empty] | Sub-Process
48695 | MTMH185 | VICTORIA-401 STM | TRK-DON | DON DRAINAGE AREA | [5 empty] | Sub-Process
48756 | MTMH220 | HIGHLAND CREEK STS | TRK-DON | DON DRAINAGE AREA | [5 empty] | Sub-Process
48757 | MTMH220 | HIGHLAND CREEK STS | TRK-HCK | HIGHLAND CREEK DRAINAGE AREA | [5 empty] | Sub-Process
48949 | MTMH221 | MORNINGSIDE STS | TRK-HCK | HIGHLAND CREEK DRAINAGE AREA | [5 empty] | Sub-Process
49015 | MTMH222 | MEADOWDALE STS | TRK-DON | DON DRAINAGE AREA | [5 empty] | Sub-Process
49086 | MTMH223 | EAST HIGHLAND CREEK STS | TRK-HCK | HIGHLAND CREEK DRAINAGE AREA | [5 empty] | Sub-Process
49148 | MTMH224 | DORSET PARK STS | TRK-HCK | HIGHLAND CREEK DRAINAGE AREA | [5 empty] | Sub-Process
49209 | MTMH225 | MALVERN STS | TRK-HCK | HIGHLAND CREEK DRAINAGE AREA | [5 empty] | Sub-Process
49249 | MTMH226 | MCCOWAN ROAD STS | TRK-HCK | HIGHLAND CREEK DRAINAGE AREA | [5 empty] | Sub-Process
49253 | MTMH227 | WEST ROUGE STS | TRK-DON | DON DRAINAGE AREA | [5 empty] | Sub-Process
49263 | MTMH320 | HUMBER STS | TRK-HMR | HUMBER DRAINAGE AREA | [5 empty] | Sub-Process
49390 | MTMH322 | SOUTH MIMICO STS | TRK-HMR | HUMBER DRAINAGE AREA | [5 empty] | Sub-Process
49467 | MTMH323 | MENDOTA STS | TRK-HMR | HUMBER DRAINAGE AREA | [5 empty] | Sub-Process
49660 | MTMH326 | ROCKCLIFFE STS | TRK-DON | DON DRAINAGE AREA | [5 empty] | Sub-Process
49684 | MTMH327 | BLACK CREEK STS | TRK-HMR | HUMBER DRAINAGE AREA | [5 empty] | Sub-Process
49825 | MTMH330 | SILVER CREEK STS | TRK-HMR | HUMBER DRAINAGE AREA | [5 empty] | Sub-Process
49854 | MTMH331 | CHAPMAN STS | TRK-HMR | HUMBER DRAINAGE AREA | [5 empty] | Sub-Process
49922 | MTMH332 | ALBION STS | TRK-HMR | HUMBER DRAINAGE AREA | [5 empty] | Sub-Process
49967 | MTMH333 | BERRY CREEK STS | TRK-DON | DON DRAINAGE AREA | [5 empty] | Sub-Process
49968 | MTMH333 | BERRY CREEK STS | TRK-HMR | HUMBER DRAINAGE AREA | [5 empty] | Sub-Process
50061 | MTMH335 | EMERY STS | TRK-HMR | HUMBER DRAINAGE AREA | [5 empty] | Sub-Process
50079 | MTMH360 | HILLARY CTS | TRK-DON | DON DRAINAGE AREA | [5 empty] | Sub-Process
50080 | MTMH360 | HILLARY CTS | TRK-HMR | HUMBER DRAINAGE AREA | [5 empty] | Sub-Process
50111 | MTMH361 | MOUNT DENNIS CTS | TRK-DON | DON DRAINAGE AREA | [5 empty] | Sub-Process
50151 | MTMH362 | ELM CTS | TRK-HMR | HUMBER DRAINAGE AREA | [5 empty] | Sub-Process
50169 | MTMH380 | NORTH YORK STM | TRK-DON | DON DRAINAGE AREA | [5 empty] | Sub-Process
50170 | MTMH380 | NORTH YORK STM | TRK-HMR | HUMBER DRAINAGE AREA | [5 empty] | Sub-Process
50219 | MTMH420 | HILLHURST STS | TRK-NTO | NORTH TORONTO DRAINAGE AREA | [5 empty] | Sub-Process
50232 | MTMH421 | OTTER CRESENT STS | TRK-NTO | NORTH TORONTO DRAINAGE AREA | [5 empty] | Sub-Process
50239 | MTMH422 | WOBURN STS | TRK-NTO | NORTH TORONTO DRAINAGE AREA | [5 empty] | Sub-Process
50245 | MTMH460 | FORMAN-YONGE CTS | TRK-NTO | NORTH TORONTO DRAINAGE AREA | [5 empty] | Sub-Process
50285 | MTMH461 | MILLWOD CTS | TRK-NTO | NORTH TORONTO DRAINAGE AREA | [5 empty] | Sub-Process
50288 | MTMH462 | BALLIOL CTS | TRK-NTO | NORTH TORONTO DRAINAGE AREA | [5 empty] | Sub-Process
50306 | MTMH463 | AVENUE MANOR CTS | TRK-DON | DON DRAINAGE AREA | [5 empty] | Sub-Process
50354 | MTMH466 | ST. IVES CTS | TRK-NTO | NORTH TORONTO DRAINAGE AREA | [5 empty] | Sub-Process
50373 | MTMH467 | GREER CTS | TRK-NTO | NORTH TORONTO DRAINAGE AREA | [5 empty] | Sub-Process
50393 | MTMH480 | NORTH TORONTO STM | TRK-DON | DON DRAINAGE AREA | [5 empty] | Sub-Process
50403 | MTMH520 | LONGBRANCH STS | TRK-DON | DON DRAINAGE AREA | [5 empty] | Sub-Process
50404 | MTMH520 | LONGBRANCH STS | TRK-LVW | LAKEVIEW DRAINAGE AREA | [5 empty] | Sub-Process
50538 | MTMH524 | NEW TORONTO FM/STS | TRK-LVW | LAKEVIEW DRAINAGE AREA | [5 empty] | Sub-Process
50555 | NORTH SUBSTATION_BASEMENT | MSA Substation,Basement | TAB_EL1_NS | Electrical Distribution,North Substation | [5 empty] | Division
50556 | NORTH SUBSTN_1ST FLR | MSA Substation,1st Floor | TAB_EL1_NS | Electrical Distribution,North Substation | [5 empty] | Division
50574 | NRTH SUBSTN_ELE_CNTRL_RM | MSA Substation,Electrical Control Room | TAB_EL1_NS | Electrical Distribution,North Substation | [5 empty] | Division
50741 | NX2353A | Fan, Exhaust, EF-14, Heat Recovery Bldg. | TAB-ACC-FN-DEW | Exhaust Fans , Dewatering Bldg. | [5 empty] | Mechanical Equipment
50783 | FHO-PLT | Preliminary Treatment | FHO WORK AREA 1 | Process | [5 empty] | Process
50834 | FHO-POL-P-0401-KQ | Polymer Skid 4 | FHO-POL | Polymer System |  |  |  | P |  | Equipment Location
50839 | FHO-POL-P-0601-KQ | Polymer Skid 6 | FHO-OBSOLETE | Removed From Service |  |  |  | P |  | Equipment Location
50840 | FHO-POL-P-0601-KQ | Polymer Skid 6 | FHO-POL | Polymer System |  |  |  | P |  | Equipment Location
50842 | FHO-POL-P-0701-KQ | Polymer Skid 7 | FHO-POL | Polymer System |  |  |  | P |  | Equipment Location
50860 | FHO-POL-T-0201-KQ | Polymer Solution Storage Tank 2 | FHO-POL | Polymer System |  |  |  | T |  | Equipment Location
50986 | FHO-RAW | Raw Water Production | FHO WORK AREA 1 | Process | [5 empty] | Process
51018 | FHO-RW-P-1501-KQ | Zebra Mussel Control Sample Pump Unit 1 | FHO RAW H2O | Raw water Sampling |  |  |  | P |  | Equipment Location
51019 | FHO-RW-P-1501-KQ | Zebra Mussel Control Sample Pump Unit 1 | FHO-OBSOLETE | Removed From Service |  |  |  | P |  | Equipment Location
51023 | FHO-RW-P-1801-KQ | RW Pump Unit 18 | FHO-OBSOLETE | Removed From Service |  |  |  | P |  | Equipment Location
51024 | FHO-RW-P-1801-KQ | RW Pump Unit 18 | FHO-RAW | Raw Water Production |  |  |  | P |  | Equipment Location
51027 | FHO-RW-P-2301-KQ | RW Pump Unit 23 | FHO-RAW | Raw Water Production |  |  |  | P |  | Equipment Location
51028 | FHO-RW-P-2601-KQ | RW Pump Unit 26 | FHO-OBSOLETE | Removed From Service |  |  |  | P |  | Equipment Location
51029 | FHO-RW-P-2601-KQ | RW Pump Unit 26 | FHO-RAW | Raw Water Production |  |  |  | P |  | Equipment Location
51030 | FHO-RW-P-2701-KQ | RW Pump Unit 27 | FHO-RAW | Raw Water Production |  |  |  | P |  | Equipment Location
51139 | FHO-SA-C-0101-KQ | Air Compressor 1 | FHO-MCS-SA/AI | Instrument Air & Service Air |  |  |  | C |  | Equipment Location
51140 | FHO-SA-C-0101-KQ | Air Compressor 1 | FHO-OBSOLETE | Removed From Service |  |  |  | C |  | Equipment Location
51144 | FHO-SA-C-0301-KQ | Service Air Compressor 3 | FHO-MCS-SA/AI | Instrument Air & Service Air |  |  | 32276 | C |  | Equipment Location
51145 | FHO-SA-C-0301-KQ | Service Air Compressor 3 | FHO-OBSOLETE | Removed From Service |  |  | 32276 | C |  | Equipment Location
51213 | FHO-SAMP | Sampling Systems | FHO WORK AREA 1 | Process | [5 empty] | Process
51214 | FHO-SBS | Ozone Quenching | FHO-DOZ | Ozonation System | [5 empty] | Sub-Process
51306 | FHO-SES | Safety & Environmental Services | FHO WORK AREA 2 | Services | [5 empty] | Process
51502 | FHO-SES-FEQ-1000 | Fire Equipment, Built In | FHO-SES | Safety & Environmental Services |  |  |  | FEQ |  | Equipment Location
51866 | FHO-SES-SQ-0001 | Safety Equipment | FHO-SES | Safety & Environmental Services |  |  |  | SQ |  | Sub-Process
51968 | FHO-SM | Spill Containment & Chemical Sump Systems | FHO-SES | Safety & Environmental Services | [5 empty] | Sub-Process
51988 | FHO-SM-SB-0001-KQ | Scrubber | FHO-OBSOLETE | Removed From Service | Scrubber |  |  | SB |  | Equipment Location
52017 | FHO-SPC | Process Control Systems - Services Area | FHO | F.J. Horgan Water Treatment Plant | [5 empty] | Work Area
52097 | FHO-SPC1 | Process Control Systems - Administrative | FHO-SPC | Process Control Systems - Services Area | [5 empty] | Sub Area
52098 | FHO-STORE | Computer Storage Location | FHO-EUS | Production & End User Support | [5 empty] | Equipment Location
52136 | FHO-TRW-C-0101-KQ | Surge Air Compressor 1 | FHO-OBSOLETE | Removed From Service |  |  |  | C |  | Equipment Location
52137 | FHO-TRW-C-0101-KQ | Surge Air Compressor 1 | FHO-TRW- SURGE | Surge Protection System |  |  |  | C |  | Equipment Location
52138 | FHO-TRW-C-0102-KQ | Surge Air Compressor 2 | FHO-OBSOLETE | Removed From Service |  |  |  | C |  | Equipment Location
52139 | FHO-TRW-C-0103-KQ | Surge Air Compressor 3 | FHO-OBSOLETE | Removed From Service |  |  |  | C |  | Equipment Location
52140 | FHO-TRW-C-0103-KQ | Surge Air Compressor 3 | FHO-TRW- SURGE | Surge Protection System |  |  |  | C |  | Equipment Location
52230 | FHO-TRW-P-0100-KQ | TRW Pump Unit 1 | FHO TRW PUMPING | Treated Water Pumping |  |  | 33321 | P |  | Equipment Location
52231 | FHO-TRW-P-0101A-KQ | Treated Water Output Sampling | FHO-OBSOLETE | Removed From Service |  |  |  | P |  | Equipment Location
52233 | FHO-TRW-P-0101B-KQ | Treated Water Output Sampling | FHO-OBSOLETE | Removed From Service |  |  |  | P |  | Equipment Location
52238 | FHO-TRW-P-0300-KQ | TRW Pump Unit 3 | FHO TRW PUMPING | Treated Water Pumping |  |  |  | P |  | Equipment Location
52239 | FHO-TRW-P-0300-KQ | TRW Pump Unit 3 | FHO-OBSOLETE | Removed From Service |  |  |  | P |  | Equipment Location
52241 | FHO-TRW-P-0400-KQ | TRW Pump Unit 4 | FHO TRW PUMPING | Treated Water Pumping |  |  |  | P |  | Equipment Location
52243 | FHO-TRW-P-0500-KQ | TRW Pump Unit 5 | FHO TRW PUMPING | Treated Water Pumping |  |  |  | P |  | Equipment Location
52248 | FHO-TRW-P-0800-KQ | TRW Pump Unit 8 | FHO TRW PUMPING | Treated Water Pumping |  |  |  | P |  | Equipment Location
52249 | FHO-TRW-P-0900-KQ | TRW Pump Unit 9 | FHO-OBSOLETE | Removed From Service |  |  |  | P |  | Equipment Location
52251 | FHO-TRW-P-1100-KQ | TRW Pump Unit 11 | FHO TRW PUMPING | Treated Water Pumping |  |  |  | P |  | Equipment Location
52252 | FHO-TRW-P-1100-KQ | TRW Pump Unit 11 | FHO-OBSOLETE | Removed From Service |  |  |  | P |  | Equipment Location
52254 | FHO-TRW-P-1200-KQ | TRW Pump Unit 12 | FHO-OBSOLETE | Removed From Service |  |  |  | P |  | Equipment Location
52256 | FHO-TRW-P-3000-KQ | TRW Pump Unit 30 | FHO TRW PUMPING | Treated Water Pumping |  |  |  | P |  | Equipment Location
52257 | FHO-TRW-P-3000-KQ | TRW Pump Unit 30 | FHO-OBSOLETE | Removed From Service |  |  |  | P |  | Equipment Location
52276 | FHO-TRW-PWA | Service Water & Backflow Prevention | FHO-TRW | Treated Water System | [5 empty] | Sub-Process
52301 | FHO-TRW-T-0001-KQ | Surge Tank 1 | FHO-OBSOLETE | Removed From Service |  |  |  | T |  | Equipment Location
52303 | FHO-TRW-T-0002-KQ | Surge Tank 2 | FHO-TRW- SURGE | Surge Protection System |  |  |  | T |  | Equipment Location
52304 | FHO-TRW-T-0003-KQ | Surge Tank 3 | FHO-TRW- SURGE | Surge Protection System |  |  |  | T |  | Equipment Location
52543 | FHO-TRW-VP | Vacuum Priming | FHO-MCS | Mechanical Services | [5 empty] | Sub-Process
52555 | FHO-WWW-BL-0701-KQ | WW Blower 7 | FHO-OBSOLETE | Removed From Service |  |  |  | BL |  | Equipment Location
52558 | FHO-WWW-BL-0801-KQ | WW Blower 8 | FHO-OBSOLETE | Removed From Service |  |  |  | BL |  | Equipment Location
52590 | FHO-WWW-P-0101-KQ | WW Pump 1 | FHO-WWW | Residue Management / Waste Water System |  |  |  | P |  | Equipment Location
52593 | FHO-WWW-P-0201-KQ | WW Pump 2 | FHO-OBSOLETE | Removed From Service |  |  |  | P |  | Equipment Location
52594 | FHO-WWW-P-0201-KQ | WW Pump 2 | FHO-WWW | Residue Management / Waste Water System |  |  |  | P |  | Equipment Location
52597 | FHO-WWW-P-0301-KQ | WW Pump 3 | FHO-OBSOLETE | Removed From Service |  |  |  | P |  | Equipment Location
52601 | FHO-WWW-P-0901-KQ | WW Polymer Pump System | FHO-WWW | Residue Management / Waste Water System |  |  |  | P |  | Equipment Location
52617 | FHO-WWW-T-0101-KQ | Tank, Waste Water Holding Tank 1 | FHO-OBSOLETE | Removed From Service | Tank,Non-Pressurized |  |  | T |  | Equipment Location
52618 | FHO-WWW-T-0101-KQ | Tank, Waste Water Holding Tank 1 | FHO-WWW | Residue Management / Waste Water System | Tank,Non-Pressurized |  |  | T |  | Equipment Location
52619 | FHO-WWW-T-0102-KQ | Clarifier 1 | FHO-WWW | Residue Management / Waste Water System |  |  |  | T |  | Equipment Location
52622 | FHO-WWW-T-0201-KQ | Tank, Waste Water Holding Tank 2 | FHO-WWW | Residue Management / Waste Water System |  |  |  | T |  | Equipment Location
52625 | FHO-WWW-T-0202-KQ | Clarifier 2 | FHO-OBSOLETE | Removed From Service |  |  |  | T |  | Equipment Location
52626 | FHO-WWW-T-0202-KQ | Clarifier 2 | FHO-WWW | Residue Management / Waste Water System |  |  |  | T |  | Equipment Location
52729 | FHO-ZMC-P-0201-KQ | Zebra Mussel Chlorination Pump 2 | FHO-OBSOLETE | Removed From Service |  |  |  | P |  | Equipment Location
52730 | FHO-ZMC-P-0201-KQ | Zebra Mussel Chlorination Pump 2 | FHO-ZMC | Zebra Mussel Control System |  |  |  | P |  | Equipment Location
52733 | FHO-ZMC-PIPING | Piping, Zebra Mussel Control System | FHO-ZMC | Zebra Mussel Control System | [5 empty] | Equipment Location
52758 | FIS | Island Water Treatment Plant | WT&S | Water Treatment & Supply | [5 empty] | Facility
52761 | FIS SCADA SERVERS | FIS SCADA Servers | FIS-SPC1 | Process Control Systems - Administrative | [5 empty] | Process
52762 | FIS SCADA SUPPORT | FIS SCADA Support | FIS-SPC1 | Process Control Systems - Administrative | [5 empty] | Process
52763 | FIS WORK AREA 1 | Process | FIS | Island Water Treatment Plant | [5 empty] | Work Area
52764 | FIS WORK AREA 2 | Services | FIS | Island Water Treatment Plant | [5 empty] | Work Area
52820 | FIS-ACC-FILTER BUILDING | HVAC Filter Buidling | FIS-HVAC | Climate Control | [5 empty] | Equipment Location
52944 | FIS-ACC-MAINT-STORAGE | HVAC Storage Building | FIS-HVAC | Climate Control | [5 empty] | Equipment Location
52945 | FIS-ACC-MARINEYARD | HVAC Marine Yard Building | FIS-HVAC | Climate Control | [5 empty] | Equipment Location
52954 | FIS-ACC-RW BUILDING | HVAC Raw Water Building | FIS-HVAC | Climate Control | [5 empty] | Equipment Location
53022 | NX2623A | Fan, Air Supply ES-1, Seawall Sub-Station Roof | TAB-ACC-AHU-SEAWL | AHUs/Supply Fans Sea Wall Substation | [5 empty] | Mechanical Equipment
53110 | NYCC-ADMIN-BLDG | Building Location | YMH-EUS | Production & End User Support | [5 empty] | Process
53111 | NYCC-OFFICE | Computer Location | YMH-ADMIN-BLDG | Building Location | [5 empty] | Equipment Location
53118 | OTH | DOS - OTHERS | DOS | DIVISIONAL OPERATIONS SERVICES | [5 empty] | Work Area
53119 | OTH-DIS | DISTRICT OPERARTIONS | OTH | DOS - OTHERS | [5 empty] | Process
53120 | OTH-DIS-EAST | DISTRICT OPERATIONS - EAST | OTH-DIS | DISTRICT OPERARTIONS | [5 empty] | Sub-Process
53121 | OTH-DIS-NOR | DISTRICT OPERATIONS - NORTH | FAC-PHA | YARD - 125 PHARMACY ROAD | [5 empty] | Sub-Process
53122 | OTH-DIS-NOR | DISTRICT OPERATIONS - NORTH | OTH-DIS | DISTRICT OPERARTIONS | [5 empty] | Sub-Process
53123 | OTH-DIS-SOU | DISTRICT OPERATIONS - SOUTH | OTH-DIS | DISTRICT OPERARTIONS | [5 empty] | Sub-Process
53124 | OTH-DIS-WEST | DISTRICT OPERATIONS - WEST | OTH-DIS | DISTRICT OPERARTIONS | [5 empty] | Sub-Process
53125 | OTH-FIR | FIRE SERVICES | OTH | DOS - OTHERS | [5 empty] | Process
53126 | OTH-PKR | PARKS AND RECREATIONS | OTH | DOS - OTHERS | [5 empty] | Process
53127 | OTH-POL | POLICE SERVICES | OTH | DOS - OTHERS | [5 empty] | Process
53128 | OTH-SLW | SOLID WASTE | OTH | DOS - OTHERS | [5 empty] | Process
53149 | PCS ITERMINAL SERVER | PCS iTerminal Server | YTF-SPC1 | Process Control Systems - Administrative | [5 empty] | Computer Equipment
53178 | PLANT TECH | Plant Techs | FCL-SES-8 | Respirator Fit Testing | [5 empty] | Sub-sub-process
53307 | SCADA SUPPORT | SCADA Support | YTF-SPC1 | Process Control Systems - Administrative | [5 empty] | Computer Equipment
53309 | SCC-ADMIN-BLDG | Building Location | YMH-EUS | Production & End User Support | [5 empty] | Process
53449 | STRC-16135 | Tower | CH 031 07 | Chamber | [5 empty] | Mechanical Equipment
53455 | SWM-HMR | HUMBER WATERSHED | SWM | DOS - STORM WATER MANAGEMENT | [5 empty] | Process
53490 | SWM-PBL-MISC | Miscellaneous Equipment | SWM-PBL | Bloor Storm Pumping Station | [5 empty] | Sub-Process
53510 | SWM-PDU-CH-0002 | Chamber, Ualtra sonic Level Meter | SWM-PDU | Dunker's Storm | Chamber |  |  | CH |  | Mechanical Equipment
53511 | SWM-PDU-CP-0001 | Control Panel, Pumps | SWM-PDU | Dunker's Storm | Control Panel |  |  | CP |  | Electrical Equipment
53512 | SWM-PDU-CP-0001 | Control Panel, Pumps | SWM-PDU-MISC | Miscellaneous Equipment | Control Panel |  |  | CP |  | Electrical Equipment
53513 | SWM-PDU-G-0001 | Sluice Gate, Intake | SWM-PDU | Dunker's Storm | Valve |  |  | G |  | Mechanical Equipment
53514 | SWM-PDU-G-0001 | Sluice Gate, Intake | SWM-PDU-MISC | Miscellaneous Equipment | Valve |  |  | G |  | Mechanical Equipment
53515 | SWM-PDU-G-0002 | Sluice Gate, Intake | SWM-PDU | Dunker's Storm | Valve |  |  | G |  | Mechanical Equipment
53516 | SWM-PDU-G-0002 | Sluice Gate, Intake | SWM-PDU-MISC | Miscellaneous Equipment | Valve |  |  | G |  | Mechanical Equipment
53517 | SWM-PDU-HTR-0001 | Heater, Pumps Control Panel | SWM-PDU-MISC | Miscellaneous Equipment | Heater |  |  | HTR |  | Mechanical Equipment
53518 | SWM-PDU-HTR-0002 | Heater, Power Supply Panel | SWM-PDU-MISC | Miscellaneous Equipment | Heater |  |  | HTR |  | Mechanical Equipment
53519 | SWM-PDU-LIT-0001 | Transmitter, Level | SWM-PDU | Dunker's Storm | Transmitter,Level |  |  | LIT |  | Instrumentation Equipment
53520 | SWM-PDU-LIT-0001 | Transmitter, Level | SWM-PDU-MISC | Miscellaneous Equipment | Transmitter,Level |  |  | LIT |  | Instrumentation Equipment
53521 | SWM-PDU-LP-0001 | Control Panel, Lighting | SWM-PDU | Dunker's Storm | Control Panel |  |  | LP |  | Electrical Equipment
53522 | SWM-PDU-LP-0001 | Control Panel, Lighting | SWM-PDU-MISC | Miscellaneous Equipment | Control Panel |  |  | LP |  | Electrical Equipment
53523 | SWM-PDU-SW-0001 | Switch, Main Power | SWM-PDU-MISC | Miscellaneous Equipment | Switch |  |  | SW |  | Electrical Equipment
53524 | SWM-PDU-SW-0002 | Switch, Transformer | SWM-PDU | Dunker's Storm | Switch |  |  | SW |  | Electrical Equipment
53525 | SWM-PDU-SW-0002 | Switch, Transformer | SWM-PDU-MISC | Miscellaneous Equipment | Switch |  |  | SW |  | Electrical Equipment
53526 | SWM-PDU-TR-0001 | Transformer, Power | SWM-PDU | Dunker's Storm | Transformer |  |  | TR |  | Electrical Equipment
53527 | SWM-PDU-TS-0001 | Switch, Transfer | SWM-PDU | Dunker's Storm | Switch |  |  | TS |  | Electrical Equipment
53528 | SWM-PDU-TS-0001 | Switch, Transfer | SWM-PDU-MISC | Miscellaneous Equipment | Switch |  |  | TS |  | Electrical Equipment
53540 | SWM-PDU-WEL-0100 | Wet well | SWM-PDU | Dunker's Storm | Well |  |  | WEL |  | Mechanical Equipment
53541 | SWM-PDU-WEL-0100 | Wet well | SWM-PDU-MISC | Miscellaneous Equipment | Well |  |  | WEL |  | Mechanical Equipment
53542 | SWM-PDU-WEL-0200 | Wet well | SWM-PDU-MISC | Miscellaneous Equipment | Well |  |  | WEL |  | Mechanical Equipment
53546 | SWM-PET-CP-0001 | Control Panel, Operator | SWM-PET | Eglinton - Bellamy Storm Pumping Station | Control Panel |  |  | CP |  | Electrical Equipment
53547 | SWM-PET-CP-0001 | Control Panel, Operator | SWM-PET-MISC | Miscellaneous Equipment | Control Panel |  |  | CP |  | Electrical Equipment
53548 | SWM-PET-CP-0002 | Control Panel, Electrical | SWM-PET | Eglinton - Bellamy Storm Pumping Station | Control Panel |  |  | CP |  | Electrical Equipment
53549 | SWM-PET-CP-0006 | Control Panel, Operator | SWM-PET-MISC | Miscellaneous Equipment | Control Panel |  |  | CP |  | Electrical Equipment
53550 | SWM-PET-DM-0001 | Damper/Louver, Exhaust | SWM-PET | Eglinton - Bellamy Storm Pumping Station | Damper/Louver |  |  | DM |  | Mechanical Equipment
53554 | SWM-PET-FN-0001 | Fan, Exhaust | SWM-PET | Eglinton - Bellamy Storm Pumping Station | Fan |  |  | FN |  | Mechanical Equipment
53557 | SWM-PET-GRF-0001 | Indicator, Ground Fault | SWM-PET | Eglinton - Bellamy Storm Pumping Station |  |  |  | GRF |  | Electrical Equipment
53558 | SWM-PET-GRF-0001 | Indicator, Ground Fault | SWM-PET-MISC | Miscellaneous Equipment |  |  |  | GRF |  | Electrical Equipment
53559 | SWM-PET-LIT-0101 | Transmitter, Level | SWM-PET-MISC | Miscellaneous Equipment | Transmitter,Level |  |  | LIT |  | Instrumentation Equipment
53560 | SWM-PET-LP-0001 | Control Panel, Lighting | SWM-PET | Eglinton - Bellamy Storm Pumping Station | Control Panel |  |  | LP |  | Electrical Equipment
53561 | SWM-PET-LP-0001 | Control Panel, Lighting | SWM-PET-MISC | Miscellaneous Equipment | Control Panel |  |  | LP |  | Electrical Equipment
53562 | SWM-PET-LSH-0103 | Switch, Level-High | SWM-PET-MISC | Miscellaneous Equipment | Switch,Level |  |  | LSH |  | Instrumentation Equipment
53563 | SWM-PET-LSL-0102 | Switch, Level-Low | SWM-PET | Eglinton - Bellamy Storm Pumping Station | Switch |  |  | LSL |  | Instrumentation Equipment
53564 | SWM-PET-LSL-0102 | Switch, Level-Low | SWM-PET-MISC | Miscellaneous Equipment | Switch |  |  | LSL |  | Instrumentation Equipment
53565 | SWM-PET-LSLL-0101 | Switch, Level Low-Low | SWM-PET | Eglinton - Bellamy Storm Pumping Station | Switch,Level |  |  | LSLL |  | Instrumentation Equipment
53570 | SWM-PET-MISC | Miscellaneous Equipment | COL-PSW | Swansea Pumping Station | [5 empty] | Sub-Process
53571 | SWM-PET-MISC | Miscellaneous Equipment | SWM-PET | Eglinton - Bellamy Storm Pumping Station | [5 empty] | Sub-Process
53576 | SWM-PET-SW-0001 | Switch, Main Electrical Disconnect | SWM-PET | Eglinton - Bellamy Storm Pumping Station | Switch |  |  | SW |  | Electrical Equipment
53577 | SWM-PET-SW-0002 | Switch, Pumps Power | SWM-PET | Eglinton - Bellamy Storm Pumping Station | Switch |  |  | SW |  | Electrical Equipment
53578 | SWM-PET-SW-0004 | Switch, Phase Lights | SWM-PET | Eglinton - Bellamy Storm Pumping Station | Switch |  |  | SW |  | Electrical Equipment
53579 | SWM-PET-T-0001 | Tank, Diesel Fuel | SWM-PET | Eglinton - Bellamy Storm Pumping Station | Tank |  |  | T |  | Mechanical Equipment
53580 | SWM-PET-T-0001 | Tank, Diesel Fuel | SWM-PET-MISC | Miscellaneous Equipment | Tank |  |  | T |  | Mechanical Equipment
53581 | SWM-PET-TR-0001 | Transformer, Power | SWM-PET | Eglinton - Bellamy Storm Pumping Station | Transformer |  |  | TR |  | Electrical Equipment
53582 | SWM-PET-TR-0001 | Transformer, Power | SWM-PET-MISC | Miscellaneous Equipment | Transformer |  |  | TR |  | Electrical Equipment
53583 | SWM-PET-TS-0001 | Switch, Transfer | SWM-PET | Eglinton - Bellamy Storm Pumping Station | Switch |  |  | TS |  | Electrical Equipment
53591 | SWM-PET-WEL-0100 | Wet well | SWM-PET | Eglinton - Bellamy Storm Pumping Station | Well |  |  | WEL |  | Mechanical Equipment
53623 | SWM-PIT-OIT-0001 | Operator Interface Terminal | SWM-PIT | Islington Storm Pumping Station | Computer Equipment,Monitor |  |  | OIT |  | Electrical Equipment
53648 | SWM-PMG-ALR-0001 | Alarm, Gas | SWM-PMG | Martin Grove Storm Pumping Station | Fire Prevention,Alarm |  |  | ALR |  | Electrical Equipment
53678 | SWM-PMG-OIT-0001 | Operator Interface Terminal | SWM-PMG | Martin Grove Storm Pumping Station | Computer Equipment,Monitor |  |  | OIT |  | Electrical Equipment
53712 | SWM-PNQ-FA-0001S | Fire Alarm System | SWM-PNQ-MISC | Miscellaneous Equipment | Building Service,Fire Alarm |  | 42938 | FA |  | Obsolete Entity
53725 | SWM-PNQ-OIT-0001 | Operator Interface Terminal | SWM-PNQ | North Queen Storm Pumping Station | Computer Equipment,Monitor |  |  | OIT |  | Electrical Equipment
53728 | SWM-PNQ-RPU-0001 | Remote Processing Unit | SWM-PNQ | North Queen Storm Pumping Station | RPU |  |  | RPU |  | Electrical Equipment
53729 | SWM-PNQ-RPU-0001 | Remote Processing Unit | SWM-PNQ-MISC | Miscellaneous Equipment | RPU |  |  | RPU |  | Electrical Equipment
53744 | SWM-PPP-CP-0001 | Control Panel, Operator | SWM-PPP-MISC | Miscellaneous Equipment | Control Panel |  |  | CP |  | Electrical Equipment
53745 | SWM-PPP-LSH-0101 | Switch, Level-High | SWM-PPP-MISC | Miscellaneous Equipment | Switch,Level |  |  | LSH |  | Instrumentation Equipment
53746 | SWM-PPP-LSH-0102 | Switch, Level-High | SWM-PPP | Pantry Park Sewage Pumping Station | Switch,Level |  |  | LSH |  | Instrumentation Equipment
53747 | SWM-PPP-LSH-0102 | Switch, Level-High | SWM-PPP-MISC | Miscellaneous Equipment | Switch,Level |  |  | LSH |  | Instrumentation Equipment
53748 | SWM-PPP-MISC | Miscellaneous Equipment | SWM-PPP | Pantry Park Sewage Pumping Station | [5 empty] | Sub-Process
53754 | SWM-PWD-BP-0001 | Back Flow Preventer | SWM-PWD | Warden Storm | Valve,Backflow Preventer |  |  | BP |  | Mechanical Equipment
53755 | SWM-PWD-CP-0001 | Control Panel, Electrical | SWM-PWD | Warden Storm | Control Panel |  |  | CP |  | Electrical Equipment
53756 | SWM-PWD-CP-0003 | Control Panel, Diesel Engine Alarm Control Panel | SWM-PWD-MISC | Miscellaneous Equipment | Control Panel |  |  | CP |  | Electrical Equipment
53757 | SWM-PWD-CP-0004 | Control Panel, Operator | SWM-PWD-MISC | Miscellaneous Equipment | Control Panel |  |  | CP |  | Electrical Equipment
53758 | SWM-PWD-CP-0005 | Control Panel, Operator | SWM-PWD | Warden Storm | Control Panel |  |  | CP |  | Electrical Equipment
53759 | SWM-PWD-CP-0005 | Control Panel, Operator | SWM-PWD-MISC | Miscellaneous Equipment | Control Panel |  |  | CP |  | Electrical Equipment
53760 | SWM-PWD-CP-0006 | Control Panel, Diesel Engine Duty Control Panel | SWM-PWD | Warden Storm | Control Panel |  |  | CP |  | Electrical Equipment
53761 | SWM-PWD-CP-0006 | Control Panel, Diesel Engine Duty Control Panel | SWM-PWD-MISC | Miscellaneous Equipment | Control Panel |  |  | CP |  | Electrical Equipment
53763 | SWM-PWD-DM-0001 | Damper/Louver, Supply Air | SWM-PWD-MISC | Miscellaneous Equipment | Damper/Louver |  |  | DM |  | Mechanical Equipment
53764 | SWM-PWD-ENG-0001 | Engine, Diesel | SWM-PWD-MISC | Miscellaneous Equipment | Engine |  |  | ENG |  | Mechanical Equipment
53765 | SWM-PWD-ENG-0002 | Engine, Diesel | SWM-PWD | Warden Storm | Engine |  |  | ENG |  | Mechanical Equipment
53766 | SWM-PWD-ENG-0100 | Engine, Diesel | SWM-PWD-MISC | Miscellaneous Equipment | Engine |  |  | ENG |  | Mechanical Equipment
53767 | SWM-PWD-ENG-0200 | Engine, Diesel | SWM-PWD-MISC | Miscellaneous Equipment | Engine |  |  | ENG |  | Mechanical Equipment
53770 | SWM-PWD-FEQ-0001S | Fire Prevention, Extinguisher | COL-W-OBSOLETE | Col West Obsolete Entities | Fire Prevention,Extinguisher |  | 42914 | FEQ |  | Obsolete Entity
53771 | SWM-PWD-FEQ-0001S | Fire Prevention, Extinguisher | SWM-PWD | Warden Storm | Fire Prevention,Extinguisher |  | 42914 | FEQ |  | Obsolete Entity
53772 | SWM-PWD-FEQ-0001S | Fire Prevention, Extinguisher | SWM-PWD-MISC | Miscellaneous Equipment | Fire Prevention,Extinguisher |  | 42914 | FEQ |  | Obsolete Entity
53775 | SWM-PWD-FQ-0001 | Meter, Flow | SWM-PWD | Warden Storm | Meter,Flow |  |  | FQ |  | Instrumentation Equipment
53777 | SWM-PWD-GRF-0001 | Indicator, Ground Fault | SWM-PWD | Warden Storm |  |  |  | GRF |  | Electrical Equipment
53778 | SWM-PWD-GRF-0001 | Indicator, Ground Fault | SWM-PWD-MISC | Miscellaneous Equipment |  |  |  | GRF |  | Electrical Equipment
53779 | SWM-PWD-HTR-0001 | Heater, Main Control Room | SWM-PWD-MISC | Miscellaneous Equipment | Heater |  |  | HTR |  | Mechanical Equipment
53780 | SWM-PWD-LP-0001 | Control Panel, Lighting | SWM-PWD | Warden Storm | Control Panel |  |  | LP |  | Electrical Equipment
53781 | SWM-PWD-LP-0001 | Control Panel, Lighting | SWM-PWD-MISC | Miscellaneous Equipment | Control Panel |  |  | LP |  | Electrical Equipment
53782 | SWM-PWD-LSH-0106 | Switch, Level High-High | SWM-PWD | Warden Storm | Switch,Level |  |  | LSH |  | Instrumentation Equipment
53783 | SWM-PWD-LSHH-0107 | Switch, Level High-High | SWM-PWD | Warden Storm | Switch,Level |  |  | LSHH |  | Instrumentation Equipment
53784 | SWM-PWD-LSLL-0105 | Switch, Level Low-Low | SWM-PWD | Warden Storm | Switch,Level |  |  | LSLL |  | Instrumentation Equipment
53785 | SWM-PWD-LSLL-0105 | Switch, Level Low-Low | SWM-PWD-MISC | Miscellaneous Equipment | Switch,Level |  |  | LSLL |  | Instrumentation Equipment
53792 | SWM-PWD-SW-0001 | Switch, Main Electrical Disconnect | SWM-PWD | Warden Storm | Switch |  |  | SW |  | Electrical Equipment
53793 | SWM-PWD-SW-0001 | Switch, Main Electrical Disconnect | SWM-PWD-MISC | Miscellaneous Equipment | Switch |  |  | SW |  | Electrical Equipment
53794 | SWM-PWD-SW-0004 | Switch, Lighting Panel | SWM-PWD | Warden Storm | Switch |  |  | SW |  | Electrical Equipment
53795 | SWM-PWD-SW-0004 | Switch, Lighting Panel | SWM-PWD-MISC | Miscellaneous Equipment | Switch |  |  | SW |  | Electrical Equipment
53804 | SWM-PWD-WEL-0100 | Wet well | SWM-PWD | Warden Storm | Well |  |  | WEL |  | Mechanical Equipment
53892 | FIS-ACC-WORKSHOP BUILD | HVAC Workshop Building | FIS-HVAC | Climate Control | [5 empty] | Equipment Location
53896 | FIS-ALM | Alum System | FIS-PLT | Preliminary Treatment | [5 empty] | Sub-Process
54007 | FIS-AMMONIA STORAGE | Building Location | FIS-SPC | Process Control Systems - Services Area | [5 empty] | Process
54008 | FIS-AMMONIA STORAGE | Building Location | FIS-SPC2 | Process Control Systems - Equipment | [5 empty] | Process
54032 | FIS-BEFORE SO2 | Sampling | FIS-SAMP | Sampling Systems | [5 empty] | Sub-Process
54082 | FIS-CALS | Instrument Calibrations by Contractor | FIS WORK AREA 1 | Process | [5 empty] | Process
54083 | FIS-CCS | Corrosion Control | FIS-PLT | Preliminary Treatment | [5 empty] | Sub-Process
54139 | FIS-CHLORINE-BLDG | Building Location | FIS-EUS | Production & End User Support | [5 empty] | Process
54227 | FIS-CLB | Post-Chlorination | FIS-DIS | Disinfection | [5 empty] | Sub-Process
54323 | FIS-CONTRACTOR | Island WTP - Contractor Quotes | FIS-GRK | FIS Buildings & Grounds | [5 empty] | Building Service
54478 | FIS-DIS | Disinfection | FIS WORK AREA 1 | Process | [5 empty] | Process
54479 | FIS-ELS | System, Electrical Distribution System | FIS WORK AREA 2 | Services | [5 empty] | Process
54487 | FIS-ELS-CAB-0601 | ELS Cabinet,600 V Workshop Building,Mezzanine,MCC Cabinet | {FIS-ELS-CAB} | Asset Group,Electrical Distribution Bus Cabinets |  |  |  | CAB |  | Division
54488 | FIS-ELS-CAB-0602 | ELS Cabinet,600 V,Raw Water Pumping Station, MCC Cabinet | {FIS-ELS-CAB} | Asset Group,Electrical Distribution Bus Cabinets |  |  |  | CAB |  | Division
54489 | FIS-ELS-CAB-1501 | ELS Cabinet,13.8 kV,Main Switchgear Cabinet | {FIS-ELS-CAB} | Asset Group,Electrical Distribution Bus Cabinets |  |  |  | CAB |  | Division
54490 | FIS-ELS-CAB-5001 | ELS Cabinet,4.16 kV,Workshop Building,Mezzanine,PDP Electrical Distribution Cabinet | {FIS-ELS-CAB} | Asset Group,Electrical Distribution Bus Cabinets |  |  |  | CAB |  | Division
54491 | FIS-ELS-CAB-6001 | ELS Cabinet,600 V,Workshop Building,Mezzanine,PDP Electrical Distribution Cabinet | {FIS-ELS-CAB} | Asset Group,Electrical Distribution Bus Cabinets |  |  |  | CAB |  | Division
54523 | FIS-ELS-CBL-0200 | Cable,HV,13.8 kV,41T THES Incoming Line HT2,FIS-ELS-LB-0200 | {FIS-ELS-CBL} | Asset Group,ELS Lines,13.8 kV / 4.16 kV |  |  |  | CBL |  | Electrical Equipment
54524 | FIS-ELS-CBL-1521 | Cable,HV,13.8 kV,Outdoor Substation,FIS-ELS-LB-0201,Primary,FIS-ELS-TR-0201 | {FIS-ELS-CBL} | Asset Group,ELS Lines,13.8 kV / 4.16 kV |  |  |  | CBL |  | Electrical Equipment
54525 | FIS-ELS-CBL-5210 | Cable,HV,4.16 kV,Workshop Mezzanine,FIS-ELS-SWG-0110,Feeder,Generator Room,FIS-ELS-GEN-2200 | {FIS-ELS-CBL} | Asset Group,ELS Lines,13.8 kV / 4.16 kV |  |  |  | CBL |  | Electrical Equipment
54526 | FIS-ELS-CBL-5240 | Cable,HV,4.16 kV,Workshop Mezzanine,FIS-ELS-SWG-0104,Feeder,Raw Water Building Upper Level,FIS-ELS-BUS-0400 | {FIS-ELS-CBL} | Asset Group,ELS Lines,13.8 kV / 4.16 kV |  |  |  | CBL |  | Electrical Equipment
54527 | FIS-ELS-CBL-5260 | Cable,HV,4.16 kV,Workshop Mezzanine,FIS-ELS-SWG-0106,Feeder,Filter Building,Mezzanine,FIS-ELS-BUS-0600 | {FIS-ELS-CBL} | Asset Group,ELS Lines,13.8 kV / 4.16 kV |  |  |  | CBL |  | Electrical Equipment
54528 | FIS-ELS-CBL-5311 | Cable,HV,4.16 kV,Raw Water Building Upper Level,FIS-ELS-BUS-0300,Feeder,FIS-RW-P-0101 | {FIS-ELS-CBL} | Asset Group,ELS Lines,13.8 kV / 4.16 kV |  |  |  | CBL |  | Electrical Equipment
54529 | FIS-ELS-CBL-5321 | Cable,HV,4.16 kV,Raw Water Building Upper Level,FIS-ELS-BUS-0300,Feeder,FIS-RW-P-0201 | {FIS-ELS-CBL} | Asset Group,ELS Lines,13.8 kV / 4.16 kV |  |  |  | CBL |  | Electrical Equipment
54530 | FIS-ELS-CBL-5331B | Cable,HV,4.16 kV,Raw Water Building Upper Level,FIS-ELS-VFD-0301,Feeder,FIS-RW-P-0301 | {FIS-ELS-CBL} | Asset Group,ELS Lines,13.8 kV / 4.16 kV |  |  |  | CBL |  | Electrical Equipment
54531 | FIS-ELS-CBL-5441 | Cable,HV,4.16 kV,Raw Water Building Upper Level,FIS-ELS-BUS-0400,Feeder,FIS-RW-P-0401 | {FIS-ELS-CBL} | Asset Group,ELS Lines,13.8 kV / 4.16 kV |  |  |  | CBL |  | Electrical Equipment
54532 | FIS-ELS-CBL-5521 | Cable,HV,4.16 kV,Filter Building,Mezzanine,FIS-ELS-BUS-0500,Feeder,FIS-BW-P-0201 | {FIS-ELS-CBL} | Asset Group,ELS Lines,13.8 kV / 4.16 kV |  |  |  | CBL |  | Electrical Equipment
54578 | FIS-ELS-FA-0500 | Fire Prevention, Safety,Filter Building Mezzanine | FIS_FEQ | Asset Group, Fire Prevention, Safety, Evacuation and Suppression |  |  |  | FA |  | Division
54595 | FIS-ELS-HTR-0001 | H.V.A.C.,Heater,Unit,Outdoor Substation Switchgear,Outdoor Switchgear Enclosure Heater | FIS-ELS-HVAC | Asset Group, HVAC equipment specific to the preservation of ELS equipment condition | H.V.A.C.,Heater,Unit |  |  | HTR |  | Mechanical Equipment
54596 | FIS-ELS-HVAC | Asset Group, HVAC equipment specific to the preservation of ELS equipment condition | FIS-ELS | System, Electrical Distribution System | [5 empty] | Division
54669 | FIS-ELS-LSH-0001 | Switch,Level-High,Plant Main Substation,East Manhole,Outdoor Substation Drain Pit Flood Alarm | FIS-GRND | Asset Group, Facility Ground | Switch,Level-High |  |  | LSH |  | Instrumentation Equipment
54774 | FIS-ELS-TLX-0002 | Hydro Meter Location | FIS-ELS-PS-0001 | Primary Power System |  |  |  | TLX |  | Equipment Location
54829 | FIS-ELS-UPS | Asset Group,UPS Electrical Distribution System Control Power Backup | FIS-ELS | System, Electrical Distribution System | [5 empty] | Division
55019 | FIS-FILTER BLDG | Building Location | FIS-SPC | Process Control Systems - Services Area | [5 empty] | Process
55083 | FIS-FLT | Filtration | FIS WORK AREA 1 | Process | [5 empty] | Process
55287 | FIS-GRK-0001 | FIS, Building Maintenance | FIS | Island Water Treatment Plant |  |  |  | GRK |  | Building Service
55288 | FIS-GRK-0001 | FIS, Building Maintenance | FIS-GRK | FIS Buildings & Grounds |  |  |  | GRK |  | Building Service
55289 | FIS-GRK-0002 | Grounds Maintenance | FIS-GRK | FIS Buildings & Grounds |  |  |  | GRK |  | Building Service
55321 | FIS-GRND | Asset Group, Facility Ground | FIS-ELS | System, Electrical Distribution System | [5 empty] | Division
55323 | FIS-ITM | Integrated Technology Management | FIS | Island Water Treatment Plant | [5 empty] | Work Area
55334 | FIS-LAB-CHEM-0001 | Lab Chemical Equipment | FIS-AUX | Lab, Analyzers |  |  |  | CHEM |  | Mechanical Equipment
55356 | FIS-MCS-MC | Machine Shop & Equipment | FIS-MCS | Mechanical Services | [5 empty] | Sub-Process
55366 | FIS-MCS-SA | Service Air | FIS-MCS | Mechanical Services | [5 empty] | Sub-Process
55373 | FIS-METERING BLDG | Building Location | FIS-SPC | Process Control Systems - Services Area | [5 empty] | Process
55374 | FIS-MIXING-BLDG | Building Location | FIS-EUS | Production & End User Support | [5 empty] | Process
55375 | FIS-PACL SBS | PACL ROOM | FIS-GRK | FIS Buildings & Grounds | [5 empty] | Building Service
55376 | FIS-PCL | PACL System | FIS-PLT | Preliminary Treatment | [5 empty] | Process
55495 | FIS-PLT | Preliminary Treatment | FIS WORK AREA 1 | Process | [5 empty] | Process
55542 | FIS-PRE | Pretreatment PMs | FIS-DIS | Disinfection | [5 empty] | Sub-Process
55543 | FIS-PRE | Pretreatment PMs | FIS-RW | Raw Water Production | [5 empty] | Sub-Process
55544 | FIS-PRE FILTERED | Sampling | FIS-SAMP | Sampling Systems | [5 empty] | Sub-Process
55545 | FIS-PW | Plant Water | FIS-TRW | Treated Water Production | [5 empty] | Sub-Process
55585 | FIS-RAW WATER BLDG | Building Location | FIS-SPC2 | Process Control Systems - Equipment | [5 empty] | Process
55586 | FIS-RAW-WATER-BLDG | Building Location | FIS-EUS | Production & End User Support | [5 empty] | Process
55587 | FIS-RESERVOIR | Sampling | FIS-SAMP | Sampling Systems | [5 empty] | Sub-Process
55591 | FIS-RTE | Routine Tasks | FIS WORK AREA 1 | Process | [5 empty] | Work Area
55592 | FIS-RW | Raw Water Production | FIS WORK AREA 1 | Process | [5 empty] | Process
55661 | FIS-RW-SAMP | Sampling | FIS-SAMP | Sampling Systems | [5 empty] | Sub-Process
55796 | FIS-SAMP | Sampling Systems | FIS WORK AREA 1 | Process | [5 empty] | Process
55861 | FIS-SES | Safety, Instrumentation & Environmental Services | FIS WORK AREA 2 | Services | [5 empty] | Process
56264 | FIS-SPC | Process Control Systems - Services Area | FIS-ITM | Integrated Technology Management | [5 empty] | Work Area
56318 | FIS-SPC1 | Process Control Systems - Administrative | FIS-SPC | Process Control Systems - Services Area | [5 empty] | Sub Area
56322 | FIS-TRW OUTPUT | Treated Water Output Sampling | FIS-SAMP | Sampling Systems | [5 empty] | Sub-Process
56389 | FIS-TRW-PUMPING | Treated Water Pumping | FIS-TRW | Treated Water Production | [5 empty] | Sub-Process
56559 | FIS-WWW | Waste Water | FIS WORK AREA 1 | Process | [5 empty] | Process
56560 | FIS-WWW | Waste Water | FIS WORK AREA 2 | Services | [5 empty] | Process
56561 | FIS-WWW | Waste Water | FIS-FLT | Filtration | [5 empty] | Process
56562 | FIS-WWW- | Waste Water Output Sampling | FIS-SAMP | Sampling Systems | [5 empty] | Sub-Process
56609 | FIS-ZMC | Zebra Mussel Control System-OUT OF SERVICE | FIS-RW | Raw Water Production | [5 empty] | Sub-Process
56619 | FIS>BLD>WS>MEZ | FIS Facility, Workshop Building, Mezzanine | FIS-ELS | System, Electrical Distribution System | [5 empty] | Division
56620 | FIS_FSA | Asset Group, Facility Support | FIS-ELS | System, Electrical Distribution System | [5 empty] | Division
56621 | FIS_HVAC | Asset Group, HVAC | FIS_FSA | Asset Group, Facility Support | [5 empty] | Division
56622 | FIS_SES | Asset Group, Safety | FIS_FSA | Asset Group, Facility Support | [5 empty] | Division
56649 | FN2008D | Meter Phosphate , HACH | TAB-STR-ANL-0100 | Portable Meters | [5 empty] | Instrumentation Equipment
56739 | HEE | DOS - HEAVY EQUIPMENT | DOS | DIVISIONAL OPERATIONS SERVICES | [5 empty] | Work Area
57597 | TAB | Ashbridges Bay Treatment Plant | WWT | Wastewater Treatment | [5 empty] | Facility
57599 | TAB SCADA CLIENTS | TAB SCADA Clients | TAB-SPC1 | Process Control Systems - Administrative | [5 empty] | Process
57600 | TAB SCADA SUPPORT | TAB SCADA Support | TAB-SPC1 | Process Control Systems - Administrative | [5 empty] | Process
57684 | TAB-ACC-AHU | Air Handling Unit & Supply Fan | TAB-WORK-AREA-6 | Work Area 6 | [5 empty] | Process
57685 | TAB-ACC-AHU | Air Handling Unit & Supply Fan | TAB-WORK-AREA-SEO | TAB Work Area SEO | [5 empty] | Process
57775 | TAB-ACC-AHU-AUX | AHUs/Supply Fans Aux. Bldg | TAB-ACC-AHU | Air Handling Unit & Supply Fan | [5 empty] | Equipment Location
57776 | TAB-ACC-AHU-BL | AHUs/Supply Fans Blower Bldg. | TAB-ACC-AHU | Air Handling Unit & Supply Fan | [5 empty] | Equipment Location
57778 | TAB-ACC-AHU-DEW | AHUs/Supply Fans Dewater. Bldg. | TAB-ACC-AHU | Air Handling Unit & Supply Fan | [5 empty] | Equipment Location
57779 | TAB-ACC-AHU-GAS | AHUs/Supply Fans Gas Control Bldg. | TAB-ACC-AHU | Air Handling Unit & Supply Fan | [5 empty] | Equipment Location
57780 | TAB-ACC-AHU-PBLDG | AHUs/Supply Fans P. Bldg. | TAB-ACC-AHU | Air Handling Unit & Supply Fan | [5 empty] | Equipment Location
57781 | TAB-ACC-AHU-PWPS | AHUs/Supply Fans PWPS | TAB-ACC-AHU | Air Handling Unit & Supply Fan | [5 empty] | Equipment Location
57782 | TAB-ACC-AHU-TUN | AHUs/Supply Fans, All tunnels | TAB-ACC-AHU | Air Handling Unit & Supply Fan | [5 empty] | Equipment Location
57783 | TAB-ACC-AHU-ZBLDG | AHUs/Supply Fans Z. Bldg. | TAB-ACC-AHU | Air Handling Unit & Supply Fan | [5 empty] | Equipment Location
57822 | TAB-ACC-BO 1 | Boiler # 1, Hot Water Heating, Volcano B-1 | TAB-ACC-BO | Hot Water Boilers | [5 empty] | Sub-Process
57823 | TAB-ACC-BO 4 | Boiler # 4, Hot Water Heating, Volcano B-4 | TAB-ACC-BO | Hot Water Boilers | [5 empty] | Sub-Process
57833 | TAB-ACC-CI | Chiller and Air Coolers | TAB-WORK-AREA-6 | Work Area 6 | [5 empty] | Process
57834 | TAB-ACC-CI | Chiller and Air Coolers | TAB-WORK-AREA-SEO | TAB Work Area SEO | [5 empty] | Process
57886 | TAB-ACC-DIG-0030 | Digester Gas Train, Boiler #3, Z Building | TAB-ACC-BO 3 | Boiler # 3, Hot Water Heating, Volcano B-3 |  |  |  | DIG |  | Equipment Location
57887 | TAB-ACC-DIG-0060 | Digester Gas Train, Boiler #6, Z Building | TAB-ACC-BO 6 | Boiler # 6, Hot Water Heating |  |  |  | DIG |  | Equipment Location
58160 | TAB-ACC-FLU | Flue Gas system Boilers | TAB-ACC-BO | Hot Water Boilers | [5 empty] | Sub-Process
58164 | TAB-ACC-FN-01-04 | Exhaust Fans , Digester 01-04 | TAB-ACC-FN | Exhaust Fans |  |  |  | FN |  | Equipment Location
58177 | TAB-ACC-FN-05-08 | Exhaust Fans , Digester 05-08 | TAB-ACC-FN | Exhaust Fans |  |  |  | FN |  | Equipment Location
58179 | TAB-ACC-FN-09-12 | Exhaust Fans , Digester 09-12 | TAB-ACC-FN | Exhaust Fans |  |  |  | FN |  | Equipment Location
58225 | TAB-ACC-FN-1501 | Fan, Exhaust, Seawall Sub Stn | TAB-ACC-FN-ELS | Exhaust Fans ,Electrical & Sub stations |  |  |  | FN |  | Mechanical Equipment
58246 | TAB-ACC-FN-19-22 | Exhaust Fans , Digester 19-22 | TAB-ACC-FN | Exhaust Fans |  |  |  | FN |  | Equipment Location
58369 | TAB-ACC-FN-AER | Exhaust Fans , Chemical & Aeration Bldg | TAB-ACC-FN | Exhaust Fans | [5 empty] | Equipment Location
58370 | TAB-ACC-FN-BL | Exhaust Fans Blower Bldg. | TAB-ACC-AHU | Air Handling Unit & Supply Fan | [5 empty] | Equipment Location
58371 | TAB-ACC-FN-BL | Exhaust Fans Blower Bldg. | TAB-ACC-FN | Exhaust Fans | [5 empty] | Equipment Location
58372 | TAB-ACC-FN-DBLDG | Exhaust Fans , D Bldg | TAB-ACC-FN | Exhaust Fans | [5 empty] | Equipment Location
58373 | TAB-ACC-FN-GAS | Exhaust Fans Gas Control Bldg. | TAB-ACC-FN | Exhaust Fans | [5 empty] | Equipment Location
58374 | TAB-ACC-FN-HRS | Exhaust Fans , Heat Recovery Bldg | TAB-ACC-FN | Exhaust Fans | [5 empty] | Equipment Location
58375 | TAB-ACC-FN-M&T | Exhaust Fans , M&T Bldg. | TAB-ACC-FN | Exhaust Fans | [5 empty] | Equipment Location
58376 | TAB-ACC-FN-PRS | PRS Building | TAB-ACC-FN | Exhaust Fans | [5 empty] | Equipment Location
58377 | TAB-ACC-FN-PRS | PRS Building | TAB-WORK-AREA-6 | Work Area 6 | [5 empty] | Equipment Location
58378 | TAB-ACC-FN-PWPS | Fan, Exhaust, PWPS Bldg. | TAB-ACC-FN | Exhaust Fans | [5 empty] | Equipment Location
58379 | TAB-ACC-FN-SLO | Exhaust Fans , Silo/Odour Control Bldg | TAB-ACC-FN | Exhaust Fans | [5 empty] | Equipment Location
58380 | TAB-ACC-FN-THK | Exhaust Fans , Floation Bldg | TAB-ACC-FN | Exhaust Fans | [5 empty] | Equipment Location
58381 | TAB-ACC-FN-TUNL | Exhaust Fans, Lower tunnels | TAB-ACC-FN | Exhaust Fans | [5 empty] | Equipment Location
58382 | TAB-ACC-FN-UV | Fan, Exhaust, | TAB-ACC-FN | Exhaust Fans | [5 empty] | Equipment Location
58383 | TAB-ACC-FN-WGB | Exhaust Fans Waste Gas Burner Station | TAB-ACC-FN | Exhaust Fans | Fan |  |  |  |  | Equipment Location
58559 | TAB-ACC-HTR-01-04 | Unit Heaters- Digester 01-04 | TAB-ACC-HTR | Heaters- Convection, |  |  |  | HTR |  | Equipment Location
58688 | TAB-ACC-HTR-19-22 | Unit Heaters- Digester 19-22 | TAB-ACC-HTR | Heaters- Convection, |  |  |  | HTR |  | Equipment Location
58909 | TAB-ACC-HTR-AUX | Unit Heaters- Aux. Bldg | TAB-ACC-HTR | Heaters- Convection, | [5 empty] | Equipment Location
58910 | TAB-ACC-HTR-BL | Unit Heaters- Blower Bldg | TAB-ACC-HTR | Heaters- Convection, | [5 empty] | Equipment Location
58911 | TAB-ACC-HTR-CHL | Unit Heaters- Chlorination Bldg | TAB-ACC-HTR | Heaters- Convection, | [5 empty] | Equipment Location
58912 | TAB-ACC-HTR-DBLDG | Unit Heaters- D Bldg | TAB-ACC-HTR | Heaters- Convection, | [5 empty] | Equipment Location
58913 | TAB-ACC-HTR-DEW | Unit Heaters- Dewatering Bldg | TAB-ACC-HTR | Heaters- Convection, | [5 empty] | Equipment Location
58914 | TAB-ACC-HTR-ELS | Unit Heaters- Electrical/Sub station Bldg | TAB-ACC-HTR | Heaters- Convection, | [5 empty] | Equipment Location
58915 | TAB-ACC-HTR-INC | Unit Heaters- Incenerator Bldg | TAB-ACC-HTR | Heaters- Convection, | [5 empty] | Equipment Location
58916 | TAB-ACC-HTR-IPS | Unit Heaters-IPS Bldg | TAB-ACC-HTR | Heaters- Convection, | [5 empty] | Equipment Location
58918 | TAB-ACC-HTR-PBLDG | Unit Heaters- P Bldg | TAB-ACC-HTR | Heaters- Convection, | [5 empty] | Equipment Location
58919 | TAB-ACC-HTR-POL | Unit Heaters- Polymer,Filter & Equlisation tank Bldg | TAB-ACC-HTR | Heaters- Convection, | [5 empty] | Equipment Location
58920 | TAB-ACC-HTR-PRS1 | Unit Heaters- PRS Room, Tunnel | TAB-ACC-HTR | Heaters- Convection, | [5 empty] | Equipment Location
58921 | TAB-ACC-HTR-SEAWALL | Unit Heaters ( New Project Sea Wall Sub-station) | TAB-ACC-HTR | Heaters- Convection, | [5 empty] | Equipment Location
58922 | TAB-ACC-HTR-THK | Unit Heaters- Floatation Bldg | TAB-ACC-HTR | Heaters- Convection, | [5 empty] | Equipment Location
58967 | TAB-ACC-NGS-0010B | Natural Gas Train, Pilot,Boiler #1, Z Building | TAB-ACC-BO 1 | Boiler # 1, Hot Water Heating, Volcano B-1 |  |  |  | NGS |  | Equipment Location
58968 | TAB-ACC-NGS-0020B | Natural Gas Train, Pilot,Boiler #2, Z Building | TAB-ACC-BO 2 | Boiler # 2, Hot Water Heating, Volcano B-2 |  |  |  | NGS |  | Equipment Location
58969 | TAB-ACC-NGS-0030A | Natural Gas Train, Boiler #3, Z Building | TAB-ACC-BO 3 | Boiler # 3, Hot Water Heating, Volcano B-3 |  |  |  | NGS |  | Equipment Location
58970 | TAB-ACC-NGS-0060A | Natural Gas Train, Boiler #6, Z Building | TAB-ACC-BO 6 | Boiler # 6, Hot Water Heating |  |  |  | NGS |  | Equipment Location
59174 | TAB-ACC-PRM | HVAC, Primary & Corrosion Control Units | TAB-ACC | Plant HVAC Equipment | [5 empty] | Equipment Location
59207 | TAB-ACC-PWPS | HVAC, Plant Water Pumping Station | TAB-ACC-5400 | Space Heating, P.W.P.S. , Item-11 | [5 empty] | Mechanical Equipment
61761 | MAIN 317 | Main 317 | WTR-LWA | Work Area 2 Central Mains and Chambers | [5 empty] | Sub-Process
61762 | MAIN 317 | Main 317 | WTR-MT3 | Work Area 3 WEST Mains and Chambers | [5 empty] | Sub-Process
61763 | MAIN 373 | Main 373 | WTR-LWA | Work Area 2 Central Mains and Chambers | [5 empty] | Sub-Process
61765 | MAIN-002 | Main 002 | WTR-LWA | Work Area 2 Central Mains and Chambers | [5 empty] | Sub-Process
61766 | MAIN-006 | Main 006 | WTR-LWA | Work Area 2 Central Mains and Chambers | [5 empty] | Sub-Process
61767 | MAIN-011 | Main 011 | WTR-LWA | Work Area 2 Central Mains and Chambers | [5 empty] | Sub-Process
61768 | MAIN-014 | Main 014 (Transferred to D&C) | WTR-LWA | Work Area 2 Central Mains and Chambers |  |  | 36946 |  |  | Sub-Process
61769 | MAIN-015 | Main 015 (Transferred to D&C) | WTR-LWA | Work Area 2 Central Mains and Chambers |  |  | 36947 |  |  | Sub-Process
61770 | MAIN-016 | Main 016 | WTR-LWA | Work Area 2 Central Mains and Chambers | [5 empty] | Sub-Process
61771 | MAIN-018 | Main 018 | WTR-LWA | Work Area 2 Central Mains and Chambers | [5 empty] | Sub-Process
61772 | MAIN-019 | Main 019 | WTR-LWA | Work Area 2 Central Mains and Chambers | [5 empty] | Sub-Process
61773 | MAIN-021 | Main 021 | WTR-LWA | Work Area 2 Central Mains and Chambers | [5 empty] | Sub-Process
61774 | MAIN-025 | Main 025 | WTR-LWA | Work Area 2 Central Mains and Chambers | [5 empty] | Sub-Process
61775 | MAIN-028 | Main 028 | WTR-MT1 | Work Area 1 EAST Mains and Chambers | [5 empty] | Sub-Process
61776 | MAIN-028A | Main 028A | WTR-LWA | Work Area 2 Central Mains and Chambers | [5 empty] | Sub-Process
61777 | MAIN-028C | Main 028C | WTR-MT1 | Work Area 1 EAST Mains and Chambers | [5 empty] | Sub-Process
61778 | MAIN-028D | Main 028D | WTR-LWA | Work Area 2 Central Mains and Chambers | [5 empty] | Sub-Process
61779 | MAIN-028D | Main 028D | WTR-MT1 | Work Area 1 EAST Mains and Chambers | [5 empty] | Sub-Process
61780 | MAIN-029 | Main 029 | WTR-LWA | Work Area 2 Central Mains and Chambers | [5 empty] | Sub-Process
61781 | MAIN-029 EAST | Main 029 | WTR-MT1 | Work Area 1 EAST Mains and Chambers | [5 empty] | Sub-Process
61782 | MAIN-029B | Main 029B | WTR-LWA | Work Area 2 Central Mains and Chambers | [5 empty] | Sub-Process
61783 | MAIN-031 | Main 031 | WTR-LWA | Work Area 2 Central Mains and Chambers | [5 empty] | Sub-Process
61784 | MAIN-037 | Main 037 | WTR-LWA | Work Area 2 Central Mains and Chambers | [5 empty] | Sub-Process
61785 | MAIN-037 | Main 037 | WTR-MT1 | Work Area 1 EAST Mains and Chambers | [5 empty] | Sub-Process
61786 | MAIN-040 | Main 040 (Transferred to D&C) | WTR-LWA | Work Area 2 Central Mains and Chambers |  |  | 36948 |  |  | Sub-Process
61787 | MAIN-041 | Main 041 (Transferred to D&C) | WTR-LWA | Work Area 2 Central Mains and Chambers | [5 empty] | Sub-Process
61788 | MAIN-057 | Main 057 (Transferred to D&C) | WTR-LWA | Work Area 2 Central Mains and Chambers |  |  | 36950 |  |  | Sub-Process
61789 | MAIN-061 | Main 061 | WTR-LWA | Work Area 2 Central Mains and Chambers | [5 empty] | Sub-Process
61790 | MAIN-063 | Main 063 (Transferred to D&C) | WTR-LWA | Work Area 2 Central Mains and Chambers |  |  | 36951 |  |  | Sub-Process
61791 | MAIN-083 | Main 083 | WTR-LWA | Work Area 2 Central Mains and Chambers | [5 empty] | Sub-Process
61792 | MAIN-089 | Main 089 | WTR-LWA | Work Area 2 Central Mains and Chambers | [5 empty] | Sub-Process
61793 | MAIN-091 | Main 091 | WTR-LWA | Work Area 2 Central Mains and Chambers | [5 empty] | Sub-Process
61794 | MAIN-092 | Main 092 | WTR-LWA | Work Area 2 Central Mains and Chambers | [5 empty] | Sub-Process
61795 | MAIN-092 | Main 092 | WTR-MT3 | Work Area 3 WEST Mains and Chambers | [5 empty] | Sub-Process
61796 | MAIN-093 | Main 093 | WTR-LWA | Work Area 2 Central Mains and Chambers | [5 empty] | Sub-Process
61797 | MAIN-093 | Main 093 | WTR-MT3 | Work Area 3 WEST Mains and Chambers | [5 empty] | Sub-Process
61798 | MAIN-095 | Main 095 | WTR-MT1 | Work Area 1 EAST Mains and Chambers | [5 empty] | Sub-Process
61799 | MAIN-097 | Main 097 | WTR-MT1 | Work Area 1 EAST Mains and Chambers | [5 empty] | Sub-Process
61800 | MAIN-098 | Main 098 | WTR-MT3 | Work Area 3 WEST Mains and Chambers | [5 empty] | Sub-Process
61801 | MAIN-099 | Main 099 | WTR-LWA | Work Area 2 Central Mains and Chambers | [5 empty] | Sub-Process
61802 | MAIN-099 | Main 099 | WTR-MT3 | Work Area 3 WEST Mains and Chambers | [5 empty] | Sub-Process
61803 | MAIN-102 | Main 102 | WTR-LWA | Work Area 2 Central Mains and Chambers | [5 empty] | Sub-Process
61804 | MAIN-102 | Main 102 | WTR-MT3 | Work Area 3 WEST Mains and Chambers | [5 empty] | Sub-Process
61805 | MAIN-106 | Main 106 | WTR-LWA | Work Area 2 Central Mains and Chambers | [5 empty] | Sub-Process
61806 | MAIN-107 | Main 107 | WTR-LWA | Work Area 2 Central Mains and Chambers | [5 empty] | Sub-Process
61807 | MAIN-108 | Main 108 | WTR-MT1 | Work Area 1 EAST Mains and Chambers | [5 empty] | Sub-Process
61808 | MAIN-109 | Main 109 | WTR-MT1 | Work Area 1 EAST Mains and Chambers | [5 empty] | Sub-Process
61809 | MAIN-111 | Main 111 | WTR-LWA | Work Area 2 Central Mains and Chambers | [5 empty] | Sub-Process
61810 | MAIN-111 | Main 111 | WTR-MT3 | Work Area 3 WEST Mains and Chambers | [5 empty] | Sub-Process
61811 | MAIN-113 | Main 113 | WTR-LWA | Work Area 2 Central Mains and Chambers | [5 empty] | Sub-Process
61812 | MAIN-113 | Main 113 | WTR-MT1 | Work Area 1 EAST Mains and Chambers | [5 empty] | Sub-Process
61813 | MAIN-115 | Main 115 | WTR-LWA | Work Area 2 Central Mains and Chambers | [5 empty] | Sub-Process
61814 | MAIN-115 | Main 115 | WTR-MT3 | Work Area 3 WEST Mains and Chambers | [5 empty] | Sub-Process
61815 | MAIN-117 | Main 117 | WTR-LWA | Work Area 2 Central Mains and Chambers | [5 empty] | Sub-Process
61816 | MAIN-117 | Main 117 | WTR-MT1 | Work Area 1 EAST Mains and Chambers | [5 empty] | Sub-Process
61817 | MAIN-119 | Main 119 | WTR-MT1 | Work Area 1 EAST Mains and Chambers | [5 empty] | Sub-Process
61818 | MAIN-120 | Main 120 | WTR-LWA | Work Area 2 Central Mains and Chambers | [5 empty] | Sub-Process
61819 | MAIN-120 | Main 120 | WTR-MT1 | Work Area 1 EAST Mains and Chambers | [5 empty] | Sub-Process
61820 | MAIN-127 | Main 127 | WTR-LWA | Work Area 2 Central Mains and Chambers | [5 empty] | Sub-Process
61821 | MAIN-127 | Main 127 | WTR-MT1 | Work Area 1 EAST Mains and Chambers | [5 empty] | Sub-Process
61822 | MAIN-129 | Main 129 | WTR-LWA | Work Area 2 Central Mains and Chambers | [5 empty] | Sub-Process
61823 | MAIN-130 | Main 130 | WTR-LWA | Work Area 2 Central Mains and Chambers | [5 empty] | Sub-Process
61824 | MAIN-130 | Main 130 | WTR-MT1 | Work Area 1 EAST Mains and Chambers | [5 empty] | Sub-Process
61825 | MAIN-131 | Main 131 | WTR-LWA | Work Area 2 Central Mains and Chambers | [5 empty] | Sub-Process
61826 | MAIN-132 | Main 132 | WTR-LWA | Work Area 2 Central Mains and Chambers | [5 empty] | Sub-Process
61827 | MAIN-133 | Main 133 | WTR-LWA | Work Area 2 Central Mains and Chambers | [5 empty] | Sub-Process
61828 | MAIN-135 | Main 135 | WTR-LWA | Work Area 2 Central Mains and Chambers | [5 empty] | Sub-Process
61829 | MAIN-136 | Main 136 | WTR-LWA | Work Area 2 Central Mains and Chambers | [5 empty] | Sub-Process
61830 | MAIN-141 | Main 141 | WTR-LWA | Work Area 2 Central Mains and Chambers | [5 empty] | Sub-Process
61831 | MAIN-141 | Main 141 | WTR-MT1 | Work Area 1 EAST Mains and Chambers | [5 empty] | Sub-Process
61832 | MAIN-142 | Main 142 | WTR-LWA | Work Area 2 Central Mains and Chambers | [5 empty] | Sub-Process
61833 | MAIN-142 | Main 142 | WTR-MT3 | Work Area 3 WEST Mains and Chambers | [5 empty] | Sub-Process
61834 | MAIN-144 | Main 144 | WTR-LWA | Work Area 2 Central Mains and Chambers | [5 empty] | Sub-Process
61835 | MAIN-145 | Main 145 | WTR-MT3 | Work Area 3 WEST Mains and Chambers | [5 empty] | Sub-Process
61836 | MAIN-147 | Main 147 | WTR-MT1 | Work Area 1 EAST Mains and Chambers | [5 empty] | Sub-Process
61837 | MAIN-148 | Main 148 | WTR-MT1 | Work Area 1 EAST Mains and Chambers | [5 empty] | Sub-Process
61838 | MAIN-149 | Main 149 (Transferred to D&C) | WTR-LWA | Work Area 2 Central Mains and Chambers |  |  | 36953 |  |  | Sub-Process
61839 | MAIN-149 | Main 149 (Transferred to D&C) | WTR-MT1 | Work Area 1 EAST Mains and Chambers |  |  | 36953 |  |  | Sub-Process
61840 | MAIN-150 | Main 150 | WTR-LWA | Work Area 2 Central Mains and Chambers | [5 empty] | Sub-Process
61841 | MAIN-152 | Main 152 | WTR-LWA | Work Area 2 Central Mains and Chambers | [5 empty] | Sub-Process
61842 | MAIN-154 | Main 154 | WTR-LWA | Work Area 2 Central Mains and Chambers | [5 empty] | Sub-Process
61843 | MAIN-154 | Main 154 | WTR-MT1 | Work Area 1 EAST Mains and Chambers | [5 empty] | Sub-Process
61844 | MAIN-156 | Main 156 | WTR-LWA | Work Area 2 Central Mains and Chambers | [5 empty] | Sub-Process
61845 | MAIN-158 | Main 158 | WTR-LWA | Work Area 2 Central Mains and Chambers | [5 empty] | Sub-Process
61846 | MAIN-158 | Main 158 | WTR-MT1 | Work Area 1 EAST Mains and Chambers | [5 empty] | Sub-Process
61847 | MAIN-159 | Main 159 | WTR-LWA | Work Area 2 Central Mains and Chambers | [5 empty] | Sub-Process
61848 | MAIN-159 | Main 159 | WTR-MT3 | Work Area 3 WEST Mains and Chambers | [5 empty] | Sub-Process
61849 | MAIN-161 | Main 161 | WTR-LWA | Work Area 2 Central Mains and Chambers | [5 empty] | Sub-Process
61850 | MAIN-162 | Main 162 | WTR-LWA | Work Area 2 Central Mains and Chambers | [5 empty] | Sub-Process
61851 | MAIN-162 | Main 162 | WTR-MT1 | Work Area 1 EAST Mains and Chambers | [5 empty] | Sub-Process
61852 | MAIN-164 | Main 164 | WTR-MT1 | Work Area 1 EAST Mains and Chambers | [5 empty] | Sub-Process
61853 | MAIN-165 | Main 165 | WTR-LWA | Work Area 2 Central Mains and Chambers | [5 empty] | Sub-Process
61854 | MAIN-166 | Main 166 | WTR-LWA | Work Area 2 Central Mains and Chambers | [5 empty] | Sub-Process
61855 | MAIN-166 | Main 166 | WTR-MT1 | Work Area 1 EAST Mains and Chambers | [5 empty] | Sub-Process
61856 | MAIN-168 | Main 168 | WTR-LWA | Work Area 2 Central Mains and Chambers | [5 empty] | Sub-Process
61857 | MAIN-168 | Main 168 | WTR-MT3 | Work Area 3 WEST Mains and Chambers | [5 empty] | Sub-Process
61858 | MAIN-170 | Main 170 | WTR-LWA | Work Area 2 Central Mains and Chambers | [5 empty] | Sub-Process
61859 | MAIN-170 | Main 170 | WTR-MT3 | Work Area 3 WEST Mains and Chambers | [5 empty] | Sub-Process
61860 | MAIN-171 | Main 171 | WTR-LWA | Work Area 2 Central Mains and Chambers | [5 empty] | Sub-Process
61861 | MAIN-171 | Main 171 | WTR-MT3 | Work Area 3 WEST Mains and Chambers | [5 empty] | Sub-Process
61862 | MAIN-172 | Main 172 | WTR-LWA | Work Area 2 Central Mains and Chambers | [5 empty] | Sub-Process
61863 | MAIN-174 | Main 174 | WTR-LWA | Work Area 2 Central Mains and Chambers | [5 empty] | Sub-Process
61864 | MAIN-181 | Main 181 | WTR-LWA | Work Area 2 Central Mains and Chambers | [5 empty] | Sub-Process
61865 | MAIN-183 | Main 183 | WTR-LWA | Work Area 2 Central Mains and Chambers | [5 empty] | Sub-Process
61866 | MAIN-183 | Main 183 | WTR-MT1 | Work Area 1 EAST Mains and Chambers | [5 empty] | Sub-Process
61867 | MAIN-186 | Main 186 | WTR-LWA | Work Area 2 Central Mains and Chambers | [5 empty] | Sub-Process
61868 | MAIN-186 | Main 186 | WTR-MT1 | Work Area 1 EAST Mains and Chambers | [5 empty] | Sub-Process
61869 | MAIN-188 | Main 188 | WTR-LWA | Work Area 2 Central Mains and Chambers | [5 empty] | Sub-Process
61870 | MAIN-188 | Main 188 | WTR-MT3 | Work Area 3 WEST Mains and Chambers | [5 empty] | Sub-Process
61871 | MAIN-190 | Main 190 | WTR-LWA | Work Area 2 Central Mains and Chambers | [5 empty] | Sub-Process
61872 | MAIN-191 | Main 191 | WTR-LWA | Work Area 2 Central Mains and Chambers | [5 empty] | Sub-Process
61873 | MAIN-192 | Main 192 | WTR-LWA | Work Area 2 Central Mains and Chambers | [5 empty] | Sub-Process
61874 | MAIN-195 | Main 195 | WTR-LWA | Work Area 2 Central Mains and Chambers | [5 empty] | Sub-Process
61875 | MAIN-195 | Main 195 | WTR-MT3 | Work Area 3 WEST Mains and Chambers | [5 empty] | Sub-Process
61876 | MAIN-196 | Main 196 | WTR-LWA | Work Area 2 Central Mains and Chambers | [5 empty] | Sub-Process
61877 | MAIN-196 | Main 196 | WTR-MT3 | Work Area 3 WEST Mains and Chambers | [5 empty] | Sub-Process
61878 | MAIN-200 | Main 200 | WTR-LWA | Work Area 2 Central Mains and Chambers | [5 empty] | Sub-Process
61879 | MAIN-200 | Main 200 | WTR-MT1 | Work Area 1 EAST Mains and Chambers | [5 empty] | Sub-Process
61880 | MAIN-201 | Main 201 | WTR-LWA | Work Area 2 Central Mains and Chambers | [5 empty] | Sub-Process
61881 | MAIN-201 | Main 201 | WTR-MT3 | Work Area 3 WEST Mains and Chambers | [5 empty] | Sub-Process
61882 | MAIN-202 | Main 202 | WTR-LWA | Work Area 2 Central Mains and Chambers | [5 empty] | Sub-Process
61883 | MAIN-202 | Main 202 | WTR-MT3 | Work Area 3 WEST Mains and Chambers | [5 empty] | Sub-Process
61884 | MAIN-203 | Main 203 | WTR-LWA | Work Area 2 Central Mains and Chambers | [5 empty] | Sub-Process
61885 | MAIN-203 | Main 203 | WTR-MT3 | Work Area 3 WEST Mains and Chambers | [5 empty] | Sub-Process
61886 | MAIN-204 | Main 204 (Transferred to D&C) | WTR-LWA | Work Area 2 Central Mains and Chambers |  |  | 36954 |  |  | Sub-Process
61887 | MAIN-205 | Main 205 | WTR-LWA | Work Area 2 Central Mains and Chambers | [5 empty] | Sub-Process
61888 | MAIN-205 | Main 205 | WTR-MT3 | Work Area 3 WEST Mains and Chambers | [5 empty] | Sub-Process
61889 | MAIN-206 | Main 206 | WTR-LWA | Work Area 2 Central Mains and Chambers | [5 empty] | Sub-Process
61890 | MAIN-206 | Main 206 | WTR-MT3 | Work Area 3 WEST Mains and Chambers | [5 empty] | Sub-Process
61891 | MAIN-207 | Main 207 | WTR-LWA | Work Area 2 Central Mains and Chambers | [5 empty] | Sub-Process
61892 | MAIN-207 | Main 207 | WTR-MT3 | Work Area 3 WEST Mains and Chambers | [5 empty] | Sub-Process
61893 | MAIN-208 EAST | Main 208 | WTR-MT1 | Work Area 1 EAST Mains and Chambers | [5 empty] | Sub-Process
61894 | MAIN-209 | Main 209 | WTR-MT1 | Work Area 1 EAST Mains and Chambers | [5 empty] | Sub-Process
61895 | MAIN-211 | Main 211 | WTR-MT1 | Work Area 1 EAST Mains and Chambers | [5 empty] | Sub-Process
61896 | MAIN-212 | Main 212 | WTR-LWA | Work Area 2 Central Mains and Chambers | [5 empty] | Sub-Process
61897 | MAIN-213 | Main 213 | WTR-LWA | Work Area 2 Central Mains and Chambers | [5 empty] | Sub-Process
61898 | MAIN-214 | Main 214 | WTR-MT1 | Work Area 1 EAST Mains and Chambers | [5 empty] | Sub-Process
61899 | MAIN-216 | Main 216 | WTR-LWA | Work Area 2 Central Mains and Chambers | [5 empty] | Sub-Process
61900 | MAIN-217 | Main 217 | WTR-LWA | Work Area 2 Central Mains and Chambers | [5 empty] | Sub-Process
61901 | MAIN-220 | Main 220 | WTR-LWA | Work Area 2 Central Mains and Chambers | [5 empty] | Sub-Process
61902 | MAIN-221 | Main 221 | WTR-LWA | Work Area 2 Central Mains and Chambers | [5 empty] | Sub-Process
61903 | MAIN-221 | Main 221 | WTR-MT1 | Work Area 1 EAST Mains and Chambers | [5 empty] | Sub-Process
61904 | MAIN-224 | Main 224 | WTR-LWA | Work Area 2 Central Mains and Chambers | [5 empty] | Sub-Process
61905 | MAIN-224 | Main 224 | WTR-MT1 | Work Area 1 EAST Mains and Chambers | [5 empty] | Sub-Process
61906 | MAIN-226 | Main 226 | WTR-LWA | Work Area 2 Central Mains and Chambers | [5 empty] | Sub-Process
61907 | MAIN-227 | Main 227 | WTR-LWA | Work Area 2 Central Mains and Chambers | [5 empty] | Sub-Process
61908 | MAIN-227 | Main 227 | WTR-MT1 | Work Area 1 EAST Mains and Chambers | [5 empty] | Sub-Process
61909 | MAIN-228 | Main 228 | WTR-LWA | Work Area 2 Central Mains and Chambers | [5 empty] | Sub-Process
61910 | MAIN-228 | Main 228 | WTR-MT1 | Work Area 1 EAST Mains and Chambers | [5 empty] | Sub-Process
61911 | MAIN-230 | Main 230 | WTR-LWA | Work Area 2 Central Mains and Chambers | [5 empty] | Sub-Process
61912 | MAIN-231 | Main 231 | WTR-LWA | Work Area 2 Central Mains and Chambers | [5 empty] | Sub-Process
61913 | MAIN-234 | Main 234 | WTR-LWA | Work Area 2 Central Mains and Chambers | [5 empty] | Sub-Process
61914 | MAIN-235 | Main 235 | WTR-LWA | Work Area 2 Central Mains and Chambers | [5 empty] | Sub-Process
61915 | MAIN-236 | Main 236 | WTR-MT1 | Work Area 1 EAST Mains and Chambers | [5 empty] | Sub-Process
61916 | MAIN-238 | Main 238 | WTR-LWA | Work Area 2 Central Mains and Chambers | [5 empty] | Sub-Process
61917 | MAIN-239 | Main 239 | WTR-LWA | Work Area 2 Central Mains and Chambers | [5 empty] | Sub-Process
61918 | MAIN-239 | Main 239 | WTR-MT3 | Work Area 3 WEST Mains and Chambers | [5 empty] | Sub-Process
61919 | MAIN-240 | Main 240 | WTR-LWA | Work Area 2 Central Mains and Chambers | [5 empty] | Sub-Process
61920 | MAIN-242 | Main 242 | WTR-LWA | Work Area 2 Central Mains and Chambers | [5 empty] | Sub-Process
61921 | MAIN-242 | Main 242 | WTR-MT1 | Work Area 1 EAST Mains and Chambers | [5 empty] | Sub-Process
61922 | MAIN-244 | Main 244 | WTR-LWA | Work Area 2 Central Mains and Chambers | [5 empty] | Sub-Process
61923 | MAIN-244 | Main 244 | WTR-MT3 | Work Area 3 WEST Mains and Chambers | [5 empty] | Sub-Process
61924 | MAIN-246 | Main 246 | WTR-LWA | Work Area 2 Central Mains and Chambers | [5 empty] | Sub-Process
61925 | MAIN-246 | Main 246 | WTR-MT1 | Work Area 1 EAST Mains and Chambers | [5 empty] | Sub-Process
61926 | MAIN-248 | Main 248 | WTR-LWA | Work Area 2 Central Mains and Chambers | [5 empty] | Sub-Process
61927 | MAIN-248 | Main 248 | WTR-MT1 | Work Area 1 EAST Mains and Chambers | [5 empty] | Sub-Process
61928 | MAIN-250 | Main 250 | WTR-LWA | Work Area 2 Central Mains and Chambers | [5 empty] | Sub-Process
61929 | MAIN-250 | Main 250 | WTR-MT3 | Work Area 3 WEST Mains and Chambers | [5 empty] | Sub-Process
61930 | MAIN-251 | Main 251 | WTR-LWA | Work Area 2 Central Mains and Chambers | [5 empty] | Sub-Process
61931 | MAIN-251 | Main 251 | WTR-MT3 | Work Area 3 WEST Mains and Chambers | [5 empty] | Sub-Process
61932 | MAIN-253 | Main 253 | WTR-LWA | Work Area 2 Central Mains and Chambers | [5 empty] | Sub-Process
61933 | MAIN-255 | Main 255 | WTR-LWA | Work Area 2 Central Mains and Chambers | [5 empty] | Sub-Process
61934 | MAIN-255 | Main 255 | WTR-MT3 | Work Area 3 WEST Mains and Chambers | [5 empty] | Sub-Process
61935 | MAIN-257 | Main 257 | WTR-LWA | Work Area 2 Central Mains and Chambers | [5 empty] | Sub-Process
61936 | MAIN-257 | Main 257 | WTR-MT3 | Work Area 3 WEST Mains and Chambers | [5 empty] | Sub-Process
61937 | MAIN-258 | Main 258 | WTR-LWA | Work Area 2 Central Mains and Chambers | [5 empty] | Sub-Process
61938 | MAIN-258 | Main 258 | WTR-MT3 | Work Area 3 WEST Mains and Chambers | [5 empty] | Sub-Process
61939 | MAIN-260 | Main 260 | WTR-LWA | Work Area 2 Central Mains and Chambers | [5 empty] | Sub-Process
61940 | MAIN-260 | Main 260 | WTR-MT1 | Work Area 1 EAST Mains and Chambers | [5 empty] | Sub-Process
61941 | MAIN-261 | Main 261 | WTR-LWA | Work Area 2 Central Mains and Chambers | [5 empty] | Sub-Process
61942 | MAIN-262 | Main 262 | WTR-LWA | Work Area 2 Central Mains and Chambers | [5 empty] | Sub-Process
61943 | MAIN-262 | Main 262 | WTR-MT1 | Work Area 1 EAST Mains and Chambers | [5 empty] | Sub-Process
61944 | MAIN-263 | Main 263 | WTR-LWA | Work Area 2 Central Mains and Chambers | [5 empty] | Sub-Process
61945 | MAIN-265 | Main 265 | WTR-LWA | Work Area 2 Central Mains and Chambers | [5 empty] | Sub-Process
61946 | MAIN-266 | Main 266 | WTR-LWA | Work Area 2 Central Mains and Chambers | [5 empty] | Sub-Process
61947 | MAIN-267 | Main 267 | WTR-LWA | Work Area 2 Central Mains and Chambers | [5 empty] | Sub-Process
61948 | MAIN-268 | Main 268 | WTR-LWA | Work Area 2 Central Mains and Chambers | [5 empty] | Sub-Process
61949 | MAIN-269 | Main 269 | WTR-LWA | Work Area 2 Central Mains and Chambers | [5 empty] | Sub-Process
61950 | MAIN-270 | Main 270 | WTR-MT1 | Work Area 1 EAST Mains and Chambers | [5 empty] | Sub-Process
61951 | MAIN-271 | Main 271 | WTR-LWA | Work Area 2 Central Mains and Chambers | [5 empty] | Sub-Process
61952 | MAIN-275 | Main 275 | WTR-LWA | Work Area 2 Central Mains and Chambers | [5 empty] | Sub-Process
61953 | MAIN-275 | Main 275 | WTR-MT1 | Work Area 1 EAST Mains and Chambers | [5 empty] | Sub-Process
61954 | MAIN-280 | Main 280 | WTR-LWA | Work Area 2 Central Mains and Chambers | [5 empty] | Sub-Process
61955 | MAIN-280 | Main 280 | WTR-MT3 | Work Area 3 WEST Mains and Chambers | [5 empty] | Sub-Process
61956 | MAIN-281 | Main 281 (Transferred to D&C) | WTR-LWA | Work Area 2 Central Mains and Chambers | [5 empty] | Sub-Process
61957 | MAIN-282 | Main 282 | WTR-LWA | Work Area 2 Central Mains and Chambers | [5 empty] | Sub-Process
61958 | MAIN-282 | Main 282 | WTR-MT1 | Work Area 1 EAST Mains and Chambers | [5 empty] | Sub-Process
61959 | MAIN-284 | Main 284 (Transferred to D&C) | WTR-LWA | Work Area 2 Central Mains and Chambers | [5 empty] | Sub-Process
61960 | MAIN-286 | Main 286 | WTR-LWA | Work Area 2 Central Mains and Chambers | [5 empty] | Sub-Process
61961 | MAIN-287 | Main 287 | WTR-LWA | Work Area 2 Central Mains and Chambers | [5 empty] | Sub-Process
61962 | MAIN-288 | Main 288 | WTR-LWA | Work Area 2 Central Mains and Chambers | [5 empty] | Sub-Process
61963 | MAIN-288 | Main 288 | WTR-MT1 | Work Area 1 EAST Mains and Chambers | [5 empty] | Sub-Process
61964 | MAIN-290 | Main 290 | WTR-MT1 | Work Area 1 EAST Mains and Chambers | [5 empty] | Sub-Process
61965 | MAIN-291 | Main 291 | WTR-MT3 | Work Area 3 WEST Mains and Chambers | [5 empty] | Sub-Process
61966 | MAIN-293 | Main 293 | WTR-LWA | Work Area 2 Central Mains and Chambers | [5 empty] | Sub-Process
61967 | MAIN-293 | Main 293 | WTR-MT1 | Work Area 1 EAST Mains and Chambers | [5 empty] | Sub-Process
61968 | MAIN-296 | Main 296 | WTR-LWA | Work Area 2 Central Mains and Chambers | [5 empty] | Sub-Process
61969 | MAIN-296 | Main 296 | WTR-MT1 | Work Area 1 EAST Mains and Chambers | [5 empty] | Sub-Process
61970 | MAIN-297 | Main 297 | WTR-LWA | Work Area 2 Central Mains and Chambers | [5 empty] | Sub-Process
61971 | MAIN-299 | Main 299 | WTR-MT1 | Work Area 1 EAST Mains and Chambers | [5 empty] | Sub-Process
61972 | MAIN-301 | Main 301 | WTR-LWA | Work Area 2 Central Mains and Chambers | [5 empty] | Sub-Process
61973 | MAIN-301 | Main 301 | WTR-MT3 | Work Area 3 WEST Mains and Chambers | [5 empty] | Sub-Process
61974 | MAIN-302 | Main 302 | WTR-LWA | Work Area 2 Central Mains and Chambers | [5 empty] | Sub-Process
61975 | MAIN-302 | Main 302 | WTR-MT1 | Work Area 1 EAST Mains and Chambers | [5 empty] | Sub-Process
61976 | MAIN-304 | Main 304 | WTR-LWA | Work Area 2 Central Mains and Chambers | [5 empty] | Sub-Process
61977 | MAIN-305 | Main 305 | WTR-LWA | Work Area 2 Central Mains and Chambers | [5 empty] | Sub-Process
61978 | MAIN-305 | Main 305 | WTR-MT1 | Work Area 1 EAST Mains and Chambers | [5 empty] | Sub-Process
61979 | MAIN-306 | Main 306 | WTR-LWA | Work Area 2 Central Mains and Chambers | [5 empty] | Sub-Process
61980 | MAIN-306 | Main 306 | WTR-MT3 | Work Area 3 WEST Mains and Chambers | [5 empty] | Sub-Process
61981 | MAIN-309 | Main 309 | WTR-LWA | Work Area 2 Central Mains and Chambers | [5 empty] | Sub-Process
61982 | MAIN-309 | Main 309 | WTR-MT3 | Work Area 3 WEST Mains and Chambers | [5 empty] | Sub-Process
61983 | MAIN-310 | Main 310 | WTR-LWA | Work Area 2 Central Mains and Chambers | [5 empty] | Sub-Process
61984 | MAIN-312 | Main 312 | WTR-LWA | Work Area 2 Central Mains and Chambers | [5 empty] | Sub-Process
61985 | MAIN-312 | Main 312 | WTR-MT1 | Work Area 1 EAST Mains and Chambers | [5 empty] | Sub-Process
61986 | MAIN-314 | Main 314 | WTR-LWA | Work Area 2 Central Mains and Chambers | [5 empty] | Sub-Process
61987 | MAIN-314 | Main 314 | WTR-MT1 | Work Area 1 EAST Mains and Chambers | [5 empty] | Sub-Process
61988 | MAIN-316 | Main 316 | WTR-LWA | Work Area 2 Central Mains and Chambers | [5 empty] | Sub-Process
61989 | MAIN-316 | Main 316 | WTR-MT1 | Work Area 1 EAST Mains and Chambers | [5 empty] | Sub-Process
61990 | MAIN-317 | Main 317 | WTR-LWA | Work Area 2 Central Mains and Chambers | [5 empty] | Sub-Process
61991 | MAIN-317 | Main 317 | WTR-MT3 | Work Area 3 WEST Mains and Chambers | [5 empty] | Sub-Process
61992 | MAIN-318 | Main 318 | WTR-LWA | Work Area 2 Central Mains and Chambers | [5 empty] | Sub-Process
61993 | MAIN-318 | Main 318 | WTR-MT1 | Work Area 1 EAST Mains and Chambers | [5 empty] | Sub-Process
61994 | MAIN-319 | Main 319 | WTR-LWA | Work Area 2 Central Mains and Chambers | [5 empty] | Sub-Process
61995 | MAIN-319 | Main 319 | WTR-MT1 | Work Area 1 EAST Mains and Chambers | [5 empty] | Sub-Process
61996 | MAIN-321 | Main 321 | WTR-LWA | Work Area 2 Central Mains and Chambers | [5 empty] | Sub-Process
61997 | MAIN-322 | Main 322 | WTR-LWA | Work Area 2 Central Mains and Chambers | [5 empty] | Sub-Process
61998 | MAIN-325 | Main 325 | WTR-LWA | Work Area 2 Central Mains and Chambers | [5 empty] | Sub-Process
61999 | MAIN-325 | Main 325 | WTR-MT3 | Work Area 3 WEST Mains and Chambers | [5 empty] | Sub-Process
62000 | MAIN-326 | Main 326 | WTR-LWA | Work Area 2 Central Mains and Chambers | [5 empty] | Sub-Process
62001 | MAIN-329 | Main 329 | WTR-LWA | Work Area 2 Central Mains and Chambers | [5 empty] | Sub-Process
62002 | MAIN-332 | Main 332 | WTR-MT1 | Work Area 1 EAST Mains and Chambers | [5 empty] | Sub-Process
62003 | MAIN-335 | Main 335 | WTR-LWA | Work Area 2 Central Mains and Chambers | [5 empty] | Sub-Process
62004 | MAIN-335 | Main 335 | WTR-MT3 | Work Area 3 WEST Mains and Chambers | [5 empty] | Sub-Process
62005 | MAIN-336 | Main 336 | WTR-MT1 | Work Area 1 EAST Mains and Chambers | [5 empty] | Sub-Process
62006 | MAIN-337 | Main 337 | WTR-LWA | Work Area 2 Central Mains and Chambers | [5 empty] | Sub-Process
62007 | MAIN-339 | Main 339 | WTR-LWA | Work Area 2 Central Mains and Chambers | [5 empty] | Sub-Process
62008 | MAIN-339 | Main 339 | WTR-MT3 | Work Area 3 WEST Mains and Chambers | [5 empty] | Sub-Process
62009 | MAIN-341 | Main 341 | WTR-LWA | Work Area 2 Central Mains and Chambers | [5 empty] | Sub-Process
62010 | MAIN-342 | Main 342 | WTR-LWA | Work Area 2 Central Mains and Chambers | [5 empty] | Sub-Process
62011 | MAIN-342 | Main 342 | WTR-MT3 | Work Area 3 WEST Mains and Chambers | [5 empty] | Sub-Process
62012 | MAIN-343 | Main 343 | WTR-LWA | Work Area 2 Central Mains and Chambers | [5 empty] | Sub-Process
62013 | MAIN-343 | Main 343 | WTR-MT1 | Work Area 1 EAST Mains and Chambers | [5 empty] | Sub-Process
62014 | MAIN-346 | Main 346 | WTR-LWA | Work Area 2 Central Mains and Chambers | [5 empty] | Sub-Process
62015 | MAIN-346 | Main 346 | WTR-MT1 | Work Area 1 EAST Mains and Chambers | [5 empty] | Sub-Process
62016 | MAIN-349 | Main 349 | WTR-LWA | Work Area 2 Central Mains and Chambers | [5 empty] | Sub-Process
62017 | MAIN-349 | Main 349 | WTR-MT3 | Work Area 3 WEST Mains and Chambers | [5 empty] | Sub-Process
62018 | MAIN-350 | Main 350 | WTR-LWA | Work Area 2 Central Mains and Chambers | [5 empty] | Sub-Process
62019 | MAIN-351 | Main 351 | WTR-LWA | Work Area 2 Central Mains and Chambers | [5 empty] | Sub-Process
62020 | MAIN-351 | Main 351 | WTR-MT3 | Work Area 3 WEST Mains and Chambers | [5 empty] | Sub-Process
62021 | MAIN-352 | Main 352 | WTR-LWA | Work Area 2 Central Mains and Chambers | [5 empty] | Sub-Process
62022 | MAIN-352 | Main 352 | WTR-MT3 | Work Area 3 WEST Mains and Chambers | [5 empty] | Sub-Process
62023 | MAIN-356 | Main 356 | WTR-LWA | Work Area 2 Central Mains and Chambers | [5 empty] | Sub-Process
62024 | MAIN-356 | Main 356 | WTR-MT3 | Work Area 3 WEST Mains and Chambers | [5 empty] | Sub-Process
62025 | MAIN-360 | Main 360 | WTR-LWA | Work Area 2 Central Mains and Chambers | [5 empty] | Sub-Process
62026 | MAIN-360 | Main 360 | WTR-MT3 | Work Area 3 WEST Mains and Chambers | [5 empty] | Sub-Process
62027 | MAIN-361 | Main 361 | WTR-LWA | Work Area 2 Central Mains and Chambers | [5 empty] | Sub-Process
62028 | MAIN-361 | Main 361 | WTR-MT1 | Work Area 1 EAST Mains and Chambers | [5 empty] | Sub-Process
62029 | MAIN-362 | Main 362 | WTR-LWA | Work Area 2 Central Mains and Chambers | [5 empty] | Sub-Process
62030 | MAIN-362 | Main 362 | WTR-MT3 | Work Area 3 WEST Mains and Chambers | [5 empty] | Sub-Process
62031 | MAIN-364 | Main 364 | WTR-LWA | Work Area 2 Central Mains and Chambers | [5 empty] | Sub-Process
62032 | MAIN-364 | Main 364 | WTR-MT1 | Work Area 1 EAST Mains and Chambers | [5 empty] | Sub-Process
62033 | MAIN-365 | Main 365 | WTR-LWA | Work Area 2 Central Mains and Chambers | [5 empty] | Sub-Process
62034 | MAIN-365 | Main 365 | WTR-MT3 | Work Area 3 WEST Mains and Chambers | [5 empty] | Sub-Process
62035 | MAIN-368 | Main 368 | WTR-LWA | Work Area 2 Central Mains and Chambers | [5 empty] | Sub-Process
62036 | MAIN-369 | Main 369 | WTR-LWA | Work Area 2 Central Mains and Chambers | [5 empty] | Sub-Process
62037 | MAIN-369 | Main 369 | WTR-MT1 | Work Area 1 EAST Mains and Chambers | [5 empty] | Sub-Process
62038 | MAIN-370 | Main 370 | WTR-LWA | Work Area 2 Central Mains and Chambers | [5 empty] | Sub-Process
62039 | MAIN-370 | Main 370 | WTR-MT1 | Work Area 1 EAST Mains and Chambers | [5 empty] | Sub-Process
62040 | MAIN-372 | Main 372 | WTR-LWA | Work Area 2 Central Mains and Chambers | [5 empty] | Sub-Process
62041 | MAIN-372 | Main 372 | WTR-MT3 | Work Area 3 WEST Mains and Chambers | [5 empty] | Sub-Process
62042 | MAIN-374 | Main 374 | WTR-LWA | Work Area 2 Central Mains and Chambers | [5 empty] | Sub-Process
62043 | MAIN-374 | Main 374 | WTR-MT1 | Work Area 1 EAST Mains and Chambers | [5 empty] | Sub-Process
62044 | MAIN-376 | Main 376 | WTR-LWA | Work Area 2 Central Mains and Chambers | [5 empty] | Sub-Process
62045 | MAIN-376 | Main 376 | WTR-MT1 | Work Area 1 EAST Mains and Chambers | [5 empty] | Sub-Process
62046 | MAIN-378 | Main 378 | WTR-LWA | Work Area 2 Central Mains and Chambers | [5 empty] | Sub-Process
62047 | MAIN-378 | Main 378 | WTR-MT1 | Work Area 1 EAST Mains and Chambers | [5 empty] | Sub-Process
62048 | MAIN-380 | Main 380 | WTR-MT1 | Work Area 1 EAST Mains and Chambers | [5 empty] | Sub-Process
62049 | MAIN-381 | Main 381 | WTR-LWA | Work Area 2 Central Mains and Chambers | [5 empty] | Sub-Process
62050 | MAIN-385 | Main 385 | WTR-LWA | Work Area 2 Central Mains and Chambers | [5 empty] | Sub-Process
62051 | MAIN-386 | Main 386 | WTR-LWA | Work Area 2 Central Mains and Chambers | [5 empty] | Sub-Process
62052 | MAIN-388 | Main 388 | WTR-MT1 | Work Area 1 EAST Mains and Chambers | [5 empty] | Sub-Process
62053 | MAIN-389 | Main 389 | WTR-LWA | Work Area 2 Central Mains and Chambers | [5 empty] | Sub-Process
62054 | MAIN-390 | Main 390 | WTR-LWA | Work Area 2 Central Mains and Chambers | [5 empty] | Sub-Process
62055 | MAIN-390 | Main 390 | WTR-MT3 | Work Area 3 WEST Mains and Chambers | [5 empty] | Sub-Process
62062 | MCP | CONTRACT ADMINISTRATION | DOS | DIVISIONAL OPERATIONS SERVICES | [5 empty] | Work Area
62069 | MH3966816328 | STORAGE PIPE | TNT-OF | Outfall, Weirs, CSO and Detention Tanks | Door,Overhead |  |  |  |  | Mechanical Equipment
62101 | MTAH129 | VICTORIA-401 STS (Underground Chamber) | TRK-DON | DON DRAINAGE AREA | [5 empty] | Sub-Process
62124 | MTMAMS | MASSEY CREEK STS AND RELIEF | TRK-DON | DON DRAINAGE AREA | [5 empty] | Sub-Process
62188 | MTMASR | MASSEY CREEK STS AND RELIEF | TRK-DON | DON DRAINAGE AREA | [5 empty] | Sub-Process
62312 | MTMH100 | LAKE FRONT INTERCEPTOR STS | TRK-DON | DON DRAINAGE AREA | [5 empty] | Sub-Process
62573 | MTMH120 | COXWELL STS | TRK-DON | DON DRAINAGE AREA | [5 empty] | Sub-Process
62587 | MTMH121 | ROSEDALE CREEK STS | TRK-DON | DON DRAINAGE AREA | [5 empty] | Sub-Process
62597 | MTMH123 | (123) Massey Creek STS | TRK-DON | DON DRAINAGE AREA | [5 empty] | Sub-Process
62725 | MTMH125 | NORTH TORONTO STS | TRK-DON | DON DRAINAGE AREA | [5 empty] | Sub-Process
62876 | MTMH128 | CHIPPING ROAD STS | TRK-DON | DON DRAINAGE AREA | [5 empty] | Sub-Process
62889 | MTMH130 | NEWTONBROOK STS | TRK-DON | DON DRAINAGE AREA | [5 empty] | Sub-Process
63126 | MTMH134 | ARMOUR HEIGHTS BYPASS STS | TRK-DON | DON DRAINAGE AREA | [5 empty] | Sub-Process
63134 | MTMH135 | DUFFERIN STS | TRK-DON | DON DRAINAGE AREA | [5 empty] | Sub-Process
63147 | MTMH136 | PARLIAMENT STS | TRK-DON | DON DRAINAGE AREA | [5 empty] | Sub-Process
63163 | MTMH160 | CADORNA CTS | TRK-DON | DON DRAINAGE AREA | [5 empty] | Sub-Process
63188 | MTMH162 | GODFREY-FOWLER CTS | TRK-DON | DON DRAINAGE AREA | [5 empty] | Sub-Process
63214 | MTMH180 | COXWELL P.LOT STM | TRK-DON | DON DRAINAGE AREA | [5 empty] | Sub-Process
63306 | MTMH186 | EGLINTON STM | TRK-DON | DON DRAINAGE AREA | [5 empty] | Sub-Process
63315 | MTMH187 | WILSON HEIGHTS STM | TRK-DON | DON DRAINAGE AREA | [5 empty] | Sub-Process
63330 | MTMH188 | ALLEN ROAD STM | TRK-DON | DON DRAINAGE AREA | [5 empty] | Sub-Process
63610 | MTMH222 | MEADOWDALE STS | TRK-HCK | HIGHLAND CREEK DRAINAGE AREA | [5 empty] | Sub-Process
63864 | MTMH227 | WEST ROUGE STS | TRK-HCK | HIGHLAND CREEK DRAINAGE AREA | [5 empty] | Sub-Process
63872 | MTMH228 | CUMBER STS | TRK-DON | DON DRAINAGE AREA | [5 empty] | Sub-Process
63873 | MTMH228 | CUMBER STS | TRK-HCK | HIGHLAND CREEK DRAINAGE AREA | [5 empty] | Sub-Process
63878 | MTMH320 | HUMBER STS | TRK-DON | DON DRAINAGE AREA | [5 empty] | Sub-Process
63974 | MTMH321 | QUEENSWAY STS | TRK-HMR | HUMBER DRAINAGE AREA | [5 empty] | Sub-Process
64072 | MTMH322 | SOUTH MIMICO STS | TRK-DON | DON DRAINAGE AREA | [5 empty] | Sub-Process
64707 | TAB-ADMIN BLDG | Building Location | TAB-SPC | Process Control Systems - Services Area | [5 empty] | Process
64708 | TAB-AER | Aeration Gallery | TAB-WORK-AREA-2 | Work Area 2 | [5 empty] | Process
64709 | TAB-AER-BL | Blower Building | TAB-WORK-AREA-LIQ | TAB Work Area Liq | [5 empty] | Process
64734 | TAB-AER-INQ | Aeration - WA2 Instrumentation Equipment | TAB-AER | Aeration Gallery | [5 empty] | Sub-Process
64735 | TAB-AER-OZ-ELQ | Electrical Equipment Location, Aeration West Quad House | TAB-AER-SB | Aeration Odour Control | Control Panel,MCC |  |  |  |  | Equipment Location
64736 | TAB-AER-OZ-ELQ | Electrical Equipment Location, Aeration West Quad House | TAB-WORK-AREA-SOL | TAB Work Area Sol | Control Panel,MCC |  |  |  |  | Equipment Location
64739 | TAB-AER-PRJ-0005 | Upgrades, Aeration Tanks | TAB-AER-STRC | Building Services, Safety, Drains & Plumbing - Air Emission Houses |  |  |  | PRJ |  | Mechanical Equipment
64740 | TAB-AER-PRJ-0005 | Upgrades, Aeration Tanks | TAB-AER-TANKS | Aeration Tanks |  |  |  | PRJ |  | Mechanical Equipment
64742 | TAB-AER-STRC | Building Services, Safety, Drains & Plumbing - Air Emission Houses | TAB-AER-SB | Aeration Odour Control | [5 empty] | Equipment Location
64745 | TAB-AER-TANKS | Aeration Tanks | TAB-AER | Aeration Gallery | [5 empty] | Equipment Location
64746 | TAB-AERATION BLDG | Building Location | TAB-EUS | Production & End User Support | [5 empty] | Process
64747 | TAB-AERATION BLDG | Building Location | TAB-SPC | Process Control Systems - Services Area | [5 empty] | Process
64748 | TAB-AERATION BLDG | Building Location | TAB-SPC2 | Process Control Systems - Equipment | [5 empty] | Process
64749 | TAB-AERATION-BLDG | Building Location | TAB-EUS | Production & End User Support | [5 empty] | Process
64751 | TAB-AI | Local Compressed Air Equipment | TAB-WORK-AREA-6 | Work Area 6 | [5 empty] | Process
64753 | TAB-AI-DEW | Air Receiver Tank, Dewateringl Bldg. | TAB-AI | Local Compressed Air Equipment | [5 empty] | Equipment Location
64756 | TAB-AI-S-10 | Z Building Air Equipment | TAB-AI | Local Compressed Air Equipment |  |  |  | S |  | Equipment Location
64757 | TAB-AMT-AM | Atmosphere Monitoring Instruments (Weather Station) | TAB-AER-SB | Aeration Odour Control | [5 empty] | Equipment Location
64758 | TAB-AUX | Gas Services, Natural Gas, Digester Gas | TAB-WORK-AREA-5 | Work Area 5 | [5 empty] | Process
64759 | TAB-AUX | Gas Services, Natural Gas, Digester Gas | TAB-WORK-AREA-6 | Work Area 6 | [5 empty] | Process
64760 | TAB-AUX | Gas Services, Natural Gas, Digester Gas | TAB-WORK-AREA-8 | Electrical Sub- Stations | [5 empty] | Process
64761 | TAB-AUX | Gas Services, Natural Gas, Digester Gas | TAB-WORK-AREA-SEO | TAB Work Area SEO | [5 empty] | Process
64762 | TAB-AUX BLDG | Building Location | TAB-SPC2 | Process Control Systems - Equipment | [5 empty] | Process
64763 | TAB-AUX-BLDG | Auxiliary Building | TAB-WORK-AREA-4 | Work Area 4 | [5 empty] | Process
64764 | TAB-AUX-BLDG | Auxiliary Building | TAB-WORK-AREA-6 | Work Area 6 | [5 empty] | Process
64765 | TAB-AUX-BLDG | Auxiliary Building | TAB-WORK-AREA-SEO | TAB Work Area SEO | [5 empty] | Process
64766 | TAB-AUX-C | Auxiliary Building - Compressed Service Air Equipment | TAB-AUX-BLDG | Auxiliary Building | [5 empty] | Equipment Location
64805 | TAB-AUX-STRC | Auxiliary Building - Drains, Electrical Service(110/220V), Lighting, Plumbing | TAB-AUX-BLDG | Auxiliary Building | [5 empty] | Equipment Location
64821 | TAB-BIOSOLIDS BLDG | Building Location | TAB-SPC | Process Control Systems - Services Area | [5 empty] | Process
64867 | TAB-BLOWER BLDG | Building Location | TAB-SPC2 | Process Control Systems - Equipment | [5 empty] | Process
64868 | TAB-CAP-PRJ-0001 | D-Building Upgrades | TAB-PLT | Preliminary Treatment |  |  |  | PRJ |  | Mechanical Equipment
64869 | TAB-CAP-PRJ-0001 | D-Building Upgrades | TAB-PLT-PLQ-D | Plumbing, General, D Bldg Prelim Treatment |  |  |  | PRJ |  | Mechanical Equipment
64870 | TAB-CAP-PRJ-0001 | D-Building Upgrades | TAB-WORK-AREA-1 | Work Area 1 |  |  |  | PRJ |  | Mechanical Equipment
64871 | TAB-CAP-PRJ-0002 | M&T Building Upgrades | TAB-RSP | Raw Sewage Pumping |  |  |  | PRJ |  | Mechanical Equipment
64872 | TAB-CAP-PRJ-0002 | M&T Building Upgrades | TAB-WA1-MEQ | WA1 Portablel Pumps & Equipment |  |  |  | PRJ |  | Mechanical Equipment
64873 | TAB-CAP-PRJ-0003 | Odour Control Upgrades | TAB-WORK-AREA-2 | Work Area 2 |  |  |  | PRJ |  | Mechanical Equipment
64874 | TAB-CAP-PRJ-0004 | Bio- Solids Upgrades | TAB-DEW SLUDGE CAKE | Sludge Cake Pumping |  |  |  | PRJ |  | Obsolete Entity
64875 | TAB-CAP-PRJ-0004 | Bio- Solids Upgrades | TAB-WORK-AREA-3 | Work Area 3 |  |  |  | PRJ |  | Obsolete Entity
64876 | TAB-CAP-PRJ-0005 | P-Building Upgrades | TAB-PRM-STRC-P | P Building - Drains, Plumbing, Walls |  |  |  | PRJ |  | Mechanical Equipment
64877 | TAB-CAP-PRJ-0005 | P-Building Upgrades | TAB-WORK-AREA-2 | Work Area 2 |  |  |  | PRJ |  | Mechanical Equipment
64878 | TAB-CAP-PRJ-0005 | P-Building Upgrades | TAB-WORK-AREA-3 | Work Area 3 |  |  |  | PRJ |  | Mechanical Equipment
64879 | TAB-CAP-PRJ-0006 | East & West Electrical Control Room Upgrades | TAB-AER-SB | Aeration Odour Control |  |  |  | PRJ |  | Mechanical Equipment
64880 | TAB-CAP-PRJ-0006 | East & West Electrical Control Room Upgrades | TAB-STR-STRC-AG | Aeration Gallery - Safety, Drains, Plumbing & PA System |  |  |  | PRJ |  | Mechanical Equipment
64885 | TAB-CAP-PRJ-0016 | ECAP 3 / 5 - Aeration West Control Rm / Blower Bldg | TAB-WA6 | Common to Projects, Bldg. Services, Z Building |  |  |  | PRJ |  | Electrical Equipment
64886 | TAB-CAP-PRJ-0017 | Dig 9-12 Upgrades | TAB-WA6 | Common to Projects, Bldg. Services, Z Building |  |  |  | PRJ |  | Mechanical Equipment
64888 | TAB-CAP-PRJ-0020 | Temporary Disinfection Project | TAB-DIS | Disinfection |  |  |  | PRJ |  | Mechanical Equipment
64889 | TAB-CAP-PRJ-0021 | Odour Control Project - Biorem | TAB-SLO-BIO | Odour Control Facility-WA4 |  |  |  | PRJ |  | Mechanical Equipment
64890 | TAB-CAP-PRJ-0021 | Odour Control Project - Biorem | TAB-SLO-LOADING | Sludge Loading - Bio-Solids |  |  |  | PRJ |  | Mechanical Equipment
64891 | TAB-CAP-PRJ-0023 | PRU System Project | TAB-WA6 | Common to Projects, Bldg. Services, Z Building |  |  |  | PRJ |  | Electrical Equipment
64892 | TAB-CBM | Condition Based Monitoring | TAB | Ashbridges Bay Treatment Plant | [5 empty] | Work Area
64902 | TAB-CHLORINATION BLD | Building Location | TAB-SPC2 | Process Control Systems - Equipment | [5 empty] | Process
64903 | TAB-CHLORINATION-BLD | Building Location | TAB-EUS | Production & End User Support | [5 empty] | Process
65187 | MTMH324 | LAKESHORE STS | TRK-HMR | HUMBER DRAINAGE AREA | [5 empty] | Sub-Process
65218 | MTMH325 | NORTH MIMINO STS | TRK-HMR | HUMBER DRAINAGE AREA | [5 empty] | Sub-Process
65291 | MTMH326 | ROCKCLIFFE STS | TRK-HMR | HUMBER DRAINAGE AREA | [5 empty] | Sub-Process
65575 | MTMH328 | ST. CLAIR STS | TRK-HMR | HUMBER DRAINAGE AREA | [5 empty] | Sub-Process
65593 | MTMH329 | ROCKCLIFFE 10 INCH STS | TRK-HMR | HUMBER DRAINAGE AREA | [5 empty] | Sub-Process
65720 | TAB-DECOM | Building Location | TAB-EUS | Production & End User Support | [5 empty] | Process
65721 | TAB-DEW CENTRATE | Centrate Systems | TAB-WORK-AREA-3 | Work Area 3 | [5 empty] | Process
65722 | TAB-DEW CENTRATE | Centrate Systems | TAB-WORK-AREA-SOL | TAB Work Area Sol | [5 empty] | Process
65723 | TAB-DEW CENTRIFUGES | Centrifuge Systems | TAB-WORK-AREA-3 | Work Area 3 | [5 empty] | Process
65724 | TAB-DEW CENTRIFUGES | Centrifuge Systems | TAB-WORK-AREA-SOL | TAB Work Area Sol | [5 empty] | Process
65725 | TAB-DEW EQUAL OCS | Equalization Tank Odour Control System | TAB-DEW-EQUALIZATION | Equalization Tank System | [5 empty] | Equipment Location
65726 | TAB-DEW POLYMER DIS | Polymer Solution Distribution System( To be suspended) | TAB-DEW POLYMER DIST | Polymer Solution Distribution System |  |  | 33656 |  |  | Obsolete Entity
65728 | TAB-DEW SLUDGE CAKE | Sludge Cake Pumping | TAB-WORK-AREA-3 | Work Area 3 | [5 empty] | Process
65729 | TAB-DEW SLUDGE CAKE | Sludge Cake Pumping | TAB-WORK-AREA-SOL | TAB Work Area Sol | [5 empty] | Process
65730 | TAB-DEW SLUDGE FEED | Sludge Feed to Centrifuge System | TAB-WORK-AREA-3 | Work Area 3 | [5 empty] | Process
65731 | TAB-DEW SLUDGE FEED | Sludge Feed to Centrifuge System | TAB-WORK-AREA-SOL | TAB Work Area Sol | [5 empty] | Process
65732 | TAB-DEW SUMP | Dewatering Bldg - Sump Pumps | TAB-DEW-SERVICES | Dewatering Building Service & Safety Systems | [5 empty] | Equipment Location
65838 | TAB-DEW-DRV-0050 | Drive, VFD, Polymer Pump # 6 | TAB-DEW-P-3360 | Pump, Polymer Solution Feed #6 |  |  |  | DRV |  | Electrical Equipment
65839 | TAB-DEW-DRV-0051 | Drive, VFD, Polymer Pump # 7 | TAB-DEW-P-3370 | Pump, Polymer Solution Feed #7 |  |  |  | DRV |  | Electrical Equipment
65840 | TAB-DEW-DRV-0054 | Drive, VFD, Polymer Pump # 10 | TAB-DEW-P-3420 | Pump, Polymer Solution Feed #10 |  |  |  | DRV |  | Electrical Equipment
65841 | TAB-DEW-DRV-0055 | Drive, VFD, Polymer Pump # 11 | TAB-DEW-P-3430 | Pump, Polymer Solution Feed #11 |  |  |  | DRV |  | Electrical Equipment
65843 | TAB-DEW-DRV-0060 | Drive, VFD, New Wet Wel Pump #4 | TAB-DEW-P-3504 | Pump , Decant # 4, New Wet Well |  |  |  | DRV |  | Electrical Equipment
65961 | MTMH334 | WEST HUMBER STS | TRK-HMR | HUMBER DRAINAGE AREA | [5 empty] | Sub-Process
66252 | TAB-DEW-POLYMER | Dewatering Polymer System | TAB-WORK-AREA-3 | Work Area 3 | [5 empty] | Process
66320 | TAB-DEW-SLUDGE SILO | Sludge Holding Tank System, Conveyors | TAB-WORK-AREA-3 | Work Area 3 | [5 empty] | Process
66321 | TAB-DEW-SLUDGE SILO | Sludge Holding Tank System, Conveyors | TAB-WORK-AREA-SOL | TAB Work Area Sol | [5 empty] | Process
66398 | MTMH361 | MOUNT DENNIS CTS | TRK-HMR | HUMBER DRAINAGE AREA | [5 empty] | Sub-Process
66430 | MTMH362 | ELM CTS | TRK-DON | DON DRAINAGE AREA | [5 empty] | Sub-Process
66499 | TAB-DEW-V | Dewatering - Sludge Routing Valves | TAB-WORK-AREA-SOL | TAB Work Area Sol | [5 empty] | Equipment Location
66632 | MTMH446 | ST. IVES CTS | TRK-NTO | NORTH TORONTO DRAINAGE AREA | [5 empty] | Sub-Process
66634 | MTMH460 | FORMAN-YONGE CTS | TRK-DON | DON DRAINAGE AREA | [5 empty] | Sub-Process
66695 | MTMH463 | AVENUE MANOR CTS | TRK-NTO | NORTH TORONTO DRAINAGE AREA | [5 empty] | Sub-Process
66725 | MTMH464 | CASTLEWOOD CTS | TRK-NTO | NORTH TORONTO DRAINAGE AREA | [5 empty] | Sub-Process
66742 | MTMH465 | FAIRFIELD CTS | TRK-NTO | NORTH TORONTO DRAINAGE AREA | [5 empty] | Sub-Process
66774 | MTMH480 | NORTH TORONTO STM | TRK-NTO | NORTH TORONTO DRAINAGE AREA | [5 empty] | Sub-Process
66824 | MTMH521 | ETOBICOKE STS | TRK-LVW | LAKEVIEW DRAINAGE AREA | [5 empty] | Sub-Process
66870 | MTMH522 | ELMCREST STS | TRK-LVW | LAKEVIEW DRAINAGE AREA | [5 empty] | Sub-Process
66893 | MTMH523 | 40TH STREET STS | TRK-LVW | LAKEVIEW DRAINAGE AREA | [5 empty] | Sub-Process
66920 | NORTH SUBSTN_BTTRY RM | MSA Substation,Battery Room | TAB_EL1_NS | Electrical Distribution,North Substation | [5 empty] | Division
67260 | NYCC-OFFICE | Computer Location | NYCC-ADMIN-BLDG | Building Location | [5 empty] | Equipment Location
67273 | OS | Operational Support | TW | Toronto Water | [5 empty] | Section
67274 | OST | DOS - OPERATIONS SUPPORT | DOS | DIVISIONAL OPERATIONS SERVICES | [5 empty] | Work Area
67275 | OTH-DIS | DISTRICT OPERARTIONS | FAC | DOS - FACILITIES | [5 empty] | Process
67276 | OTH-HUS | HUSAR | OTH | DOS - OTHERS | [5 empty] | Process
67277 | OTH-TRS | TRANSPORTATION SERVICES | OTH | DOS - OTHERS | [5 empty] | Process
67296 | PCS EOC CLIENTS | PCS EOC Clients | YTF-SPC1 | Process Control Systems - Administrative | [5 empty] | Computer Equipment
67297 | PCS STANDBY | YTF SCADA Standby Support | YTF-SPC1 | Process Control Systems - Administrative | [5 empty] | Process
67467 | SCC-OFFICE | Computer Location | SCC-ADMIN-BLDG | Building Location | [5 empty] | Equipment Location
67615 | STRC-16136 | Tower | CH 031 05A | Chamber | [5 empty] | Mechanical Equipment
67625 | SW | Solid Waste | B | Cluster B | [5 empty] | Division
67626 | SWM | DOS - STORM WATER MANAGEMENT | DOS | DIVISIONAL OPERATIONS SERVICES | [5 empty] | Work Area
67627 | SWM-DON | DON WATERSHED | SWM | DOS - STORM WATER MANAGEMENT | [5 empty] | Process
67682 | SWM-PDU-CH-0001 | Chamber, Valve | SWM-PDU | Dunker's Storm | Chamber |  |  | CH |  | Mechanical Equipment
67683 | SWM-PDU-CH-0001 | Chamber, Valve | SWM-PDU-MISC | Miscellaneous Equipment | Chamber |  |  | CH |  | Mechanical Equipment
67684 | SWM-PDU-CH-0002 | Chamber, Ualtra sonic Level Meter | SWM-PDU-MISC | Miscellaneous Equipment | Chamber |  |  | CH |  | Mechanical Equipment
67687 | SWM-PDU-HTR-0001 | Heater, Pumps Control Panel | SWM-PDU | Dunker's Storm | Heater |  |  | HTR |  | Mechanical Equipment
67688 | SWM-PDU-HTR-0002 | Heater, Power Supply Panel | SWM-PDU | Dunker's Storm | Heater |  |  | HTR |  | Mechanical Equipment
67689 | SWM-PDU-JIT-0001 | Meter, Power Indicating Transmitter, Main Power | SWM-PDU | Dunker's Storm | Meter |  |  | JIT |  | Instrumentation Equipment
67690 | SWM-PDU-JIT-0001 | Meter, Power Indicating Transmitter, Main Power | SWM-PDU-MISC | Miscellaneous Equipment | Meter |  |  | JIT |  | Instrumentation Equipment
67691 | SWM-PDU-LSH-0101 | Switch, Level-High | SWM-PDU | Dunker's Storm | Switch,Level |  |  | LSH |  | Instrumentation Equipment
67692 | SWM-PDU-LSH-0101 | Switch, Level-High | SWM-PDU-MISC | Miscellaneous Equipment | Switch,Level |  |  | LSH |  | Instrumentation Equipment
67693 | SWM-PDU-LSH-0201 | Switch, Level-High | SWM-PDU | Dunker's Storm | Switch,Level |  |  | LSH |  | Instrumentation Equipment
67694 | SWM-PDU-LSH-0201 | Switch, Level-High | SWM-PDU-MISC | Miscellaneous Equipment | Switch,Level |  |  | LSH |  | Instrumentation Equipment
67695 | SWM-PDU-MISC | Miscellaneous Equipment | SWM-PDU | Dunker's Storm | [5 empty] | Sub-Process
67697 | SWM-PDU-P-0100 | Pump, Centrifugal | SWM-PDU | Dunker's Storm | Pump |  |  | P |  | Mechanical Equipment
67698 | SWM-PDU-P-0200 | Pump, Centrifugal | SWM-PDU | Dunker's Storm | Pump |  |  | P |  | Mechanical Equipment
67699 | SWM-PDU-P-0300 | Pump, Centrifugal | SWM-PDU | Dunker's Storm | Pump |  |  | P |  | Mechanical Equipment
67700 | SWM-PDU-P-0400 | Pump, Centrifugal | SWM-PDU | Dunker's Storm | Pump |  |  | P |  | Mechanical Equipment
67701 | SWM-PDU-SW-0001 | Switch, Main Power | SWM-PDU | Dunker's Storm | Switch |  |  | SW |  | Electrical Equipment
67702 | SWM-PDU-TR-0001 | Transformer, Power | SWM-PDU-MISC | Miscellaneous Equipment | Transformer |  |  | TR |  | Electrical Equipment
67708 | SWM-PDU-WEL-0200 | Wet well | SWM-PDU | Dunker's Storm | Well |  |  | WEL |  | Mechanical Equipment
67712 | SWM-PET-CP-0002 | Control Panel, Electrical | SWM-PET-MISC | Miscellaneous Equipment | Control Panel |  |  | CP |  | Electrical Equipment
67713 | SWM-PET-CP-0003 | Control Panel, Operator | SWM-PET | Eglinton - Bellamy Storm Pumping Station | Control Panel |  |  | CP |  | Electrical Equipment
67714 | SWM-PET-CP-0003 | Control Panel, Operator | SWM-PET-MISC | Miscellaneous Equipment | Control Panel |  |  | CP |  | Electrical Equipment
67715 | SWM-PET-CP-0004 | Control Panel, Operator | SWM-PET | Eglinton - Bellamy Storm Pumping Station | Control Panel |  |  | CP |  | Electrical Equipment
67716 | SWM-PET-CP-0004 | Control Panel, Operator | SWM-PET-MISC | Miscellaneous Equipment | Control Panel |  |  | CP |  | Electrical Equipment
67717 | SWM-PET-CP-0005 | Control Panel, Operator | SWM-PET | Eglinton - Bellamy Storm Pumping Station | Control Panel |  |  | CP |  | Electrical Equipment
67718 | SWM-PET-CP-0005 | Control Panel, Operator | SWM-PET-MISC | Miscellaneous Equipment | Control Panel |  |  | CP |  | Electrical Equipment
67719 | SWM-PET-CP-0006 | Control Panel, Operator | SWM-PET | Eglinton - Bellamy Storm Pumping Station | Control Panel |  |  | CP |  | Electrical Equipment
67722 | SWM-PET-DM-0001 | Damper/Louver, Exhaust | SWM-PET-MISC | Miscellaneous Equipment | Damper/Louver |  |  | DM |  | Mechanical Equipment
67724 | SWM-PET-FN-0001 | Fan, Exhaust | SWM-PET-MISC | Miscellaneous Equipment | Fan |  |  | FN |  | Mechanical Equipment
67725 | SWM-PET-FQ-0001 | Meter, Flow | SWM-PET | Eglinton - Bellamy Storm Pumping Station | Meter,Flow |  |  | FQ |  | Instrumentation Equipment
67726 | SWM-PET-FQ-0001 | Meter, Flow | SWM-PET-MISC | Miscellaneous Equipment | Meter,Flow |  |  | FQ |  | Instrumentation Equipment
67728 | SWM-PET-HTR-0001 | Heater | SWM-PET | Eglinton - Bellamy Storm Pumping Station | Heater |  |  | HTR |  | Mechanical Equipment
67729 | SWM-PET-HTR-0001 | Heater | SWM-PET-MISC | Miscellaneous Equipment | Heater |  |  | HTR |  | Mechanical Equipment
67730 | SWM-PET-JIT-0001 | Meter, Power Indicating Transmitter, Main Power | SWM-PET | Eglinton - Bellamy Storm Pumping Station | Meter |  |  | JIT |  | Instrumentation Equipment
67731 | SWM-PET-JIT-0001 | Meter, Power Indicating Transmitter, Main Power | SWM-PET-MISC | Miscellaneous Equipment | Meter |  |  | JIT |  | Instrumentation Equipment
67732 | SWM-PET-LIT-0101 | Transmitter, Level | SWM-PET | Eglinton - Bellamy Storm Pumping Station | Transmitter,Level |  |  | LIT |  | Instrumentation Equipment
67733 | SWM-PET-LSH-0103 | Switch, Level-High | SWM-PET | Eglinton - Bellamy Storm Pumping Station | Switch,Level |  |  | LSH |  | Instrumentation Equipment
67734 | SWM-PET-LSHH-0104 | Switch, Level High-High | SWM-PET | Eglinton - Bellamy Storm Pumping Station | Switch,Level |  |  | LSHH |  | Instrumentation Equipment
67735 | SWM-PET-LSHH-0104 | Switch, Level High-High | SWM-PET-MISC | Miscellaneous Equipment | Switch,Level |  |  | LSHH |  | Instrumentation Equipment
67736 | SWM-PET-LSLL-0101 | Switch, Level Low-Low | SWM-PET-MISC | Miscellaneous Equipment | Switch,Level |  |  | LSLL |  | Instrumentation Equipment
67746 | SWM-PET-SW-0001 | Switch, Main Electrical Disconnect | SWM-PET-MISC | Miscellaneous Equipment | Switch |  |  | SW |  | Electrical Equipment
67747 | SWM-PET-SW-0002 | Switch, Pumps Power | SWM-PET-MISC | Miscellaneous Equipment | Switch |  |  | SW |  | Electrical Equipment
67748 | SWM-PET-SW-0003 | Switch, Transformer | SWM-PET | Eglinton - Bellamy Storm Pumping Station | Switch |  |  | SW |  | Electrical Equipment
67749 | SWM-PET-SW-0003 | Switch, Transformer | SWM-PET-MISC | Miscellaneous Equipment | Switch |  |  | SW |  | Electrical Equipment
67750 | SWM-PET-SW-0004 | Switch, Phase Lights | SWM-PET-MISC | Miscellaneous Equipment | Switch |  |  | SW |  | Electrical Equipment
67760 | SWM-PET-WEL-0100 | Wet well | SWM-PET-MISC | Miscellaneous Equipment | Well |  |  | WEL |  | Mechanical Equipment
67784 | SWM-PIT-MISC | Miscellaneous Equipment | SWM-PIT | Islington Storm Pumping Station | [5 empty] | Sub-Process
67785 | SWM-PIT-OIT-0001 | Operator Interface Terminal | SWM-PIT-MISC | Miscellaneous Equipment | Computer Equipment,Monitor |  |  | OIT |  | Electrical Equipment
67808 | SWM-PMG-ALR-0001 | Alarm, Gas | SWM-PMG-MISC | Miscellaneous Equipment | Fire Prevention,Alarm |  |  | ALR |  | Electrical Equipment
67814 | SWM-PMG-FA-0001S | Fire Alarm System, Building | COL-W-OBSOLETE | Col West Obsolete Entities | Building Service,Fire Alarm |  | 42937 | FA |  | Obsolete Entity
67815 | SWM-PMG-FA-0001S | Fire Alarm System, Building | SWM-PMG | Martin Grove Storm Pumping Station | Building Service,Fire Alarm |  | 42937 | FA |  | Obsolete Entity
67816 | SWM-PMG-FA-0001S | Fire Alarm System, Building | SWM-PMG-MISC | Miscellaneous Equipment | Building Service,Fire Alarm |  | 42937 | FA |  | Obsolete Entity
67831 | SWM-PMG-MISC | Miscellaneous Equipment | SWM-PMG | Martin Grove Storm Pumping Station | [5 empty] | Sub-Process
67832 | SWM-PMG-OIT-0001 | Operator Interface Terminal | SWM-PMG-MISC | Miscellaneous Equipment | Computer Equipment,Monitor |  |  | OIT |  | Electrical Equipment
67871 | SWM-PNQ-FA-0001S | Fire Alarm System | COL-W-OBSOLETE | Col West Obsolete Entities | Building Service,Fire Alarm |  | 42938 | FA |  | Obsolete Entity
67872 | SWM-PNQ-FA-0001S | Fire Alarm System | SWM-PNQ | North Queen Storm Pumping Station | Building Service,Fire Alarm |  | 42938 | FA |  | Obsolete Entity
67891 | SWM-PNQ-MISC | Miscellaneous Equipment | SWM-PNQ | North Queen Storm Pumping Station | [5 empty] | Sub-Process
67892 | SWM-PNQ-OIT-0001 | Operator Interface Terminal | SWM-PNQ-MISC | Miscellaneous Equipment | Computer Equipment,Monitor |  |  | OIT |  | Electrical Equipment
67898 | SWM-PNQ-UPS-0001 | UPS, RPU Panel | SWM-PNQ | North Queen Storm Pumping Station | Uninterruptible Power Supply |  |  | UPS |  | Electrical Equipment
67899 | SWM-PNQ-UPS-0001 | UPS, RPU Panel | SWM-PNQ-MISC | Miscellaneous Equipment | Uninterruptible Power Supply |  |  | UPS |  | Electrical Equipment
67949 | SWM-PPP-CP-0001 | Control Panel, Operator | SWM-PPP | Pantry Park Sewage Pumping Station | Control Panel |  |  | CP |  | Electrical Equipment
67950 | SWM-PPP-LSL-0101 | Switch, Level-Low | SWM-PPP | Pantry Park Sewage Pumping Station | Switch |  |  | LSL |  | Instrumentation Equipment
67951 | SWM-PPP-LSL-0101 | Switch, Level-Low | SWM-PPP-MISC | Miscellaneous Equipment | Switch |  |  | LSL |  | Instrumentation Equipment
67952 | SWM-PPP-LSL-0102 | Switch, Level-Low | SWM-PPP-MISC | Miscellaneous Equipment | Switch |  |  | LSL |  | Instrumentation Equipment
67958 | SWM-PWD-BP-0001 | Back Flow Preventer | COL-PBF | Bluffers Park Sewage Pumping Station | Valve,Backflow Preventer |  |  | BP |  | Mechanical Equipment
67959 | SWM-PWD-COM-0001 | Control Panel, Operator | SWM-PWD | Warden Storm | Control Panel |  |  | COM |  | Electrical Equipment
67960 | SWM-PWD-COM-0001 | Control Panel, Operator | SWM-PWD-MISC | Miscellaneous Equipment | Control Panel |  |  | COM |  | Electrical Equipment
67961 | SWM-PWD-CP-0001 | Control Panel, Electrical | SWM-PWD-MISC | Miscellaneous Equipment | Control Panel |  |  | CP |  | Electrical Equipment
67962 | SWM-PWD-CP-0002 | Control Panel, Operator | SWM-PWD | Warden Storm | Control Panel |  |  | CP |  | Electrical Equipment
67963 | SWM-PWD-CP-0002 | Control Panel, Operator | SWM-PWD-MISC | Miscellaneous Equipment | Control Panel |  |  | CP |  | Electrical Equipment
67964 | SWM-PWD-CP-0003 | Control Panel, Diesel Engine Alarm Control Panel | SWM-PWD | Warden Storm | Control Panel |  |  | CP |  | Electrical Equipment
67965 | SWM-PWD-CP-0004 | Control Panel, Operator | SWM-PWD | Warden Storm | Control Panel |  |  | CP |  | Electrical Equipment
67967 | SWM-PWD-DM-0001 | Damper/Louver, Supply Air | SWM-PWD | Warden Storm | Damper/Louver |  |  | DM |  | Mechanical Equipment
67968 | SWM-PWD-ENG-0001 | Engine, Diesel | SWM-PWD | Warden Storm | Engine |  |  | ENG |  | Mechanical Equipment
67969 | SWM-PWD-ENG-0002 | Engine, Diesel | SWM-PWD-MISC | Miscellaneous Equipment | Engine |  |  | ENG |  | Mechanical Equipment
67970 | SWM-PWD-ENG-0100 | Engine, Diesel | SWM-PWD | Warden Storm | Engine |  |  | ENG |  | Mechanical Equipment
67971 | SWM-PWD-ENG-0200 | Engine, Diesel | SWM-PWD | Warden Storm | Engine |  |  | ENG |  | Mechanical Equipment
67974 | SWM-PWD-FN-0001 | Fan, Exhaust | SWM-PWD | Warden Storm | Fan |  |  | FN |  | Mechanical Equipment
67975 | SWM-PWD-FN-0001 | Fan, Exhaust | SWM-PWD-MISC | Miscellaneous Equipment | Fan |  |  | FN |  | Mechanical Equipment
67976 | SWM-PWD-FQ-0001 | Meter, Flow | SWM-PWD-MISC | Miscellaneous Equipment | Meter,Flow |  |  | FQ |  | Instrumentation Equipment
67978 | SWM-PWD-HTR-0001 | Heater, Main Control Room | SWM-PWD | Warden Storm | Heater |  |  | HTR |  | Mechanical Equipment
67979 | SWM-PWD-JIT-0001 | Meter, Power Indicating Transmitter, Main Power | SWM-PWD | Warden Storm | Meter |  |  | JIT |  | Instrumentation Equipment
67980 | SWM-PWD-JIT-0001 | Meter, Power Indicating Transmitter, Main Power | SWM-PWD-MISC | Miscellaneous Equipment | Meter |  |  | JIT |  | Instrumentation Equipment
67981 | SWM-PWD-LSH-0103 | Switch, Level-High | SWM-PWD | Warden Storm | Switch,Level |  |  | LSH |  | Instrumentation Equipment
67982 | SWM-PWD-LSH-0103 | Switch, Level-High | SWM-PWD-MISC | Miscellaneous Equipment | Switch,Level |  |  | LSH |  | Instrumentation Equipment
67983 | SWM-PWD-LSH-0106 | Switch, Level High-High | SWM-PWD-MISC | Miscellaneous Equipment | Switch,Level |  |  | LSH |  | Instrumentation Equipment
67984 | SWM-PWD-LSHH-0104 | Switch, Level High-High | SWM-PWD | Warden Storm | Switch,Level |  |  | LSHH |  | Instrumentation Equipment
67985 | SWM-PWD-LSHH-0104 | Switch, Level High-High | SWM-PWD-MISC | Miscellaneous Equipment | Switch,Level |  |  | LSHH |  | Instrumentation Equipment
67986 | SWM-PWD-LSHH-0107 | Switch, Level High-High | SWM-PWD-MISC | Miscellaneous Equipment | Switch,Level |  |  | LSHH |  | Instrumentation Equipment
67987 | SWM-PWD-LSL-0102 | Switch, Level-Low | SWM-PWD | Warden Storm | Switch,Level |  |  | LSL |  | Instrumentation Equipment
67988 | SWM-PWD-LSL-0102 | Switch, Level-Low | SWM-PWD-MISC | Miscellaneous Equipment | Switch,Level |  |  | LSL |  | Instrumentation Equipment
67989 | SWM-PWD-LSLL-0101 | Switch, Level Low-Low | SWM-PWD | Warden Storm | Switch,Level |  |  | LSLL |  | Instrumentation Equipment
67990 | SWM-PWD-LSLL-0101 | Switch, Level Low-Low | SWM-PWD-MISC | Miscellaneous Equipment | Switch,Level |  |  | LSLL |  | Instrumentation Equipment
67995 | SWM-PWD-MISC | Miscellaneous Equipment | SWM-PWD | Warden Storm | [5 empty] | Sub-Process
68000 | SWM-PWD-SW-0002 | Switch, Pump Control Panel Doisconnect | SWM-PWD | Warden Storm | Switch |  |  | SW |  | Electrical Equipment
68001 | SWM-PWD-SW-0002 | Switch, Pump Control Panel Doisconnect | SWM-PWD-MISC | Miscellaneous Equipment | Switch |  |  | SW |  | Electrical Equipment
68002 | SWM-PWD-SW-0003 | Switch, Lighting Transformer | SWM-PWD | Warden Storm | Switch |  |  | SW |  | Electrical Equipment
68003 | SWM-PWD-SW-0003 | Switch, Lighting Transformer | SWM-PWD-MISC | Miscellaneous Equipment | Switch |  |  | SW |  | Electrical Equipment
68004 | SWM-PWD-SW-0005 | Switch, Phase Lights | SWM-PWD | Warden Storm | Switch |  |  | SW |  | Electrical Equipment
68005 | SWM-PWD-SW-0005 | Switch, Phase Lights | SWM-PWD-MISC | Miscellaneous Equipment | Switch |  |  | SW |  | Electrical Equipment
68006 | SWM-PWD-T-0001 | Tank, Diesel Fuel | SWM-PWD | Warden Storm | Tank |  |  | T |  | Mechanical Equipment
68007 | SWM-PWD-T-0001 | Tank, Diesel Fuel | SWM-PWD-MISC | Miscellaneous Equipment | Tank |  |  | T |  | Mechanical Equipment
68008 | SWM-PWD-TR-0001 | Transformer, Power | SWM-PWD | Warden Storm | Transformer |  |  | TR |  | Electrical Equipment
68009 | SWM-PWD-TR-0001 | Transformer, Power | SWM-PWD-MISC | Miscellaneous Equipment | Transformer |  |  | TR |  | Electrical Equipment
68010 | SWM-PWD-TS-0001 | Switch, Transfer | SWM-PWD | Warden Storm | Switch |  |  | TS |  | Electrical Equipment
68019 | SWM-PWD-WEL-0100 | Wet well | SWM-PWD-MISC | Miscellaneous Equipment | Well |  |  | WEL |  | Mechanical Equipment
68052 | SWM-PWI-MISC | Miscellaneous Equipment | SWM-PWI | Wilson Storm Pumping Station | [5 empty] | Sub-Process
68260 | TAB COMMUNICATIONS | TAB Communications | TAB-SPC1 | Process Control Systems - Administrative | [5 empty] | Process
68261 | TAB EUS SERVER ROOM | Communication Switch | TAB-ADMIN-BLDG | Building Location | [5 empty] | Equipment Location
68262 | TAB OIT | TAB OIT | TAB-SPC1 | Process Control Systems - Administrative | [5 empty] | Process
68263 | TAB PLC | TAB PLC | TAB-SPC1 | Process Control Systems - Administrative | [5 empty] | Process
68527 | TAB-DEW-V-C02 | Centrifuge 2 Centrate Line | TAB-WORK-AREA-SOL | TAB Work Area Sol | [5 empty] | Equipment Location
68528 | TAB-DEW-V-C04 | Centrifuge 4 Centrate Line | CENTRATE | Centrate Collection | [5 empty] | Equipment Location
68529 | TAB-DEW-V-C05 | Centrifuge 5 Centrate Line | CENTRATE | Centrate Collection | [5 empty] | Equipment Location
68530 | TAB-DEW-V-C06 | Centrifuge 6 Centrate Line | TAB-WORK-AREA-SOL | TAB Work Area Sol | [5 empty] | Equipment Location
68531 | TAB-DEW-V-C07 | Centrifuge 7 Centrate Line | CENTRATE | Centrate Collection | [5 empty] | Equipment Location
68532 | TAB-DEW-V-C08 | Centrifuge 8 Centrate Line | CENTRATE | Centrate Collection | [5 empty] | Equipment Location
68533 | TAB-DEW-V-C08 | Centrifuge 8 Centrate Line | TAB-WORK-AREA-SOL | TAB Work Area Sol | [5 empty] | Equipment Location
68542 | TAB-DEWATER BLDG | Building Location | TAB-SPC | Process Control Systems - Services Area | [5 empty] | Process
68543 | TAB-DIG | Digestion | TAB-WORK-AREA-5 | Work Area 5 | [5 empty] | Process
68544 | TAB-DIG | Digestion | TAB-WORK-AREA-SOL | TAB Work Area Sol | [5 empty] | Process
68556 | TAB POWER DISTRIB | TAB Power Distribution and Process Control | TAB | Ashbridges Bay Treatment Plant | [5 empty] | Work Area
68557 | TAB SCADA SERVERS | TAB SCADA Servers | TAB-SPC1 | Process Control Systems - Administrative | [5 empty] | Process
68659 | TAB-DIG-C-T13-16 | Gas Compressors, Gas Valves & Actuators, Digestion Tank 13-16 | TAB-DIG-T-13-16 | Digester Tanks 13-16 | [5 empty] | Sub-sub-process
68660 | TAB-DIG-C-T9-12 | Digester Tanks 9-12, Gas Compressors | TAB-DIG-T-09-12 | Digester Tanks 9-12 | [5 empty] | Equipment Location
68711 | TAB-ACC-AC-1601 | Conditioner, Air,MCC Room North of Primary Tank #9 | TAB-ACC-CI | Chiller and Air Coolers |  |  |  | AC |  | Division
68804 | TAB-DIG-ELQ-T1-4 | Digester Tanks 1-4, Electrical Equipment | TAB-DIG-T-01-04 | Digester Tanks 1-4 | [5 empty] | Equipment Location
68977 | TAB-DIG-FX-DOME13-16 | Flame Arrester, Pressure Relief, Vacuum Breaker, Moisture/Sediment Traps & Gas Valves, Digester Tank 13-16 | TAB-DIG-T-13-16 | Digester Tanks 13-16 | [5 empty] | Sub-sub-process
68978 | TAB-DIG-FX-T1-4 | Digester Tanks 1-4, Flame Arresters, Condensate Tanks, Moisture Separators | TAB-DIG-T-01-04 | Digester Tanks 1-4 | [5 empty] | Obsolete Entity
68979 | TAB-DIG-FX-T1-4 | Digester Tanks 1-4, Flame Arresters, Condensate Tanks, Moisture Separators | TAB-SUSPENDED ENTITY | Suspended entities | [5 empty] | Obsolete Entity
68983 | TAB-DIG-FX-T19-22 | Flame Arresters, MS Traps, Pressure Relief & Gas Valves, Digester Tank 19-22 | TAB-DIG-T-19-22 | Digester Tanks 19-22 | [5 empty] | Equipment Location
68986 | TAB-DIG-GAS | Digester Gas Control | TAB-WORK-AREA-5 | Work Area 5 | [5 empty] | Process
68987 | TAB-DIG-GAS | Digester Gas Control | TAB-WORK-AREA-6 | Work Area 6 | [5 empty] | Process
68988 | TAB-DIG-GAS | Digester Gas Control | TAB-WORK-AREA-8 | Electrical Sub- Stations | [5 empty] | Process
68989 | TAB-DIG-GAS | Digester Gas Control | TAB-WORK-AREA-SEO | TAB Work Area SEO | [5 empty] | Process
68990 | TAB-DIG-GASROUTE | Digester Gas Control Building - Gas ROUTEing | TAB-DIG-GAS | Digester Gas Control | [5 empty] | Equipment Location
69004 | TAB-DIG-HE-T19-22 | Digester Tanks 19-22, Heat Exchangers | TAB-DIG-T-19-22 | Digester Tanks 19-22 | [5 empty] | Equipment Location
69005 | TAB-DIG-HE-T9-12 | Digester Tank 9-12, Heat Exchanger, North Cluster | TAB-DIG-T-09-12 | Digester Tanks 9-12 | [5 empty] | Equipment Location
69006 | TAB-DIG-INQ-T19-22 | Digester Tanks 19-22, Instrument Equipment | TAB-DIG-T-19-22 | Digester Tanks 19-22 | [5 empty] | Equipment Location
69007 | TAB-DIG-INQ-T5-8 | Digester Tanks 5-8, Instrumentation Equipment | TAB-DIG-T-05-08 | Digester Tanks 5-8 | [5 empty] | Equipment Location
69092 | TAB-DIG-MEQ | Digester Gas Control Building - Mechanical Equipment | TAB-DIG-GAS | Digester Gas Control | [5 empty] | Equipment Location
69182 | TAB-DIG-P-MIXING5-8 | Sludge Mixing Pumps & Valves | TAB-DIG-T-05-08 | Digester Tanks 5-8 | [5 empty] | Equipment Location
69183 | TAB-DIG-P-RECIRC9-12 | Digester Tank 9-12, Sludge Recirculating Pumps | TAB-DIG-T-09-12 | Digester Tanks 9-12 | [5 empty] | Equipment Location
69184 | TAB-DIG-P-TRANSF9-12 | Digester Tank 9-12, Sludge Transfer Pumps | TAB-DIG-T-09-12 | Digester Tanks 9-12 | [5 empty] | Equipment Location
69339 | TAB-DIG-SQ-T09-12 | Digester Tanks 09-12, Safety Equipments | TAB-DIG-T-09-12 | Digester Tanks 9-12 | [5 empty] | Equipment Location
69340 | TAB-DIG-SQ-T13-16 | Digester Tanks 13-16, Safety Equipments | TAB-DIG-T-13-16 | Digester Tanks 13-16 | [5 empty] | Equipment Location
69341 | TAB-DIG-SQ-T19-22 | Digester Tanks 19-22, Safety Equipments | TAB-DIG-T-19-22 | Digester Tanks 19-22 | [5 empty] | Equipment Location
69342 | TAB-DIG-STRC-T1-4 | Digester Tanks 1-4 - Drains, Electrical Service(110/220V), Lighting, Plumbing | TAB-DIG-T-01-04 | Digester Tanks 1-4 | [5 empty] | Equipment Location
69343 | TAB-DIG-STRC-T13-16 | Digester Tanks 13-16, Drains, Electrical Service(110/220V), Lighting, Plumbing | TAB-DIG-T-13-16 | Digester Tanks 13-16 | [5 empty] | Equipment Location
69911 | TAB-ACC-AHU- IPSBLDG | AHUs/Supply Fans IPS bldg | TAB-ACC-AHU | Air Handling Unit & Supply Fan | [5 empty] | Equipment Location
70113 | TAB-ACC-AHU-DIG | AHUs/Supply Fans Dig. Bldg. | TAB-ACC-AHU | Air Handling Unit & Supply Fan | [5 empty] | Equipment Location
70114 | TAB-ACC-AHU-M&T | AHUs/Supply Fans, Dampers M&T Bldg. | TAB-ACC-AHU | Air Handling Unit & Supply Fan | [5 empty] | Equipment Location
70115 | TAB-ACC-AHU-SEAWL | AHUs/Supply Fans Sea Wall Substation | TAB-ACC-AHU | Air Handling Unit & Supply Fan | [5 empty] | Equipment Location
70116 | TAB-ACC-AHU-THK | AHUs/Supply Fans Float. Bldg. | TAB-ACC-AHU | Air Handling Unit & Supply Fan | [5 empty] | Equipment Location
70117 | TAB-ACC-AHU-TRL | AHUs/Supply Fans - Consultant Trailer | TAB-ACC-AHU | Air Handling Unit & Supply Fan | [5 empty] | Equipment Location
70158 | TAB-ACC-BO 2 | Boiler # 2, Hot Water Heating, Volcano B-2 | TAB-ACC-BO | Hot Water Boilers | [5 empty] | Sub-Process
70159 | TAB-ACC-BO 3 | Boiler # 3, Hot Water Heating, Volcano B-3 | TAB-ACC-BO | Hot Water Boilers | [5 empty] | Sub-Process
70160 | TAB-ACC-BO 6 | Boiler # 6, Hot Water Heating | TAB-ACC-BO | Hot Water Boilers | [5 empty] | Sub-Process
70161 | TAB-ACC-BO-0000 | Boilers,Hot water | TAB-ACC-8200 | HVAC, M&T Building |  |  |  | BO |  | Mechanical Equipment
70216 | TAB-ACC-DIG-0010 | Digester Gas Train, Boiler #1, Z Building | TAB-ACC-BO 1 | Boiler # 1, Hot Water Heating, Volcano B-1 |  |  |  | DIG |  | Equipment Location
70217 | TAB-ACC-DIG-0020 | Digester Gas Train, Boiler #2, Z Building | TAB-ACC-BO 2 | Boiler # 2, Hot Water Heating, Volcano B-2 |  |  |  | DIG |  | Equipment Location
70218 | TAB-ACC-DIG-0040 | Digester Gas Train, Boiler #4, Z Building | TAB-ACC-BO 4 | Boiler # 4, Hot Water Heating, Volcano B-4 |  |  |  | DIG |  | Equipment Location
70822 | TAB-DIG-V-T19-22 | Valve Location, Primary & Digester Sludge Header Line, Digester Tank 19-22 | TAB-DIG-T-19-22 | Digester Tanks 19-22 | [5 empty] | Equipment Location
70831 | TAB-DIGESTER-GAS-BLD | Building Location | TAB-EUS | Production & End User Support | [5 empty] | Process
70833 | TAB-DIS | Disinfection | TAB-WORK-AREA-8 | Electrical Sub- Stations | [5 empty] | Process
70834 | TAB-DIS | Disinfection | TAB-WORK-AREA-SOL | TAB Work Area Sol | [5 empty] | Process
70857 | TAB-DIS-CHL | Chlorination Process | TAB-DIS | Disinfection | [5 empty] | Sub-Process
70868 | TAB-DIS-CHL-2 | Chlorination Train #2 | TAB-DIS-CHL | Chlorination Process |  |  |  | CHL |  | Equipment Location
70869 | TAB-DIS-CHL-3 | ChlorinatIon Train #3 | TAB-DIS-CHL | Chlorination Process |  |  |  | CHL |  | Equipment Location
70870 | TAB-DIS-CHL-6 | Chlorination Train #6 | TAB-DIS-CHL | Chlorination Process |  |  |  | CHL |  | Equipment Location
70871 | TAB-DIS-CHL-7 | Chlorination Train #7 | TAB-DIS-CHL | Chlorination Process |  |  |  | CHL |  | Equipment Location
70872 | TAB-DIS-CHL-ROUTE | Chlorination & Filtered Effluent Routeing | TAB-DIS-CHL | Chlorination Process | [5 empty] | Equipment Location
70873 | TAB-DIS-CHL1 | Chlorination Process | TAB-DIS-CHL | Chlorination Process | [5 empty] | Equipment Location
70878 | TAB-DIS-ELS | Chlorine Building Electrical | TAB-DIS | Disinfection | [5 empty] | Equipment Location
70896 | TAB-DIS-INQ | Disinfection - Instrument Equipment | TAB-DIS | Disinfection | [5 empty] | Equipment Location
70904 | TAB-DIS-MEQ | Chlorine - Building Mechanical, Sump Pumps | TAB-DIS | Disinfection | [5 empty] | Equipment Location
70954 | TAB-ACC-FN | Exhaust Fans | TAB-WORK-AREA-6 | Work Area 6 | [5 empty] | Process
70955 | TAB-ACC-FN | Exhaust Fans | TAB-WORK-AREA-SEO | TAB Work Area SEO | [5 empty] | Process
71031 | TAB-ACC-FN-13-16 | Exhaust Fans , Digester 13-16 | TAB-ACC-FN | Exhaust Fans |  |  |  | FN |  | Equipment Location
71078 | TAB-DIS-UV | Disinfection - UV | TAB-DIS | Disinfection | [5 empty] | Equipment Location
71217 | TAB-DOM-HOTWTR | Domestic Water Systems, Floatation | TAB-WORK-AREA-6 | Work Area 6 | [5 empty] | Process
71218 | TAB-DOM-HOTWTR | Domestic Water Systems, Floatation | TAB-WORK-AREA-SEO | TAB Work Area SEO | [5 empty] | Process
71590 | TAB-EL1-MCC | Motor Control Center- North Substation | TAB-ELS-NORTH | North Substation | Control Panel,MCC |  |  |  |  | Equipment Location
71783 | TAB-EL1-SLD-0001 | North Substation Single Line Diagram | TAB-EL1-BLDG-0001 | MSA Substation |  |  |  | SLD |  | Electrical Equipment
71896 | TAB-EL1-TS-6320 | Power Distribution, Automatic Transfer Switch, Generator, Standby Power, 600V | TAB-EL1-MCC-6005 | Motor Control Centre 600V - Blower Bldg |  |  |  | TS |  | Electrical Equipment
71899 | TAB-EL1-TS-6530 | Power Distribution, Automatic Transfer Switch, Generator, Standby Power, 600V | TAB-EL1-GEN-6530 | Generator, Standby Power, 600V 1000kw - Z Bldg |  |  |  | TS |  | Electrical Equipment
71900 | TAB-EL1-TS-6532 | Power Distribution, Automatic Transfer Switch, Generator, Standby Power, 600V | TAB-EL1-GEN-6540 | Generator, Standby Power, 600V 1000kw - Z Bldg |  |  |  | TS |  | Electrical Equipment
71901 | TAB-EL1-TS-6533 | Power Distribution, Automatic Transfer Switch, Generator, Standby Power, 600V | TAB-EL1-GEN-6540 | Generator, Standby Power, 600V 1000kw - Z Bldg |  |  |  | TS |  | Electrical Equipment
71902 | TAB-EL1-TS-6533 | Power Distribution, Automatic Transfer Switch, Generator, Standby Power, 600V | TAB-EL1-PDP-6009 | Power Distribution Panel, 600V, Z Building Outdoor Substation |  |  |  | TS |  | Electrical Equipment
71903 | TAB-EL1-TS-6651 | Power Distribution, Automatic Transfer Switch, Generator, Standby Power, 600V | TAB-EL1-MCC-6627 | Motor Control Centre |  |  |  | TS |  | Electrical Equipment
71904 | TAB-EL1-TS-6654 | Power Distribution, Automatic Transfer Switch, Generator, Standby Power, 600V | TAB-EL1-MCC-6628 | Motor Control Centre |  |  |  | TS |  | Electrical Equipment
71945 | TAB-ACC-FN-AUX | Exhaust Fans , Aux. Bldg | TAB-ACC-FN | Exhaust Fans | [5 empty] | Equipment Location
71946 | TAB-ACC-FN-AUX | Exhaust Fans , Aux. Bldg | TAB-ACC-FN-ZBLDG | Exhaust Fans , Z Bldg | [5 empty] | Equipment Location
71947 | TAB-ACC-FN-CHL | Exhaust Fans , Chlorine Bldg. | TAB-ACC-FN | Exhaust Fans | [5 empty] | Equipment Location
71948 | TAB-ACC-FN-DEW | Exhaust Fans , Dewatering Bldg. | TAB-ACC-FN | Exhaust Fans | [5 empty] | Equipment Location
71949 | TAB-ACC-FN-ELS | Exhaust Fans ,Electrical & Sub stations | TAB-ACC-FN | Exhaust Fans | [5 empty] | Equipment Location
71950 | TAB-ACC-FN-INC | Exhaust Fans , Incinerator Bldg | TAB-ACC-FN | Exhaust Fans | [5 empty] | Equipment Location
71951 | TAB-ACC-FN-IPS | Exhaust Fans , IPS Bldg | TAB-ACC-FN | Exhaust Fans | [5 empty] | Equipment Location
71952 | TAB-ACC-FN-OPS | Exhaust Fans, OPS | TAB-ACC-FN | Exhaust Fans | [5 empty] | Equipment Location
71953 | TAB-ACC-FN-PBLDG | Exhaust Fans , P Bldg | TAB-ACC-FN | Exhaust Fans | [5 empty] | Equipment Location
71954 | TAB-ACC-FN-STCK | Exhaust Fans , Stack | TAB-ACC-FN | Exhaust Fans | [5 empty] | Equipment Location
71955 | TAB-ACC-FN-TUN | Exhaust Fans, All tunnels | TAB-ACC-FN | Exhaust Fans | [5 empty] | Equipment Location
71956 | TAB-ACC-FN-ZBLDG | Exhaust Fans , Z Bldg | TAB-ACC-FN | Exhaust Fans | [5 empty] | Equipment Location
72159 | TAB-EL2-TS-6122 | Power Distribution, Automatic Transfer Switch, Generator, Standby Power, 600V | TAB-EL2-MCC-6524 | Motor Control Centre, 600V |  |  |  | TS |  | Electrical Equipment
72160 | TAB-EL2-TS-6123 | Power Distribution, Automatic Transfer Switch, Generator, Standby Power, 600V | TAB-EL2-PDP-6015 | Power distribution Panel, 600V |  |  |  | TS |  | Electrical Equipment
72427 | TAB-EL3-MCC-6014 | MCC, Electrical Room, Auxiliary System Building 2nd Floor East | TAB-EL3-TR-5212 | Transformer, Substation, Auxiliary Systems Building, 2nd Floor |  |  |  | MCC |  | Electrical Equipment
72428 | TAB-EL3-MCC-6014 | MCC, Electrical Room, Auxiliary System Building 2nd Floor East | TAB-EL3-TR-5214 | Power Distribution Transformer, 4.16 KV / 0.6 KV, (TR-1) Aux Building B Side |  |  |  | MCC |  | Electrical Equipment
72558 | TAB-ACC-HTR-05-08 | Unit Heaters- Digester 05-08 | TAB-ACC-HTR | Heaters- Convection, |  |  |  | HTR |  | Equipment Location
72732 | TAB-EL3-TR-5214 | Power Distribution Transformer, 4.16 KV / 0.6 KV, (TR-1) Aux Building B Side | TAB-EL3-BUS-5012 | Busbar, Power input, 4.16 KV |  |  |  | TR |  | Electrical Equipment
72917 | TAB-ACC-HTR-ADM | Unit Heaters- Old Administration Bldg | TAB-ACC-HTR | Heaters- Convection, | [5 empty] | Equipment Location
72918 | TAB-ACC-HTR-AER | Unit Heaters- Aeration Gallery | TAB-ACC-HTR | Heaters- Convection, | [5 empty] | Equipment Location
72919 | TAB-ACC-HTR-GAS | Unit Heaters- Gas Control Bldg | TAB-ACC-HTR | Heaters- Convection, | [5 empty] | Equipment Location
72920 | TAB-ACC-HTR-HRS | Unit Heaters- Heat recovery Bldg | TAB-ACC-HTR | Heaters- Convection, | [5 empty] | Equipment Location
72921 | TAB-ACC-HTR-PRS | Unit Heaters- PRS Room, Tunnels and Ferric gallery | TAB-ACC-HTR | Heaters- Convection, | [5 empty] | Equipment Location
72922 | TAB-ACC-HTR-PWPS | Unit Heaters- PWPS | TAB-ACC-HTR | Heaters- Convection, | [5 empty] | Equipment Location
72923 | TAB-ACC-HTR-SLO | Unit Heaters- Silo Bldg | TAB-ACC-HTR | Heaters- Convection, | [5 empty] | Equipment Location
72924 | TAB-ACC-HTR-TLB | Unit Heaters- Truck Loading Bay | TAB-ACC-HTR | Heaters- Convection, | [5 empty] | Equipment Location
72925 | TAB-ACC-HTR-WGB | Unit Heaters- Waste Gas Burner Station | TAB-ACC-HTR | Heaters- Convection, | [5 empty] | Equipment Location
72926 | TAB-ACC-HTR-ZBLDG | Unit Heaters- Z Bldg | TAB-ACC-HTR | Heaters- Convection, | [5 empty] | Equipment Location
72930 | TAB-ACC-INQ | Plant HVAC Equipment - Instrument Equipment | TAB-ACC | Plant HVAC Equipment | [5 empty] | Instrumentation Equipment
72975 | TAB-ACC-NGS-0010A | Natural Gas Train, Boiler #1, Z Building | TAB-ACC-BO 1 | Boiler # 1, Hot Water Heating, Volcano B-1 |  |  |  | NGS |  | Equipment Location
72976 | TAB-ACC-NGS-0020A | Natural Gas Train, Boiler #2, Z Building | TAB-ACC-BO 2 | Boiler # 2, Hot Water Heating, Volcano B-2 |  |  |  | NGS |  | Equipment Location
72977 | TAB-ACC-NGS-0030B | Natural Gas Pilot Train, Boiler #3, Z Building | TAB-ACC-BO 3 | Boiler # 3, Hot Water Heating, Volcano B-3 |  |  |  | NGS |  | Equipment Location
72978 | TAB-ACC-NGS-0040A | Natural Gas Train, Boiler #4, Z Building | TAB-ACC-BO 4 | Boiler # 4, Hot Water Heating, Volcano B-4 |  |  |  | NGS |  | Equipment Location
72979 | TAB-ACC-NGS-0040B | Natural Gas Pilot Train, Boiler #4, Z Building | TAB-ACC-BO 4 | Boiler # 4, Hot Water Heating, Volcano B-4 |  |  |  | NGS |  | Equipment Location
72980 | TAB-ACC-NGS-0060B | Natural Gas Pilot Train, Boiler #6, Z Building | TAB-ACC-BO 6 | Boiler # 6, Hot Water Heating |  |  |  | NGS |  | Equipment Location
73400 | TAB-EL3-TS-6014 | Automatic Transfer Switch, Aux. Bldg | TAB-EL3-GEN-6240 | Generator, Standby Power, 600V 500kw - Dig 19-22/Gas Cntl Bldg |  |  |  | TS |  | Electrical Equipment
73404 | TAB-EL3-TS-6220 | Power Distribution, Automatic Transfer Switch, Generator, Standby Power, 600V | TAB-EL3-GEN-6220 | Generator, Standby Power, 600V 500kw - Dig 13-16 |  |  |  | TS |  | Electrical Equipment
73405 | TAB-EL3-TS-6220 | Power Distribution, Automatic Transfer Switch, Generator, Standby Power, 600V | TAB-EL3-MCC-6227 | Motor Control Centre, Digester 13-16 bldg |  |  |  | TS |  | Electrical Equipment
73406 | TAB-EL3-TS-6326A | Power Distribution, Automatic Transfer Switch, Generator, Standby Power, 600V | TAB-EL1-MCC-6628 | Motor Control Centre |  |  |  | TS |  | Electrical Equipment
73407 | TAB-EL3-TS-6340 | Power Distribution, Automatic Transfer Switch, Generator, Standby Power, 600V | TAB-EL3-GEN-6240 | Generator, Standby Power, 600V 500kw - Dig 19-22/Gas Cntl Bldg |  |  |  | TS |  | Electrical Equipment
73408 | TAB-EL3-TS-6341 | Power Distribution, Automatic Transfer Switch, Generator, Standby Power, 600V | TAB-EL3-MCC-6324 | Motor Control Centre, Gas Compressor Bldg |  |  |  | TS |  | Electrical Equipment
73437 | TAB-ELS | WA7 Electrical | TAB-WORK-AREA-7 | Work Area 7 | [5 empty] | Process
73438 | TAB-ELS-D BLDG | D Building Outdoor Substation | TAB-WORK-AREA-LIQ | TAB Work Area Liq | Switchgear,Outdoor |  |  |  |  | Equipment Location
73440 | TAB-ELS-ESQ | Electrical Safety Equipment | TAB POWER DISTRIB | TAB Power Distribution and Process Control | [5 empty] | Process
73443 | TAB-ELS-GEN | Generators, Standby Power | TAB-ELS-SUB | Electrical Substations | [5 empty] | Sub-Process
73462 | TAB-ELS-M BLDG | M Building Indoor Substation | TAB-ELS-NORTH | North Substation | Transformer |  |  |  |  | Equipment Location
73465 | TAB-ELS-NON-PHYC | Top-level hierarchy for generic entities that represent muliti-equipment inspection routes and shutdowns | TAB-WORK-AREA-8 | Electrical Sub- Stations | [5 empty] | Equipment Location
73466 | TAB-ELS-NOPARENT | Temporary Parent for Entities to be Assigned a Parent | TAB-ELS-ROUTES | Top-level hierarchy for generic entities that represent muliti-equipment inspection routes | [5 empty] | Electrical Equipment
73468 | TAB-ELS-PRJ-0001 | TAB Standby Power Project | 52349 | TAB Power Distribution |  |  |  | PRJ |  | Building Service
73469 | TAB-ELS-PT 1-9 | Primary Tank 1-9 Outdoor Substation | TAB-ELS-NORTH | North Substation | Switchgear,Outdoor |  |  |  |  | Equipment Location
73581 | TAB-ELS-SUB | Electrical Substations | TAB POWER DISTRIB | TAB Power Distribution and Process Control | [5 empty] | Process
73582 | TAB-ELS-T BLDG | T Building Indoor Substation | TAB-RSP-P-T | T Building - Raw Sewage Pumping | Transformer |  |  |  |  | Equipment Location
73583 | TAB-ELS-T BLDG | T Building Indoor Substation | TAB-RSP-T | T Building | Transformer |  |  |  |  | Equipment Location
73586 | TAB-ELS-TR-PT-SS | Transformer, Primary 13000/6140V, SS | TAB-ELS-SOUTH | South Substation | [5 empty] | Equipment Location
73587 | TAB-ELS-TR-ST-SWS | Transformer, Secondary 4160/600V, SWS | TAB-ELS-SEAWALL | Seawall Substation | [5 empty] | Equipment Location
73597 | TAB-ENG-TES-0001 | Technical Support, Engineering,Engineering Services Manager | TAB-ADMIN | Tab Admin |  |  |  | TES |  | Process
73601 | TAB-FEQ | Fire Protection Equipment, Plant Wide | TAB-WORK-AREA-WWPW | TAB Work Area WWPW | [5 empty] | Process
73607 | TAB-FEQ-HC-DEW | Fire Standpipe/Hose, Dewatering | TAB-FEQ-HOSE | Fire Standpipe/Hose Cabinets | Fire Prevention,Hose |  |  |  |  | Equipment Location
73608 | TAB-FEQ-HC-INC | Fire Standpipe/Hose, Incineration/Heat Recovery | TAB-FEQ-HOSE | Fire Standpipe/Hose Cabinets | Fire Prevention,Hose |  |  |  |  | Equipment Location
73609 | TAB-FEQ-HC-Z | Fire Standpipe/Hose, Z Building | TAB-FEQ-HOSE | Fire Standpipe/Hose Cabinets | Fire Prevention,Hose |  |  |  |  | Equipment Location
73614 | TAB-GAS-ELS | Digester Control Building - Electrical System | TAB-DIG-GAS | Digester Gas Control | [5 empty] | Equipment Location
73618 | TAB-GAS-TANK | Air Receiver Tank, Gas control Bldg. | TAB-AI | Local Compressed Air Equipment | [5 empty] | Equipment Location
73716 | TAB-HRS-BO | Steam Boilers No. 19 & 20 | TAB-HRS-STEAM | Plant Steam | [5 empty] | Equipment Location
73736 | TAB-HRS-HE | Heat Exchangers-Primary loop | TAB-WORK-AREA-6 | Work Area 6 | [5 empty] | Equipment Location
73737 | TAB-HRS-HE | Heat Exchangers-Primary loop | TAB-WORK-AREA-SEO | TAB Work Area SEO | [5 empty] | Equipment Location
73747 | TAB-HRS-T | Steam Flash Tanks & Controls | TAB-HRS-STEAM | Plant Steam | [5 empty] | Equipment Location
73756 | TAB-HRS-V-PRV | Steam Pressure Relief Valves, Z Building | TAB-HRS-STEAM | Plant Steam | [5 empty] | Equipment Location
73757 | TAB-HTR-UV | Unit Heaters | TAB-ACC-HTR | Heaters- Convection, | [5 empty] | Equipment Location
73839 | TAB-INCINERATOR BLDG | Building Location | TAB-SPC2 | Process Control Systems - Equipment | [5 empty] | Process
73840 | TAB-INORG-P | Pipettes - Inorganic | BOM-LAB-TAB-INORG | Laboratory - Inorganic | [5 empty] | Equipment Location
73841 | TAB-ITM | Integrated Technology Management | TAB | Ashbridges Bay Treatment Plant | [5 empty] | Work Area
73847 | TAB-ITS-WA3 | Dewater Building Communications Equipment | TAB-WORK-AREA-SOL | TAB Work Area Sol | [5 empty] | Equipment Location
73852 | TAB-M BLDG | Building Location | TAB-SPC2 | Process Control Systems - Equipment | [5 empty] | Process
73877 | TAB-MCS-CRN | TAB Cranes and Lifting Devices | TAB-WORK-AREA-7 | Work Area 7 | [5 empty] | Process
73883 | TAB-MCS-CRN-AUX BLDG | Cranes - Auxiliary Building | TAB-MCS-CRN | TAB Cranes and Lifting Devices | [5 empty] | Mechanical Equipment
73884 | TAB-MCS-CRN-D BLDG | Cranes - D Building | TAB-MCS-CRN | TAB Cranes and Lifting Devices | [5 empty] | Mechanical Equipment
73885 | TAB-MCS-CRN-DEW | Cranes - Dewatering | TAB-MCS-CRN | TAB Cranes and Lifting Devices | [5 empty] | Mechanical Equipment
73886 | TAB-MCS-CRN-DIG | Cranes - Gas Control Bldg and Digesters | TAB-MCS-CRN | TAB Cranes and Lifting Devices | [5 empty] | Mechanical Equipment
73887 | TAB-MCS-CRN-HR | Cranes - Heat Recovery | TAB-MCS-CRN | TAB Cranes and Lifting Devices | [5 empty] | Mechanical Equipment
73888 | TAB-MCS-CRN-LOA | Cranes - Truck Loading Bldg. | TAB-MCS-CRN | TAB Cranes and Lifting Devices | [5 empty] | Mechanical Equipment
73889 | TAB-MCS-CRN-P BLDG | Cranes - P Building | TAB-MCS-CRN | TAB Cranes and Lifting Devices | [5 empty] | Mechanical Equipment
73890 | TAB-MCS-CRN-Z BLDG | Cranes - Z Bldg, Flotation, Machine Shop, Electrical Shop | TAB-MCS-CRN | TAB Cranes and Lifting Devices | [5 empty] | Mechanical Equipment
73907 | TAB-MCS-MT | Machine Shop Mechanical Equipment | TAB-MCS | Mechanical & Machine Shop, Overhead Doors & Sump Pumps | [5 empty] | Mechanical Equipment
73909 | TAB-MCS-SQ-8001 | Windsock, Chorine Bldg | TAB-SES-SQ | WA7 Safety Equipment |  |  |  | SQ |  | Mechanical Equipment
73910 | TAB-MCS-SQ-8002 | Windsock, Dig. 13-16 | TAB-SES-SQ | WA7 Safety Equipment |  |  |  | SQ |  | Mechanical Equipment
73911 | TAB-MCS-SQ-8003 | Windsock, OPS | TAB-SES-SQ | WA7 Safety Equipment |  |  |  | SQ |  | Mechanical Equipment
73918 | TAB-MOGEN | Generator. Mobile | TAB-WORK-AREA-6 | Work Area 6 | Generator,Electricity,Portable |  |  |  |  | Equipment Location
73921 | TAB-NEW-GAS-BLDG | Building Location | TAB-EUS | Production & End User Support | [5 empty] | Process
73922 | TAB-NGS | TAB- Natural Gas Supply Line, Headers | TAB-AUX | Gas Services, Natural Gas, Digester Gas | [5 empty] | Sub-Process
73924 | TAB-NGS-BURNER | Waste Burner Gas Valves | TAB-NGS-WASTE | TAB- Natural Gas Supply Line,Incinerators,Pelletizers, Waste Burners | [5 empty] | Equipment Location
73931 | TAB-NGS-INCIN | Incineration Gas Valves | TAB-NGS-WASTE | TAB- Natural Gas Supply Line,Incinerators,Pelletizers, Waste Burners | [5 empty] | Equipment Location
73941 | TAB-NGS-STM-BLR1 | Natural Gas line to Steam Boiler 1 | TAB-NGS-BOILERS | TAB- Natural Gas Supply Line, Boiler Headers | [5 empty] | Equipment Location
73942 | TAB-NGS-STM-BLR2 | Natural Gas line to Steam Boiler 2 | TAB-NGS-BOILERS | TAB- Natural Gas Supply Line, Boiler Headers | [5 empty] | Equipment Location
74050 | TAB-NGS-WASTE | TAB- Natural Gas Supply Line,Incinerators,Pelletizers, Waste Burners | TAB-NGS | TAB- Natural Gas Supply Line, Headers | [5 empty] | Sub-sub-process
74061 | TAB-OCS-DBLDG | D Building - Odour control System, Fans | TAB-PLT-D | D Building - Preliminary Treatment | Odour Control |  |  |  |  | Mechanical Equipment
74201 | TAB-OCS-PBLDG | P Building - Odour control System, Fans | TAB-PLT-P | P Building - Preliminary Treatment | Odour Control |  |  |  |  | Mechanical Equipment
74290 | TAB-OFFICE | Computer Location | TAB-ADMIN-BLDG | Building Location | [5 empty] | Equipment Location
74291 | TAB-OLD ADMIN BLDG | Building Location New Project Management Building | TAB-SPC2 | Process Control Systems - Equipment | [5 empty] | Process
74292 | TAB-OPS BLDG | Building Location | TAB-SPC | Process Control Systems - Services Area | [5 empty] | Process
74304 | TAB-P BLDG | Building Location | TAB-SPC2 | Process Control Systems - Equipment | [5 empty] | Process
74420 | TAB-PD-TRG-0001 | PD Staff Training | 52349 | TAB Power Distribution |  |  |  | TRG |  | Building Service
74421 | TAB-PELLETIZER-BLDG | Building Location | TAB-EUS | Production & End User Support | [5 empty] | Process
74422 | TAB-PLT | Preliminary Treatment | TAB-WORK-AREA-LIQ | TAB Work Area Liq | [5 empty] | Process
74505 | TAB-PLT-BIO | D Building - Odour control System, Bio Filter | TAB-PLT-D | D Building - Preliminary Treatment | Odour Control |  |  |  |  | Mechanical Equipment
74506 | TAB-PLT-BL | Blowers, Grit Tank Air, D Building | TAB-PLT-D | D Building - Preliminary Treatment | [5 empty] | Mechanical Equipment
74515 | TAB-PLT-BL-P | Blowers, Grit Tank Air, P Building | TAB-PLT-P | P Building - Preliminary Treatment | [5 empty] | Mechanical Equipment
74518 | TAB-PLT-CMP | D Building, Screening Compactors | TAB-PLT-D | D Building - Preliminary Treatment | [5 empty] | Mechanical Equipment
74591 | TAB-PLT-CV-P | P Building, Grit Conveyors | TAB-PLT-P | P Building - Preliminary Treatment | [5 empty] | Mechanical Equipment
74604 | TAB-PLT-D | D Building - Preliminary Treatment | TAB-PLT | Preliminary Treatment | [5 empty] | Sub-Process
74641 | TAB-PLT-ELQ-P | P Building - Electrical Equipment | TAB-PLT-P | P Building - Preliminary Treatment | [5 empty] | Electrical Equipment
74837 | TAB-PLT-G-D | D Building - Conduits 6-11 | TAB-PLT-D | D Building - Preliminary Treatment | [5 empty] | Mechanical Equipment
74842 | TAB-PLT-INQ | P Building - Instrumentation Equipment | TAB-PLT-P | P Building - Preliminary Treatment | [5 empty] | Instrumentation Equipment
74844 | TAB-PLT-INQ-D | D Building - Instrumentation Equipment | TAB-PLT-D | D Building - Preliminary Treatment | [5 empty] | Instrumentation Equipment
75040 | TAB-PLT-OC | Preliminary Grit Odour Control | TAB-PLT-P | P Building - Preliminary Treatment | [5 empty] | Mechanical Equipment
75041 | TAB-PLT-P | P Building - Preliminary Treatment | TAB-PLT | Preliminary Treatment | [5 empty] | Sub-Process
75113 | TAB-PLT-P-P | P Building - Sump Pumps, Grit Tanks | TAB-PLT-P | P Building - Preliminary Treatment | Pump |  |  |  |  | Mechanical Equipment
75167 | TAB-PLT-SC-D | D Building - Bar / Perforated Screen | TAB-PLT-D | D Building - Preliminary Treatment | Screen,Bar |  |  |  |  | Mechanical Equipment
75168 | TAB-PLT-SC-P | P Building - Bar Screens 1 - 6 | TAB-PLT-P | P Building - Preliminary Treatment | Screen,Bar |  |  |  |  | Mechanical Equipment
75181 | TAB-PLT-SQ-D | D Building - Safety Equipment, Atmosphere monitors | TAB-PLT-D | D Building - Preliminary Treatment | [5 empty] | Mechanical Equipment
75182 | TAB-PLT-SQ-P | P Building - Safety Equipment, Atmosphere monitors | TAB-PLT-P | P Building - Preliminary Treatment | [5 empty] | Instrumentation Equipment
75212 | TAB-PLT-T | P Building - Grit Tanks 1-12 & Hoppers 1 - 6 | TAB-PLT-P | P Building - Preliminary Treatment | [5 empty] | Mechanical Equipment
75751 | TAB-POLYMER-BLDG | Building Location | TAB-EUS | Production & End User Support | [5 empty] | Process
75871 | TAB-PRM-ELQ-OPS | Old PS Building - Electrical Equipment | TAB-PRM-OPS | Old PS - Primary Treatment | [5 empty] | Electrical Equipment
75894 | TAB-PRM-FN | D Building - Fans, Primary Scum Hopper Process Air Exhaust | TAB-PRM-D | D Bldg - Primary Treatment | [5 empty] | Mechanical Equipment
75952 | TAB-PRM-INQ-OPS | Old PS Building - Instrumentation Equipment | TAB-PRM-OPS | Old PS - Primary Treatment | [5 empty] | Instrumentation Equipment
76021 | TAB-PRM-MEQ | D Building - Mechanical Equipment | TAB-PRM-D | D Bldg - Primary Treatment | [5 empty] | Mechanical Equipment
76149 | TAB-PRM-POL | P Building - Polymer system | TAB-PRM-P | P Bldg - Primary Treatment | [5 empty] | Mechanical Equipment
76183 | TAB-PRM-SQ-OPT | Old PS Building - Safety Equipments | TAB-PRM-OPS | Old PS - Primary Treatment | [5 empty] | Mechanical Equipment
76217 | TAB-PRM-SQ-P | Safety Equipment, P Building , Primarm | TAB-PRM-P | P Bldg - Primary Treatment | [5 empty] | Mechanical Equipment
76218 | TAB-PRM-STRC | D Building - Safety Equipments,Drains, Plumbing, Walls | TAB-PRM-D | D Bldg - Primary Treatment | [5 empty] | Mechanical Equipment
76219 | TAB-PRM-STRC--OPS | Old PS Building - Drains, Plumbing, Walls | TAB-PRM-OPS | Old PS - Primary Treatment | [5 empty] | Mechanical Equipment
76220 | TAB-PRM-STRC-P | P Building - Drains, Plumbing, Walls | TAB-PRM-P | P Bldg - Primary Treatment | [5 empty] | Mechanical Equipment
76221 | TAB-PRM-T | D Building - Scum, Sludge Hoppers & Primary Tanks 10-12 | TAB-PRM-D | D Bldg - Primary Treatment | Collector,Bridge |  |  |  |  | Mechanical Equipment
76732 | TAB-PRM-V-OPS | Old PS Header Valves, Primary Sludge Line 1, 2, & 3 | TAB-PRM-OPS | Old PS - Primary Treatment | [5 empty] | Mechanical Equipment
76735 | TAB-PRS | Phosphorous Removal System | TAB-WORK-AREA-3 | Work Area 3 | [5 empty] | Process
76740 | TAB-PRS-C | Air Compressors & Receiver/ Unloading Station | TAB-PRS2 | Phosphorus Removal System | [5 empty] | Equipment Location
76753 | TAB-PRS-ELQ | Electrical Equipment | TAB-PRS2 | Phosphorus Removal System | [5 empty] | Equipment Location
76792 | TAB-PRS-INQ | Instrumentation Equipment | TAB-PRS2 | Phosphorus Removal System | [5 empty] | Equipment Location
76880 | TAB-PRS-P-SUMP | Sump Pumps | TAB-PRS2 | Phosphorus Removal System | [5 empty] | Equipment Location
77226 | TAB-PRS2 | Phosphorus Removal System | TAB-WORK-AREA-2 | Work Area 2 | [5 empty] | Process
77234 | TAB-PWA-DBLDG | Plant Water System- D Bldg | TAB-WORK-AREA-1 | Work Area 1 | [5 empty] | Process
77235 | TAB-PWA-DBLDG | Plant Water System- D Bldg | TAB-WORK-AREA-LIQ | TAB Work Area Liq | [5 empty] | Process
77236 | TAB-PWA-F | Plant Water - Filters and Strainers | TAB-PWA | Plant Water | [5 empty] | Equipment Location
77314 | TAB-PWA-INQ | Plant Water - Instrumentation Equipment | TAB-PWA | Plant Water | [5 empty] | Equipment Location
77375 | TAB-PWA-PBLDG | City Water & Plant Water System- P Bldg | TAB-WORK-AREA-1 | Work Area 1 | [5 empty] | Process
77388 | TAB-PWA-PRJ-0001 | Capital Project for Disinfection | TAB-PWA | Plant Water |  |  |  | PRJ |  | Mechanical Equipment
77389 | TAB-PWA-PRJ-0001 | Capital Project for Disinfection | TAB-STR-BL | Process Air Blowers & Lube Oil Pumps |  |  |  | PRJ |  | Mechanical Equipment
77397 | TAB-PWA-PUMPS | Plant Water - Pumps | TAB-PWA | Plant Water | [5 empty] | Sub-Process
77402 | TAB-PWA-SC | Plant Water - Travelling Screens | TAB-PWA | Plant Water | [5 empty] | Equipment Location
77419 | TAB-PWA-T | Plant Water - Water Tower | TAB-PWA | Plant Water | [5 empty] | Equipment Location
77840 | TAB-RSP | Raw Sewage Pumping | TAB-WORK-AREA-1 | Work Area 1 | [5 empty] | Process
77860 | TAB-RSP-C | T Building, Compressed Air | TAB-RSP-T | T Building | [5 empty] | Mechanical Equipment
77861 | TAB-RSP-C-M | M Building, Compressed Air | TAB-RSP-M | M Building | [5 empty] | Mechanical Equipment
77938 | TAB-RSP-G-M | M Building - Sluice/Gate Valves | TAB-RSP-M | M Building | [5 empty] | Mechanical Equipment
77939 | TAB-RSP-G-T | T Building - Wet Wells, Sluice Gates & Actuators | TAB-RSP-T | T Building | [5 empty] | Mechanical Equipment
77950 | TAB-RSP-INQ | T Building - Instrumentation | TAB-RSP-T | T Building | [5 empty] | Instrumentation Equipment
77951 | TAB-RSP-INQ-M | M Building - Instrumentation Equipment | TAB-RSP-M | M Building | [5 empty] | Instrumentation Equipment
77988 | TAB-RSP-P | M Building - Sump Pumps | TAB-RSP-M | M Building | Pump,Centrifugal |  |  |  |  | Mechanical Equipment
78021 | TAB-RSP-PIP-0003 | Influent Conduit # 3, Raw Sewage Conduit from Coxwell | TAB-RSP-PIP | Raw Sewage, Influent Conduits # 1-5 |  |  |  | PIP |  | Mechanical Equipment
78022 | TAB-RSP-PIP-0004 | Influent Conduit # 4, Raw Sewage Conduit from Coxwell | TAB-RSP-PIP | Raw Sewage, Influent Conduits # 1-5 |  |  |  | PIP |  | Mechanical Equipment
78023 | TAB-RSP-PIP-1000 | T Building , Raw Sewage Piping | TAB-RSP-T | T Building |  |  |  | PIP |  | Mechanical Equipment
78052 | TAB-RSP-STRC-M | M Building - Safety Equipment,Building Services,Drains, Plumbing | TAB-RSP-M | M Building | [5 empty] | Mechanical Equipment
78155 | TAB-RTE-ADMIN | TAB-Routine Admin | TAB-ADMIN | Tab Admin | [5 empty] | Work Area
78156 | TAB-RTE-WA1 | TAB-Routine Work Area 1 | TAB-WORK-AREA-1 | Work Area 1 | [5 empty] | Work Area
78157 | TAB-RTE-WA2 | TAB-Routine Work Area 2 | TAB-WORK-AREA-LIQ | TAB Work Area Liq | [5 empty] | Work Area
78158 | TAB-RTE-WA3 | TAB-Routine Work Area 3 | TAB-WORK-AREA-5 | Work Area 5 | [5 empty] | Work Area
78159 | TAB-RTE-WA4 | TAB-Routine Work Area 4 | TAB-WORK-AREA-4 | Work Area 4 | [5 empty] | Work Area
78160 | TAB-RTE-WA5 | TAB-Routine Work Area 5 | TAB-WORK-AREA-5 | Work Area 5 | [5 empty] | Work Area
78161 | TAB-RTE-WA6 | TAB-Routine Work Area 6 | TAB-WORK-AREA-6 | Work Area 6 | [5 empty] | Work Area
78162 | TAB-RTE-WA6 | TAB-Routine Work Area 6 | TAB-WORK-AREA-SEO | TAB Work Area SEO | [5 empty] | Work Area
78163 | TAB-RTE-WA7 | TAB-Routine Work Area 7 | TAB-WORK-AREA-7 | Work Area 7 | [5 empty] | Work Area
78164 | TAB-RTE-WA8 | TAB-Routine Work Area 8 | TAB-WORK-AREA-8 | Electrical Sub- Stations | [5 empty] | Work Area
78386 | TAB-SA-V-1010 | valve, Pressure Relief | TAB-SA-T-1010 | Air Receiver Tank, Dewateringl Bldg. | Valve,Pressure Relief |  |  | V |  | Equipment Location
78796 | TAB-SLD | Sludge Drying - Pelletization (OPERATED BY VEOLIA) | TAB-WORK-AREA-SOL | TAB Work Area Sol | [5 empty] | Process
78798 | TAB-SLD-STRC | Pelletizer Bldg - Building Services, Drains, Electrical Service(110/220V), Lighting, Plumbing | TAB-SLD | Sludge Drying - Pelletization (OPERATED BY VEOLIA) | [5 empty] | Equipment Location
78817 | TAB-SLO-BIO | Odour Control Facility-WA4 | TAB-SLO-LOADING | Sludge Loading - Bio-Solids | Filter |  |  |  |  | Equipment Location
78818 | TAB-SLO-BIO | Odour Control Facility-WA4 | TAB-WORK-AREA-4 | Work Area 4 | Filter |  |  |  |  | Equipment Location
78892 | TAB-SLO-FN | Fans, Odour Control Building | TAB-SLO-LOADING | Sludge Loading - Bio-Solids | Fan |  |  |  |  | Obsolete Entity
78905 | TAB-SLO-INQ | Sludge Loading & Odour Control - Bio-Solids - Instrument Equipment | TAB-SLO-LOADING | Sludge Loading - Bio-Solids | [5 empty] | Instrumentation Equipment
78912 | TAB-SLO-LOADING | Sludge Loading - Bio-Solids | TAB-WORK-AREA-4 | Work Area 4 | [5 empty] | Process
78952 | TAB-SLO-PIP | Sludge Transfer Pipe Lubrication | TAB-SLO-LOADING | Sludge Loading - Bio-Solids | [5 empty] | Equipment Location
78974 | TAB-SLO-RPU | Sludge Loading & Odour Control - Bio-Solids - RPUs | TAB-SLO-INQ | Sludge Loading & Odour Control - Bio-Solids - Instrument Equipment | [5 empty] | Instrumentation Equipment
78981 | TAB-SLO-SES | TABWA4 Health and Safety Equipment | TAB-WORK-AREA-4 | Work Area 4 | [5 empty] | Equipment Location
78983 | TAB-SLO-SILO | Sludge Transfer & Silos | TAB-SLO-LOADING | Sludge Loading - Bio-Solids | [5 empty] | Process
78984 | TAB-SLO-SILO | Sludge Transfer & Silos | TAB-WORK-AREA-4 | Work Area 4 | [5 empty] | Process
78996 | TAB-SLO-STRC | Sludge Loading & Odour Control - Facilities | TAB-SLO-LOADING | Sludge Loading - Bio-Solids | [5 empty] | Sub-Process
79010 | TAB-SLO-V | Compressed Air Equipment, Truck Loading | TAB-SLO-TLF | Biosolid Truck Loadout | [5 empty] | Equipment Location
79128 | TAB-SLO-WSC | Weigh Scale, Truck Loading | TAB-SLO-TLF | Biosolid Truck Loadout | [5 empty] | Equipment Location
79130 | TAB-SPC | Process Control Systems - Services Area | TAB | Ashbridges Bay Treatment Plant | [5 empty] | Work Area
79133 | TAB-SPC-COM | Communications Equipment Location | TAB-THK-INQ | Floatation - Instrumentation Equipment | [5 empty] | Equipment Location
79143 | TAB-SPC1 | Process Control Systems - Administrative | TAB | Ashbridges Bay Treatment Plant | [5 empty] | Sub Area
79144 | TAB-SPC1 | Process Control Systems - Administrative | TAB-SPC | Process Control Systems - Services Area | [5 empty] | Sub Area
79148 | TAB-STORE | Computer Storage Location | TAB-EUS | Production & End User Support | [5 empty] | Equipment Location
79149 | TAB-STR | TAB-STR | TAB-WORK-AREA-2 | Work Area 2 | [5 empty] | Process
79214 | TAB-STR-ANL-0100 | Portable Meters | TAB-STR-SQ | WA2 Safety Equipment,lifting devices, ladders, Eye Wash station, First Aid Kits, Lock out stations |  |  |  | ANL |  | Equipment Location
79215 | TAB-STR-BL | Process Air Blowers & Lube Oil Pumps | TAB-WORK-AREA-2 | Work Area 2 | [5 empty] | Process
79224 | TAB-STR-BL-LUBE | Blower Lube Oil Transfer Pumps, Blowers 1-5 & 7-9 | TAB-STR-BL | Process Air Blowers & Lube Oil Pumps | [5 empty] | Equipment Location
79338 | TAB-STR-ELQ | Blower Building - Power Distribution & Electrical Equipment | TAB-AER-BL | Blower Building | [5 empty] | Equipment Location
79449 | TAB-STR-G | Sluice Gates, Effluent/Outfall | TAB-WORK-AREA-2 | Work Area 2 | [5 empty] | Process
79485 | TAB-STR-INQ | WA1 Instrumentation & Safety Equipment (Gas Monitors) | TAB-WORK-AREA-1 | Work Area 1 | [5 empty] | Instrumentation Equipment
79486 | TAB-STR-INQ | WA1 Instrumentation & Safety Equipment (Gas Monitors) | TAB-WORK-AREA-LIQ | TAB Work Area Liq | [5 empty] | Instrumentation Equipment
79603 | TAB-STR-P-RAS | Aeration Gallery - Return Activated Sludge Pumps | TAB-AER | Aeration Gallery | [5 empty] | Equipment Location
79632 | TAB-STR-RPU | Aeration Gallery - RPUs | TAB-AER-INQ | Aeration - WA2 Instrumentation Equipment | [5 empty] | Equipment Location
79650 | TAB-STR-SA | Service air Equipments | TAB-AER-BL | Blower Building | [5 empty] | Equipment Location
79651 | TAB-STR-SP | Aeration, Sampler Settled Sewage | TAB-AER-INQ | Aeration - WA2 Instrumentation Equipment | [5 empty] | Equipment Location
79676 | TAB-STR-STRC | Blower Bldg Services - Drains, Electrical Service(110/220V), Lighting, Plumbing | TAB-AER-BL | Blower Building | [5 empty] | Equipment Location
80026 | TAB-STR-V-IF | WAS Line Valve In Field (Distribution) | TAB-STR-RAS/WAS | Return & Waste Activated Sludge Header | [5 empty] | Equipment Location
80027 | TAB-STR-VALVES | Aeration Tanks - Process Air Headers Valves & Actuators | TAB-AER-BL | Blower Building | [5 empty] | Equipment Location
80038 | TAB-STR2 | Secondary Treatment - Clarifiers | TAB-WORK-AREA-2 | Work Area 2 | [5 empty] | Process
80039 | TAB-STR2 | Secondary Treatment - Clarifiers | TAB-WORK-AREA-LIQ | TAB Work Area Liq | [5 empty] | Process
80042 | TAB-T BLDG | Building Location | TAB-SPC2 | Process Control Systems - Equipment | [5 empty] | Process
80044 | TAB-THK | Floatation | TAB-WORK-AREA-5 | Work Area 5 | [5 empty] | Process
80047 | TAB-THK-ANL | Analyzer, Rise Rate | TAB-THK-INQ | Floatation - Instrumentation Equipment | [5 empty] | Equipment Location
80057 | TAB-THK-CT | Controller, Uni-Sonic | TAB-THK-INQ | Floatation - Instrumentation Equipment | [5 empty] | Equipment Location
80098 | TAB-THK-ELQ | Floatation - Electrical Equipment | TAB-THK | Floatation | [5 empty] | Equipment Location
80137 | TAB-THK-INQ | Floatation - Instrumentation Equipment | TAB-THK | Floatation | [5 empty] | Sub-Process
80178 | TAB-THK-P-SUMP | Sump Pumps, Floatation | TAB-THK-STRC | THK-STRC | [5 empty] | Equipment Location
80197 | TAB-THK-POL | Polymer System | TAB-WORK-AREA-SOL | TAB Work Area Sol | [5 empty] | Process
80212 | TAB-THK-RPU | RPU Location | TAB-THK-INQ | Floatation - Instrumentation Equipment | [5 empty] | Equipment Location
80219 | TAB-THK-SP | Auto sampler | TAB-THK-INQ | Floatation - Instrumentation Equipment | [5 empty] | Equipment Location
80220 | TAB-THK-SQ | WA5 Safety Equipment | TAB-THK | Floatation | [5 empty] | Equipment Location
80400 | TAB-THK-V-ROUT | Routing Valves | TAB-THK | Floatation | [5 empty] | Equipment Location
80401 | TAB-THK-V-TRANSF | Transfer Valves to Digester | TAB-THK | Floatation | [5 empty] | Equipment Location
80411 | TAB-WA1-AR-0001 | Alternate Rate, Work Area 1 | TAB-WA1 | Common to WA1 - Safety, Bldg. Services, , etc. |  |  |  | AR |  | Building Service
80413 | TAB-WA1-IR-RTE | WA1 IR route | TAB-ELS-ROUTES | Top-level hierarchy for generic entities that represent muliti-equipment inspection routes | [5 empty] | Electrical Equipment
80460 | TAB-WA1-SQ | Safety Equipment & Supplies Common to WA1 | TAB-WA1 | Common to WA1 - Safety, Bldg. Services, , etc. | [5 empty] | Sub-Process
80636 | TAB-WA1-TRG-0001 | WA1 Staff training | TAB-WA1 | Common to WA1 - Safety, Bldg. Services, , etc. |  |  |  | TRG |  | Building Service
80638 | TAB-WA2-ADM-0001 | Admin. Work- Work Area 2 | TAB-WORK-AREA-LIQ | TAB Work Area Liq |  |  |  | ADM |  | Process
80639 | TAB-WA2-AR-0001 | TAB WA2 Alternate Rate | TAB-WA2-ADM-0001 | Admin. Work- Work Area 2 |  |  |  | AR |  | Building Service
80642 | TAB-WA2-IR-RTE | WA2 IR route | TAB-ELS-ROUTES | Top-level hierarchy for generic entities that represent muliti-equipment inspection routes | [5 empty] | Electrical Equipment
80744 | TAB-WA2-TRG-0001 | WA2 Staff training | TAB-STR-STRC | Blower Bldg Services - Drains, Electrical Service(110/220V), Lighting, Plumbing |  |  |  | TRG |  | Building Service
80746 | TAB-WA3-IR-RTE | WA3 IR route | TAB-ELS-ROUTES | Top-level hierarchy for generic entities that represent muliti-equipment inspection routes | [5 empty] | Electrical Equipment
80792 | TAB-WA3-TRG-0001 | WA3 Staff Training | TAB-WORK-AREA-SOL | TAB Work Area Sol |  |  |  | TRG |  | Building Service
80793 | TAB-WA4-ELS | WA4 Electric Equipments | 50588 | WA4 common to Work Area | [5 empty] | Equipment Location
80794 | TAB-WA4-ELS | WA4 Electric Equipments | TAB-WORK-AREA-SOL | TAB Work Area Sol | [5 empty] | Equipment Location
80795 | TAB-WA4-IR-RTE | WA4 IR route | TAB-ELS-ROUTES | Top-level hierarchy for generic entities that represent muliti-equipment inspection routes | [5 empty] | Electrical Equipment
80796 | TAB-WA4-IR-RTE | WA4 IR route | TAB-WA4-ELS | WA4 Electric Equipments | [5 empty] | Electrical Equipment
80812 | TAB-WA4-P-0001 | WA4 Sump Pumps | TAB-WORK-AREA-SOL | TAB Work Area Sol |  |  |  | P |  | Equipment Location
80877 | TAB-WA4-TRG-0001 | WA4 Staff Training | 50588 | WA4 common to Work Area |  |  |  | TRG |  | Building Service
80880 | TAB-WA5-ELS | WA5 Electric Equipments | TAB-WORK-AREA-SOL | TAB Work Area Sol | [5 empty] | Equipment Location
80895 | TAB-WA5-SQ | WA5 Safety Equipment | TAB-WORK-AREA-5 | Work Area 5 | [5 empty] | Equipment Location
80896 | TAB-WA5-SQ | WA5 Safety Equipment | TAB-WORK-AREA-SOL | TAB Work Area Sol | [5 empty] | Equipment Location
80994 | TAB-WA5-TRG-0001 | WA5 Staff Training | TAB-DIG-STRC | Digestion Pipe Gallery - Drains, Walls, Lighting, Bldg, Services, PA System, Plumbing, Safety Equipments |  |  |  | TRG |  | Building Service
80995 | TAB-WA6 | Common to Projects, Bldg. Services, Z Building | TAB-WORK-AREA-6 | Work Area 6 | [5 empty] | Process
80996 | TAB-WA6 | Common to Projects, Bldg. Services, Z Building | TAB-WORK-AREA-SEO | TAB Work Area SEO | [5 empty] | Process
81001 | TAB-WA6-IR-RTE | WA6 IR route | TAB-ELS-ROUTES | Top-level hierarchy for generic entities that represent muliti-equipment inspection routes | [5 empty] | Electrical Equipment
81016 | TAB-WA6-SQ | WA6 Safety Equipment | TAB-WORK-AREA-6 | Work Area 6 | [5 empty] | Equipment Location
81076 | TAB-WA6-TRG-0001 | WA6 Staff Training | TAB-WA6 | Common to Projects, Bldg. Services, Z Building |  |  |  | TRG |  | Building Service
81108 | TAB-WA7-MCS | Plant Miscellaneous Assets | TAB-WORK-AREA-WWPW | TAB Work Area WWPW | [5 empty] | Process
81122 | TAB-WA7-TRG-0001 | WA7 Staff Training | TAB-GRK | Grounds Equipment, Building Services-WA7 |  |  |  | TRG |  | Building Service
81125 | TAB-WA8-INQ | Instrument Equipment | TAB-WORK-AREA-8 | Electrical Sub- Stations | [5 empty] | Instrumentation Equipment
81126 | TAB-WA8-IR-RTE | WA8 IR route | TAB-ELS-ROUTES | Top-level hierarchy for generic entities that represent muliti-equipment inspection routes | [5 empty] | Electrical Equipment
81136 | TAB-WA8-TRG-0001 | WA8 Staff Training | TAB-WA8 | Common to WA8 Bldg. Services |  |  |  | TRG |  | Building Service
81138 | TAB-WB | West Bypass | TAB-DIS-OF | Disinfection - Out Fall | [5 empty] | Equipment Location
81139 | TAB-WGB BLDG | Building Location | TAB-SPC | Process Control Systems - Services Area | [5 empty] | Process
81140 | TAB-WORK-AREA-1 | Work Area 1 | TAB | Ashbridges Bay Treatment Plant |  |  |  | AREA |  | Work Area
81141 | TAB-WORK-AREA-4 | Work Area 4 | TAB | Ashbridges Bay Treatment Plant |  |  |  | AREA |  | Work Area
81142 | TAB-WORK-AREA-5 | Work Area 5 | TAB | Ashbridges Bay Treatment Plant |  |  |  | AREA |  | Work Area
81143 | TAB-WORK-AREA-6 | Work Area 6 | TAB | Ashbridges Bay Treatment Plant |  |  |  | AREA |  | Work Area
81144 | TAB-WORK-AREA-8 | Electrical Sub- Stations | TAB | Ashbridges Bay Treatment Plant |  |  |  | AREA |  | Work Area
81145 | TAB-WORK-AREA-LIQ | TAB Work Area Liq | TAB | Ashbridges Bay Treatment Plant | [5 empty] | Work Area
81146 | TAB-Z BLDG | Building Location | TAB-SPC | Process Control Systems - Services Area | [5 empty] | Process
81265 | TAB_EL1_13.8KV_JUNCT EQUP | Electrical Junction Equipment,13.8KV | TAB_EL1_13.8KV | Electrical,13.8KV,North Substation | [5 empty] | Electrical Equipment
81266 | TAB_EL1_4.16KV_ELECABS | Electrical Distribution Cabinets,4.16KV,North Substation | TAB_EL1_4.16KV | Electrical,4.16KV,North Substation | [5 empty] | Electrical Equipment
81267 | TAB_EL1_NS | Electrical Distribution,North Substation | TAB-ELS-NORTH | North Substation | [5 empty] | Division
81268 | TAB_RUU_13.8KV | Electrical,13.8KV,Tunnel Substation | TAB_EL1_NS | Electrical Distribution,North Substation | [5 empty] | Division
81269 | TAB_RUU_13.8KV_ELECABS | Electrical Distribution Cabinets,13.8KV,Tunnel Substation | TAB_RUU_13.8KV | Electrical,13.8KV,Tunnel Substation | [5 empty] | Electrical Equipment
81328 | THC COMMUNICATIONS | THC Communications | THC-SPC1 | Process Control Systems - Administrative | [5 empty] | Process
81329 | THC SCADA SUPPORT | THC SCADA Support | THC-SPC1 | Process Control Systems - Administrative | [5 empty] | Process
81640 | THC-ACC-DM-1052 | Damper,Motorized | THC-PRM-BLDG-HPU0010 | HPU Building 10 |  |  |  | DM |  | Division
81946 | THC-ACC-FN-4006 | Fan, Exhaust, SW Plant, Tunnel T12 | THC-ACC-TUNNEL | Plant Tunnels, HVAC |  |  |  | FN |  | Division
82189 | THC-ACC-HTR-1000 | Heater, Electric, SW Plant, Tunnel 15, AHT-15B | THC-ACC-TUNNEL | Plant Tunnels, HVAC |  |  |  | HTR |  | Division
82192 | THC-ACC-HTR-4007 | Heater, Hydronic Unit Heater, SW Tunnel T12 | THC-ACC-TUNNEL | Plant Tunnels, HVAC |  |  |  | HTR |  | Division
82196 | THC-ACC-HTR-4012 | Heater, Electric Unit Heater, HPU Building 10, SW Plant | THC-PRM-BLDG-HPU0010 | HPU Building 10 |  |  |  | HTR |  | Division
82205 | THC-ACC-HTR-5000 | Heater, Hydronic Unit Heater, SE Access House Tunnel 33A | THC-ACC-TUNNEL | Plant Tunnels, HVAC |  |  |  | HTR |  | Division
82638 | THC-ACC-TSH-1080 | Switch, Temperature, High, Exhaust Fan Motor | THC-ACC-FN-1080 | Fan, Exhaust, PC10 HPU Building |  |  |  | TSH |  | Division
82888 | TAB-ADMIN | Tab Admin | TAB | Ashbridges Bay Treatment Plant | [5 empty] | Work Area
82889 | TAB-ADMIN BLDG | Building Location | TAB-SPC2 | Process Control Systems - Equipment | [5 empty] | Process
82890 | TAB-ADMIN-BLDG | Building Location | TAB-EUS | Production & End User Support | [5 empty] | Process
82891 | TAB-ADMIN-TRG-0001 | Admin Staff Training | TAB-ADMIN | Tab Admin |  |  |  | TRG |  | Building Service
82892 | TAB-AER | Aeration Gallery | TAB-WORK-AREA-LIQ | TAB Work Area Liq | [5 empty] | Process
82893 | TAB-AER-BL | Blower Building | TAB-WORK-AREA-2 | Work Area 2 | [5 empty] | Process
82895 | TAB-AER-ELQ | Aeration - Electrical Equipment | TAB-AER | Aeration Gallery | [5 empty] | Equipment Location
82996 | TAB-AER-P | Aeration Gallery - Sump Pumps | TAB-AER | Aeration Gallery | [5 empty] | Equipment Location
82997 | TAB-AER-PRJ-0005 | Upgrades, Aeration Tanks | TAB-AER | Aeration Gallery |  |  |  | PRJ |  | Mechanical Equipment
82998 | TAB-AER-SB | Aeration Odour Control | TAB-WORK-AREA-2 | Work Area 2 | [5 empty] | Process
82999 | TAB-AER-SB | Aeration Odour Control | TAB-WORK-AREA-LIQ | TAB Work Area Liq | [5 empty] | Process
83008 | TAB-AI | Local Compressed Air Equipment | TAB-WORK-AREA-SEO | TAB Work Area SEO | [5 empty] | Process
83009 | TAB-AI FLOATATION | Air Equipment, Floatation Building | TAB-AI | Local Compressed Air Equipment | [5 empty] | Equipment Location
83010 | TAB-AI FLOATATION | Air Equipment, Floatation Building | TAB-WORK-AREA-SEO | TAB Work Area SEO | [5 empty] | Equipment Location
83011 | TAB-AI-S-10 | Z Building Air Equipment | TAB-WORK-AREA-SEO | TAB Work Area SEO |  |  |  | S |  | Equipment Location
83013 | TAB-AUX BLDG | Building Location | TAB-SPC | Process Control Systems - Services Area | [5 empty] | Process
83217 | THC-ADMIN BLDG | Building Location | THC-SPC | Process Control Systems - Services Area | [5 empty] | Process
83218 | THC-ADMIN-BLDG | Building Location | THC-EUS | Production & End User Support | [5 empty] | Process
83219 | THC-ADMIN-BLDG | Building Location | THC-ITM | Integrated Technology Management | [5 empty] | Process
83220 | THC-AER | AerationTreatment Process | THC-STR | Secondary Treatment | [5 empty] | Sub-Process
83253 | THC-AER-BL-7100-I-IV | Blower, Aeration System | THC-AER-PHASE I-IV | AerationTreatment |  |  |  | BL |  | Equipment Location
83254 | THC-AER-BL-7200-I-IV | Blower, Aeration System | THC-AER-PHASE I-IV | AerationTreatment |  |  |  | BL |  | Equipment Location
83256 | THC-AER-BL-7300-I-IV | Blower, Aeration System | THC-AER-PHASE I-IV | AerationTreatment |  |  |  | BL |  | Equipment Location
83257 | THC-AER-BL-7400-I-IV | Blower, Aeration System | THC-AER-PHASE I-IV | AerationTreatment |  |  |  | BL |  | Equipment Location
83363 | TAB-AUXILIARY-BLDG | Building Location | TAB-EUS | Production & End User Support | [5 empty] | Process
83366 | TAB-BIOSOLIDS BLDG | Building Location | TAB-SPC2 | Process Control Systems - Equipment | [5 empty] | Process
83389 | THC-AER-M-7170 | Motor, Blower, Aeration | THC-AER-BL-7100-I-IV | Blower, Aeration System | Motor,AC,Induction |  |  | M |  | Electrical Equipment
83391 | THC-AER-M-7270 | Motor, Blower, Aeration | THC-AER-BL-7200-I-IV | Blower, Aeration System | Motor,AC,Induction |  |  | M |  | Electrical Equipment
83392 | THC-AER-M-7370 | Motor, Blower, Aeration | THC-AER-BL-7300-I-IV | Blower, Aeration System | Motor,AC,Induction |  |  | M |  | Electrical Equipment
83394 | THC-AER-M-7470 | Motor, Blower, Aeration | THC-AER-BL-7400-I-IV | Blower, Aeration System | Motor,AC,Induction |  |  | M |  | Electrical Equipment
83417 | THC-AER-PHASE I-IV | AerationTreatment | THC-AER | AerationTreatment Process | [5 empty] | Equipment Location
83449 | TAB-BLOWER BLDG | Building Location | TAB-SPC | Process Control Systems - Services Area | [5 empty] | Process
83527 | TAB-BLOWER-BLDG | Building Location | TAB-EUS | Production & End User Support | [5 empty] | Process
83528 | TAB-CAP-0014 | UV -Disinfection Project | TAB-WA6 | Common to Projects, Bldg. Services, Z Building |  |  |  | CAP |  | Electrical Equipment
83529 | TAB-CAP-PRJ-0001 | D-Building Upgrades | TAB | Ashbridges Bay Treatment Plant |  |  |  | PRJ |  | Mechanical Equipment
83530 | TAB-CAP-PRJ-0002 | M&T Building Upgrades | TAB-PLT | Preliminary Treatment |  |  |  | PRJ |  | Mechanical Equipment
83531 | TAB-CAP-PRJ-0002 | M&T Building Upgrades | TAB-WORK-AREA-1 | Work Area 1 |  |  |  | PRJ |  | Mechanical Equipment
83532 | TAB-CAP-PRJ-0003 | Odour Control Upgrades | TAB-AER-STRC | Building Services, Safety, Drains & Plumbing - Air Emission Houses |  |  |  | PRJ |  | Mechanical Equipment
83533 | TAB-CAP-PRJ-0004 | Bio- Solids Upgrades | TAB-SUSPENDED ENTITY | Suspended entities |  |  |  | PRJ |  | Obsolete Entity
83534 | TAB-CAP-PRJ-0005 | P-Building Upgrades | TAB-PLT | Preliminary Treatment |  |  |  | PRJ |  | Mechanical Equipment
83535 | TAB-CAP-PRJ-0006 | East & West Electrical Control Room Upgrades | TAB-WORK-AREA-2 | Work Area 2 |  |  |  | PRJ |  | Mechanical Equipment
83536 | TAB-CAP-PRJ-0007 | Primary &Secondary Clarifier Upgrades | TAB-PLT | Preliminary Treatment |  |  |  | PRJ |  | Mechanical Equipment
83537 | TAB-CAP-PRJ-0007 | Primary &Secondary Clarifier Upgrades | TAB-WORK-AREA-1 | Work Area 1 |  |  |  | PRJ |  | Mechanical Equipment
83538 | TAB-CAP-PRJ-0008 | Electrical Equipment Assesment- Capital project | TAB-STR-STRC | Blower Bldg Services - Drains, Electrical Service(110/220V), Lighting, Plumbing |  |  |  | PRJ |  | Electrical Equipment
83539 | TAB-CAP-PRJ-0014 | UV -Disinfection Project | TAB-WA6 | Common to Projects, Bldg. Services, Z Building |  |  |  | PRJ |  | Electrical Equipment
83540 | TAB-CAP-PRJ-0015 | ECAP 4 North Susbstion | TAB-WA6 | Common to Projects, Bldg. Services, Z Building |  |  |  | PRJ |  | Electrical Equipment
83541 | TAB-CAP-PRJ-0018 | IPS Project | TAB-WA6 | Common to Projects, Bldg. Services, Z Building |  |  |  | PRJ |  | Mechanical Equipment
83546 | TAB-CHLORINATION BLD | Building Location | TAB-SPC | Process Control Systems - Services Area | [5 empty] | Process
83547 | TAB-CMS | CMS Work Orders | TAB-WORK-AREA-7 | Work Area 7 | [5 empty] | Process
83548 | TAB-CMS | CMS Work Orders | TAB-WORK-AREA-WWPW | TAB Work Area WWPW | [5 empty] | Process
83815 | THC-BLOWER-BLDG | Building Location | THC-EUS | Production & End User Support | [5 empty] | Process
83816 | THC-BOILER-BLDG | Building Location | THC-EUS | Production & End User Support | [5 empty] | Process
83817 | THC-CAP-16ECS-MI-01HC | THC Capital Works, Tunnel Concrete Repairs, Contract # 16ECS-MI-01HC | THC-CAP-WA2 | THC WA2 Capital Projects |  |  | 37921 | CAP |  | Sub-sub-process
83818 | THC-CAP-16ECS-MI-01HC | THC Capital Works, Tunnel Concrete Repairs, Contract # 16ECS-MI-01HC | THC-SUSPENDED | Suspended entity |  |  | 37921 | CAP |  | Sub-sub-process
83819 | THC-CAP-BTU-13FS-08WP | THC Capital Works, Biosolids Treatment Upgrade (Incinerator), Contract # 13FS-08WP | THC-CAP-WA1 | THC WA1 Capital Projects |  |  | 37922 | BTU |  | Sub-sub-process
83820 | THC-CAP-BTU-13FS-08WP | THC Capital Works, Biosolids Treatment Upgrade (Incinerator), Contract # 13FS-08WP | THC-SUSPENDED | Suspended entity |  |  | 37922 | BTU |  | Sub-sub-process
83821 | THC-CAP-PLC-9117-14-7076 | THC Capital Works, PLC Platform Migration and Upgrades Project, RFP # 9117-14-7076 | THC-CAP-WA2 | THC WA2 Capital Projects |  |  | 37923 | PLC |  | Sub-sub-process
83822 | THC-CAP-WA1 | THC WA1 Capital Projects | THCSLDMNT | THC Solids Maintenance | [5 empty] | Sub Area
83823 | THC-CAP-WA3 | THC WA3 Capital Projects | THCLIQOPS | THC Liquids Operations | [5 empty] | Sub Area
83824 | THC-CBM | THC-Condition Based Monitoring | THC-GRK-MCS | Mechanical Services | [5 empty] | Sub-Process
83825 | THC-CBM-0001 | THC-Condition Based Monitoring (virtual entity) used to repair entity links and activity lists | THC | Highland Creek Treatment Plant |  |  |  | CBM |  | Instrumentation Equipment
83826 | THC-CBM-0001 | THC-Condition Based Monitoring (virtual entity) used to repair entity links and activity lists | THC-CBM | THC-Condition Based Monitoring |  |  |  | CBM |  | Instrumentation Equipment
83828 | THC-CHLORINE-BLDG | Building Location | THC-EUS | Production & End User Support | [5 empty] | Process
84106 | THC-CWP-DEU-0001 | THC Capital Works Project Disinfection and Electrical Upgrades 21ECS-MI-01HC | THC-CAP-WA2 | THC WA2 Capital Projects |  |  |  | DEU |  | Sub-sub-process
84107 | THC-CWP-FBI | THC Capital Works, Fluidizide Bed Incineration, Contract # 20ECS-MI-03HC/9117-20-7137;9117-18-7202;21ECS-MI-05HC | THC-CAP-WA1 | THC WA1 Capital Projects | [5 empty] | Sub-sub-process
84108 | THC-CWP-HEADWKS&OCS | THC Capital Works, Headworks and Odour Control Upgrades, Contract # 13FS-16WP | THC-CAP-WA2 | THC WA2 Capital Projects | [5 empty] | Sub-sub-process
84109 | THC-CWP-LTU CONTRACT1 | THC Capital Works, Liquid Train Upgrades - Contract 1, Contract # 18ECS-MI-01HC | THC-CAP-WA2 | THC WA2 Capital Projects | [5 empty] | Sub-sub-process
84248 | THC-DCL-SBS | Dechlorination -Outfall SBS System | THC-DCL | Dechlorination Process | [5 empty] | Sub-Process
84433 | THC-DECHLORINE BLDG | Building Location | THC-SPC | Process Control Systems - Services Area | [5 empty] | Process
84434 | THC-DEW | Dewatering Process | THCSLDMNT | THC Solids Maintenance | [5 empty] | Process
84462 | THC-DEW-BLEND | Sludge Blending System | THC-DEW-SOLIDS | Solids Treatment, System Dewatering | [5 empty] | Sub-sub-process
84463 | THC-DEW-CENTRATE | Centrate System Dewatering | THC-DEW | Dewatering Process | [5 empty] | Sub-Process
84464 | THC-DEW-CF | Sludge Dewatering, Centrifuge CF-1100/1200/1300/1400/1500 | THC-DEW-SOLIDS | Solids Treatment, System Dewatering | [5 empty] | Sub-sub-process
84466 | THC-DEW-CF-0312/0313 | Sludge Dewatering, Centrifuge CF-312/313 | THC-DEW-SOLIDS | Solids Treatment, System Dewatering |  |  | 35332 | CF |  | Sub-sub-process
84467 | THC-DEW-CF-0312/0313 | Sludge Dewatering, Centrifuge CF-312/313 | THC-SUSPENDED | Suspended entity |  |  | 35332 | CF |  | Sub-sub-process
84472 | THC-DEW-CF-1500/1600 | Sludge Dewatering, Centrifuge CF-1500/1600 | THC-DEW-SOLIDS | Solids Treatment, System Dewatering |  |  |  | CF |  | Sub-sub-process
84473 | THC-DEW-CONV | Conveyors System Dewatering | THC-DEW | Dewatering Process | [5 empty] | Sub-Process
84539 | TAB-D BLDG | Building Location | TAB-SPC2 | Process Control Systems - Equipment | [5 empty] | Process
84562 | THC-DEW-HOLD TANK | Dewatering-Sludge Holding Tanks | THCSLDMNT | THC Solids Maintenance | [5 empty] | Process
84694 | THC-DEW-POL | Polymer System Dewatering | THC-DEW | Dewatering Process | [5 empty] | Sub-Process
84706 | THC-DEW-RPU | Incineration RPUs | THC-INC | Incineration Process | [5 empty] | Equipment Location
84730 | THC-DEW-SOLIDS | Solids Treatment, System Dewatering | THC-DEW | Dewatering Process | [5 empty] | Sub-Process
85125 | THC-DIG | Digestion | THCSLDMNT | THC Solids Maintenance | [5 empty] | Process
85126 | THC-DIG-0400 | Eliminated Role: Digester 0400 | THC-DIG-DIGESTERS | Primary Anerobic Digesters 0400-0700 |  |  | 40439 | DIG |  | Equipment Location
85127 | THC-DIG-0600 | Eliminated Role: Digester 0600 | THC-DIG-DIGESTERS | Primary Anerobic Digesters 0400-0700 |  |  | 40441 | DIG |  | Equipment Location
85128 | THC-DIG-0700 | Eliminated Role: Digester 0700 | THC-SUS | THC records of assets and roles that are no longer in service or exists |  |  | 40442 | DIG |  | Equipment Location
85150 | THC-DIG-BURNERS | Waste Gas Burners | THC-DIG | Digestion | [5 empty] | Sub-Process
85162 | THC-DIG-C-BOOST-3100 | Eliminated Role: Compressors Unit, Gas Booster, Digester 0400-0700 | THC-DIG-DIGESTERS | Primary Anerobic Digesters 0400-0700 |  |  | 40432 | BOOST |  | Equipment Location
85163 | THC-DIG-C-BOOST-3100 | Eliminated Role: Compressors Unit, Gas Booster, Digester 0400-0700 | THC-SUS | THC records of assets and roles that are no longer in service or exists |  |  | 40432 | BOOST |  | Equipment Location
85164 | THC-DIG-C-BOOST-3200 | Eliminated Role: Compressors Unit, Gas Booster, Digester 0400-0700 | THC-DIG-DIGESTERS | Primary Anerobic Digesters 0400-0700 |  |  | 40431 | BOOST |  | Equipment Location
85165 | THC-DIG-C-BOOST-3300 | Eliminated Role: Compressors Unit, Gas Booster, Digester 0400-0700 | THC-DIG-DIGESTERS | Primary Anerobic Digesters 0400-0700 |  |  | 40430 | BOOST |  | Equipment Location
85188 | THC-DIG-DIGESTERS | Primary Anerobic Digesters 0400-0700 | THC-DIG | Digestion | [5 empty] | Sub-Process
85248 | TAB-DEW EQUAL OCS | Equalization Tank Odour Control System | TAB-WORK-AREA-SOL | TAB Work Area Sol | [5 empty] | Equipment Location
85249 | TAB-DEW POLYMER DIS | Polymer Solution Distribution System( To be suspended) | TAB-SUSPENDED ENTITY | Suspended entities |  |  | 33656 |  |  | Obsolete Entity
85250 | TAB-DEW POLYMER DIST | Polymer Solution Distribution System | TAB-DEW-POLYMER | Dewatering Polymer System | [5 empty] | Sub-Process
85251 | TAB-DEW SUMP | Dewatering Bldg - Sump Pumps | TAB-WORK-AREA-SOL | TAB Work Area Sol | [5 empty] | Equipment Location
85315 | TAB-DEW-DRV-0045 | Drive, VFD, Polymer Feed Pump #1 | TAB-DEW-P-3310 | Pump, Polymer Solution Feed #1 |  |  |  | DRV |  | Electrical Equipment
85316 | TAB-DEW-DRV-0046 | Drive, VFD, Polymer Pump # 1 | TAB-DEW-P-3320 | Pump , Polymer Solution Feed #2 |  |  |  | DRV |  | Electrical Equipment
85317 | TAB-DEW-DRV-0047 | Drive, VFD, Polymer Pump # 3 | TAB-DEW-P-3330 | Pump, Polymer Solution Feed #3 |  |  |  | DRV |  | Electrical Equipment
85318 | TAB-DEW-DRV-0048 | Drive, VFD, Polymer Pump # 4 | TAB-DEW-P-3340 | Pump , Polymer Solution Feed #4 |  |  |  | DRV |  | Electrical Equipment
85319 | TAB-DEW-DRV-0049 | Drive, VFD, Polymer Pump # 5 | TAB-DEW-P-3350 | Pump , Polymer Solution Feed #5 |  |  |  | DRV |  | Electrical Equipment
85320 | TAB-DEW-DRV-0052 | Drive, VFD, Polymer Pump # 8 | TAB-DEW-P-3380 | Pump, Polymer Solution Feed #8 |  |  |  | DRV |  | Electrical Equipment
85321 | TAB-DEW-DRV-0053 | Drive, VFD, Polymer Pump # 9 | TAB-DEW-P-3410 | Pump, Polymer Solution Feed #9 |  |  |  | DRV |  | Electrical Equipment
85322 | TAB-DEW-DRV-0056 | Drive, VFD, Polymer Pump # 12 | TAB-DEW-P-3440 | Pump, Polymer Solution Feed #12 |  |  |  | DRV |  | Electrical Equipment
85323 | TAB-DEW-DRV-0058 | Drive, VFD, New Wet Well Pump # 2 | TAB-DEW-P-3502 | Pump, Decant #2 New Wet Well |  |  |  | DRV |  | Electrical Equipment
85324 | TAB-DEW-DRV-0059 | Drive, VFD, New Wet Well Pump # 3 | TAB-DEW-P-3503 | Pump, Decant #3, New Wet Well |  |  |  | DRV |  | Electrical Equipment
85326 | TAB-DEW-EQUALIZATION | Equalization Tank System | TAB-WORK-AREA-3 | Work Area 3 | [5 empty] | Process
85327 | TAB-DEW-EQUALIZATION | Equalization Tank System | TAB-WORK-AREA-SOL | TAB Work Area Sol | [5 empty] | Process
85517 | THC-DIG-INSTRUMENT | DIG Instrumentation Equipment | THC-GHOST | THC Records that were created by mistake | Switch,Pressure-High |  |  |  |  | Instrumentation Equipment
85761 | THC-DIG-RS TRANSFER | Raw Sludge Transfering | THC-DEW-HOLD TANK | Dewatering-Sludge Holding Tanks | [5 empty] | Sub-Process
85841 | TAB-DEW-OCS | Odour Control | TAB-DEW SLUDGE FEED | Sludge Feed to Centrifuge System | [5 empty] | Sub-Process
86275 | TAB-DEW-POLYMER | Dewatering Polymer System | TAB-WORK-AREA-SOL | TAB Work Area Sol | [5 empty] | Process
86276 | TAB-DEW-PRJ-0001 | Cake Dryness Optimization Project | TAB-DEW CENTRIFUGES | Centrifuge Systems |  |  |  | PRJ |  | Mechanical Equipment
86456 | TAB-DEW-SERVICES | Dewatering Building Service & Safety Systems | TAB-WORK-AREA-3 | Work Area 3 | [5 empty] | Process
86487 | TAB-DEW-SERVICES | Dewatering Building Service & Safety Systems | TAB-WORK-AREA-SOL | TAB Work Area Sol | [5 empty] | Process
86634 | TAB-DEW-V | Dewatering - Sludge Routing Valves | TAB-WORK-AREA-5 | Work Area 5 | [5 empty] | Equipment Location
86826 | THC-DIS | Disinfection (Chlorination) Process | THCLIQMNT | THC Liquids Maintenance | [5 empty] | Process
87156 | THC-ELEC-SHOP | Computer Location | THC-OLD-SECTION-BLDG | Building Location | [5 empty] | Equipment Location
87257 | THC-ELS-COM-0001 | Communication Equipment/Telephone | THC-ELS-NETWORK | Network, Plant Wide |  |  |  | COM |  | Electrical Equipment
87266 | THC-ELS-ELQ-0001 | Electrical Services 110 - 220V | THC-GRK-ELS | Electrical Services, Maintenance- virtual entity | Building Service,Electrical 110 - 220 V |  |  | ELQ |  | Electrical Equipment
87267 | THC-ELS-ELQ-0001 | Electrical Services 110 - 220V | THC-GRK-MAINT | Building Maintenance | Building Service,Electrical 110 - 220 V |  |  | ELQ |  | Electrical Equipment
87272 | THC-ELS-INSPECTION | ESA Inspection plant wide | THC-GRK-ELS | Electrical Services, Maintenance- virtual entity | [5 empty] | Electrical Equipment
87421 | THC-ELS-MCC | MCC plant wide | THCLIQOPS | THC Liquids Operations | [5 empty] | Electrical Equipment
87516 | THC-ELS-PDP-0101C | Distribution Panel, Building A | THC-ELS-PS-0001-A | Primary Power Equipment, Building A | Control Panel,Electrical |  |  | PDP |  | Electrical Equipment
87520 | THC-ELS-PDP-0402 | Distribution Panel, Building B | THC-ELS-PS-0001-B | Primary Power Equipment, Building B | Control Panel,Electrical |  |  | PDP |  | Electrical Equipment
87521 | THC-ELS-PDP-0402A | Distribution Panel, Building A | THC-ELS-PS-0001-A | Primary Power Equipment, Building A | Control Panel,Electrical |  |  | PDP |  | Electrical Equipment
87522 | THC-ELS-PDP-0402B | Distribution Panel, Building A | THC-ELS-PS-0001-A | Primary Power Equipment, Building A | Control Panel,Electrical |  |  | PDP |  | Electrical Equipment
87523 | THC-ELS-PDP-0701 | Distribution Panel, Building L | THC-ELS-PS-0001-L | Primary Power Equipment, Building L | Control Panel,Electrical |  |  | PDP |  | Electrical Equipment
87524 | THC-ELS-PDP-0802 | Distribution Panel, Building L | THC-ELS-PS-0001-L | Primary Power Equipment, Building L | Control Panel,Electrical |  |  | PDP |  | Electrical Equipment
87526 | THC-ELS-PDP-1101A | Distribution Panel, Building H | THC-ELS-PS-0001-H | Primary Power Equipment, Building H | Control Panel,Electrical |  |  | PDP |  | Electrical Equipment
87527 | THC-ELS-PDP-1101B | Distribution Panel, Building S | THC-ELS-PS-0001-S | Primary Power Equipment, Building S | Control Panel,Electrical |  |  | PDP |  | Electrical Equipment
87533 | THC-ELS-PDP-1901 | Distribution Panel, Building K | THC-ELS-BLDG-0001 | Main Substation 4160V Switchgear THC-ELS-BUS-0101/0202 (Gas Insulated Switchgear Substation) Building K | Control Panel,Electrical |  |  | PDP |  | Electrical Equipment
87534 | THC-ELS-PDP-1901 | Distribution Panel, Building K | THC-ELS-PS-0001-K | Primary Power Equipment, Building K | Control Panel,Electrical |  |  | PDP |  | Electrical Equipment
87535 | THC-ELS-PDP-2002 | Distribution Panel, Building K | THC-ELS-PS-0001-K | Primary Power Equipment, Building K | Control Panel,Electrical |  |  | PDP |  | Electrical Equipment
87605 | THC-ELS-PS-0002 | Secondary Power Equipment | THC-GRK-ELS | Electrical Services, Maintenance- virtual entity |  |  |  | PS |  | Equipment Location
87606 | THC-ELS-PS-0002 | Secondary Power Equipment | THCLIQOPS | THC Liquids Operations |  |  |  | PS |  | Equipment Location
87607 | THC-ELS-PS-0002-A | Secondary Power Equipment, Building A | THC-ELS-PS-0002 | Secondary Power Equipment |  |  |  | PS |  | Equipment Location
87608 | THC-ELS-PS-0002-H | Secondary Power Equipment, Building H | THC-ELS-PS-0002 | Secondary Power Equipment |  |  |  | PS |  | Equipment Location
87609 | THC-ELS-PS-0002-K | Secondary Power Equipment, Building K | THC-ELS-PS-0002 | Secondary Power Equipment |  |  |  | PS |  | Equipment Location
87610 | THC-ELS-PS-0002-L | Secondary Power Equipment, Building L | THC-ELS-PS-0002 | Secondary Power Equipment |  |  |  | PS |  | Equipment Location
87613 | THC-ELS-RPU | RPU- Electrical Services, Maintenance- virtual entity | THC-GRK | Buildings & Grounds | [5 empty] | Electrical Equipment
87614 | THC-ELS-RPU | RPU- Electrical Services, Maintenance- virtual entity | THC-GRK-ELS | Electrical Services, Maintenance- virtual entity | [5 empty] | Electrical Equipment
87864 | THC-ELS-WR-0001-M | Receptacle 600 V, Building M | THC-ELS-PS-0001-M | Primary Power Equipment, Building M |  |  |  | WR |  | Electrical Equipment
88180 | THC-FT | Secondary Clarifiers | THC-STR | Secondary Treatment | [5 empty] | Sub-Process
88630 | THC-GRK-ELS-H | Building H | THC-GRK-ELS | Electrical Services, Maintenance- virtual entity | [5 empty] | Electrical Equipment
88631 | THC-GRK-ELS-H | Building H | THC-GRK-MAINT | Building Maintenance | [5 empty] | Electrical Equipment
88637 | THC-GRK-ELS-L | Building L | THC-GRK-ELS | Electrical Services, Maintenance- virtual entity | [5 empty] | Electrical Equipment
88638 | THC-GRK-ELS-L | Building L | THC-GRK-MAINT | Building Maintenance | [5 empty] | Electrical Equipment
88659 | THC-GRK-MCS | Mechanical Services | THCLIQOPS | THC Liquids Operations | [5 empty] | Sub-Process
88660 | THC-GRK-METR-0001 | Weather Station | THC-GRK-MAINT | Building Maintenance | Weather Station |  |  | METR |  | Instrumentation Equipment
88664 | THC-GRK-PRTY | Groundskeeping (CMS) | THC-GRK-MAINT | Building Maintenance | [5 empty] | Equipment Location
88714 | THC-HYGIENE-BLDG | Building Location | THC-EUS | Production & End User Support | [5 empty] | Process
88715 | THC-INC | Incineration Process | THCSLDMNT | THC Solids Maintenance | [5 empty] | Process
88788 | THC-INC-CHEMICAL SYSTEM | Incineration Process, FBI, Chemical System | THC-INC | Incineration Process | [5 empty] | Sub-Process
88811 | THC-INC-FLUE GAS SYSTEM | Incineration Process, FBI, Exhaust Flue Gas System | THC-INC | Incineration Process | [5 empty] | Sub-Process
88833 | THC-INC-LAG-0002 | Ash Lagoon, North | THC-INC | Incineration Process | Lagoon |  |  | LAG |  | Mechanical Equipment
89048 | TAB-DEW-V-C01 | Centrifuge 1 Centrate Line | CENTRATE | Centrate Collection | [5 empty] | Equipment Location
89049 | TAB-DEW-V-C02 | Centrifuge 2 Centrate Line | CENTRATE | Centrate Collection | [5 empty] | Equipment Location
89050 | TAB-DEW-V-C03 | Centrifuge 3 Centrate Line | CENTRATE | Centrate Collection | [5 empty] | Equipment Location
89051 | TAB-DEW-V-C03 | Centrifuge 3 Centrate Line | TAB-WORK-AREA-SOL | TAB Work Area Sol | [5 empty] | Equipment Location
89052 | TAB-DEW-V-C04 | Centrifuge 4 Centrate Line | TAB-WORK-AREA-SOL | TAB Work Area Sol | [5 empty] | Equipment Location
89053 | TAB-DEW-V-C05 | Centrifuge 5 Centrate Line | TAB-WORK-AREA-SOL | TAB Work Area Sol | [5 empty] | Equipment Location
89054 | TAB-DEW-V-C06 | Centrifuge 6 Centrate Line | CENTRATE | Centrate Collection | [5 empty] | Equipment Location
89055 | TAB-DEW-V-C07 | Centrifuge 7 Centrate Line | TAB-WORK-AREA-SOL | TAB Work Area Sol | [5 empty] | Equipment Location
89120 | THC-INCINERATOR BLDG | Building Location | THC-SPC | Process Control Systems - Services Area | [5 empty] | Process
89121 | THC-INCINERATOR BLDG | Building Location | THC-SPC2 | Process Control Systems - Equipment | [5 empty] | Process
89122 | THC-INCINERATOR-BLDG | Incineration Process, Building Location | THC-EUS | Production & End User Support | [5 empty] | Process
89123 | THC-ITM | Integrated Technology Management | THC | Highland Creek Treatment Plant | [5 empty] | Work Area
89133 | TAB-DEW-WEL | Centrate Wet Wells | TAB-DEW CENTRATE | Centrate Systems | [5 empty] | Sub-Process
89137 | TAB-DEWATER BLDG | Building Location | TAB-SPC2 | Process Control Systems - Equipment | [5 empty] | Process
89138 | TAB-DEWATER-BLDG | Building Location | TAB-EUS | Production & End User Support | [5 empty] | Process
89214 | THC-LQMT-SPARES | THC Liquids Maintenance Area- Spare Rebuilt Equipment | THC | Highland Creek Treatment Plant | [5 empty] | Sub-Process
89215 | THC-LQMT-SPARES | THC Liquids Maintenance Area- Spare Rebuilt Equipment | THCLIQMNT | THC Liquids Maintenance | [5 empty] | Sub-Process
89288 | THC-MCS-LD-A | Lifting Devices & Elevators, Building A | THC-MCS-LD | Mechanical Services, Lifting Device | Lifting Device |  |  |  |  | Equipment Location
89293 | THC-MCS-LD-H | Lifting Devices & Elevators, Building H | THC-MCS-LD | Mechanical Services, Lifting Device | Lifting Device |  |  |  |  | Equipment Location
89295 | THC-MCS-LD-I | Lifting Devices, Headhouse, Building I | THC-MCS-LD | Mechanical Services, Lifting Device | Lifting Device |  |  |  |  | Equipment Location
89299 | THC-MCS-LD-O | Lifting Devices & Elevators, Building O | THC-MCS-LD | Mechanical Services, Lifting Device | Lifting Device |  |  |  |  | Equipment Location
89300 | THC-MCS-LD-S | Lifting Devices & Elevators, Building S | THC-MCS-LD | Mechanical Services, Lifting Device | Lifting Device |  |  |  |  | Equipment Location
89388 | THC-MCS-T-BLDG A | Domestic Hot Water Tank, Building A | THC-PWA-HWT | Domestic Hot Water Tanks | [5 empty] | Equipment Location
89389 | THC-MCS-T-BLDG I | Domestic Hot Water Tank, Building I | THC-PWA-HWT | Domestic Hot Water Tanks | [5 empty] | Equipment Location
89390 | THC-MCS-T-BLDG J | Domestic Hot Water Tank, Building J | THC-PWA-HWT | Domestic Hot Water Tanks | [5 empty] | Equipment Location
89391 | THC-MCS-T-BLDG K | Domestic Hot Water Tank, Building K | THC-PWA-HWT | Domestic Hot Water Tanks | [5 empty] | Equipment Location
89392 | THC-MCS-T-BLDG M | Domestic Hot Water Tank, Building M | THC-PWA-HWT | Domestic Hot Water Tanks | [5 empty] | Equipment Location
89393 | THC-NEW BLOWER BLDG | Building Location | THC-SPC2 | Process Control Systems - Equipment | [5 empty] | Process
89394 | THC-NEW-BLOWER-BLDG | Building Location | THC-EUS | Production & End User Support | [5 empty] | Process
89395 | THC-NGS | Natural Gas, Enbridge Plant Natural Gas Supply | THC-GRK-MCS | Mechanical Services | Transmitter,Flow |  |  |  |  | Sub-sub-process
89529 | TAB-DIG-C | Digester Gas Control Building - Compressors | TAB-DIG-GAS | Digester Gas Control | [5 empty] | Equipment Location
89538 | TAB-DIG-C-T19-22 | Digester Tanks 19-22 - Gas Compressors | TAB-DIG-T-19-22 | Digester Tanks 19-22 | [5 empty] | Sub-sub-process
89605 | THC-OBSOLETE-WA1 | Obsolete Equipments for WA1 | THCSLDMNT | THC Solids Maintenance | [5 empty] | Obsolete Entity
89613 | THC-OCS-BLDG-0001 | Headhouse Odour Control System | THC-PLT-BLDG-0001 | New Head House, preliminary process |  |  |  | BLDG |  | Sub-sub-process
89780 | THC-OCS-LQ | Odour Control System, THC Liquid | THCSLDMNT | THC Solids Maintenance |  |  | 47500 |  |  | Process
89876 | THC-OCS-SLD | Odour Control System, THC Solid | THCSLDMNT | THC Solids Maintenance | [5 empty] | Process
89942 | TAB-DIG-ELQ-T13-16 | Digester Tanks 13-16, Electrical Equipment | TAB-DIG-T-13-16 | Digester Tanks 13-16 | [5 empty] | Equipment Location
89943 | TAB-DIG-ELQ-T19-22 | Digester Tanks 19-22, Electrical Equipment | TAB-DIG-T-19-22 | Digester Tanks 19-22 | [5 empty] | Equipment Location
89944 | TAB-DIG-ELQ-T5-8 | Digester Tanks 5-8, Electrical Equipment | TAB-DIG-T-05-08 | Digester Tanks 5-8 | [5 empty] | Equipment Location
89945 | TAB-DIG-ELQ-T9-12 | Digester Tanks 9-12, Electrical Equipment | TAB-DIG-T-09-12 | Digester Tanks 9-12 | [5 empty] | Equipment Location
90003 | THC-ODOUR-PHASE I-IV | Odour Control | THC-STR-ODOUR | Odour Control | [5 empty] | Equipment Location
90004 | THC-OFFICE | Computer Location | THC-ADMIN-BLDG | Building Location | [5 empty] | Equipment Location
90005 | THC-OLD BLOWER BLDG | Building Location | THC-SPC | Process Control Systems - Services Area | [5 empty] | Process
90006 | THC-OLD BLOWER BLDG | Building Location | THC-SPC2 | Process Control Systems - Equipment | [5 empty] | Process
90007 | THC-OLD-SECTION-BLDG | Building Location | THC-EUS | Production & End User Support | [5 empty] | Process
90009 | THC-PLT-AIR | Degritting Air | THC-PLT | Preliminary Treatment (Grit and Screenings) | [5 empty] | Sub-Process
90042 | THC-PLT-BIOFILTER | Biofilter system | THC-PLT | Preliminary Treatment (Grit and Screenings) | [5 empty] | Sub-Process
90173 | THC-PLT-GRIT REMOVE | Grit Removal | THC-PLT | Preliminary Treatment (Grit and Screenings) | [5 empty] | Sub-Process
90174 | THC-PLT-GRIT TANKS | Grid Tanks | THC-PLT | Preliminary Treatment (Grit and Screenings) | [5 empty] | Sub-Process
90263 | THC-PLT-P-SUMP/DEW | Sump/Dewatering pumping system in New Head House, preliminary process | THC-PLT-BLDG-0001 | New Head House, preliminary process | Switch,Level |  |  |  |  | Mechanical Equipment
90579 | THC-PM-WA1 | THC-PM Work Area 1 | THC | Highland Creek Treatment Plant | [5 empty] | Process
90580 | THC-PM-WA2 | THC-PM Work Area 2 | THC | Highland Creek Treatment Plant | [5 empty] | Process
90581 | THC-PM-WA2 | THC-PM Work Area 2 | THCLIQMNT | THC Liquids Maintenance | [5 empty] | Process
90582 | THC-PRM | Primary Treatment | THCLIQMNT | THC Liquids Maintenance | [5 empty] | Process
90590 | THC-PRM-BLDG-HPU0010 | HPU Building 10 | THC-PRM | Primary Treatment | [5 empty] | Division
90601 | THC-PRM-CLAR | Primary Clarification | THC-PRM | Primary Treatment | [5 empty] | Sub-Process
90615 | THC-PRM-DM-1051 | Damper/Louver, Damper 1051 | THC-PRM-BLDG-HPU0010 | HPU Building 10 |  |  |  | DM |  | Division
90616 | THC-PRM-DM-1052 | Damper/Louver, Damper 1052 | THC-PRM-BLDG-HPU0010 | HPU Building 10 |  |  |  | DM |  | Division
90617 | THC-PRM-DM-1081A | Damper,Motorized | THC-PRM-BLDG-HPU0010 | HPU Building 10 |  |  |  | DM |  | Division
90672 | THC-PRM-HTR-1007 | Hand Transmit, Record, Oil Tank 1010 | THC-PRM-T-1010 | Tank, Hydraulic Power System for Sludge Bottom Scraper Mechanism, Tank 1000, Primary Clarifier |  |  |  | HTR |  | Division
90677 | THC-PRM-LI-0906 | Sight, Glass, Oil Tank 0910 | THC-PRM-T-0910 | Oil Tank, Hydraulic Power System for Sludge Bottom Scraper Mechanism, Primary Clarifier 0900, SW Plant |  |  |  | LI |  | Instrumentation Equipment
90678 | THC-PRM-LI-0916 | Sight, Glass, Oil Tank 0970 | THC-PRM-T-0970 | Oil Tank, Hydraulic Power System for Scum Skimmer System, Primary Clarifier 0900 |  |  |  | LI |  | Instrumentation Equipment
90679 | THC-PRM-LI-0943 | Sight, Glass, Fan 0940 | THC-PRM-FN-0940 | Fan, Heat Exchange, Fan 0940 |  |  |  | LI |  | Instrumentation Equipment
90680 | THC-PRM-LI-0953 | Sight, Glass, Fan 0970 | THC-PRM-FN-0970 | Fan, Heat Exchange, Fan 0970 |  |  |  | LI |  | Instrumentation Equipment
90703 | THC-PRM-LIT-1002 | Transmitter, Level, Tank Level Indicator, Oil Tank 1010 | THC-PRM-T-1010 | Tank, Hydraulic Power System for Sludge Bottom Scraper Mechanism, Tank 1000, Primary Clarifier |  |  |  | LIT |  | Division
90781 | THC-PRM-PI-1081 | Pressure Sensor, Gauge, Oil Tank 1070 | THC-PRM-P-1080 | Pump, Centrifugal, Oil Tank 1070 |  |  |  | PI |  | Division
90812 | THC-PRM-PT-1011B | Transmitter, Pressure, Return Line, Valve 1011 | THC-PRM-V-1011 | Valve, Hydraulic Cylinder, Bottom Scraper, Primary Clarifier 1000, SW Plant |  |  |  | PT |  | Division
90813 | THC-PRM-PT-1012B | Transmitter, Pressure, Return Line, Valve 1012 | THC-PRM-V-1012 | Valve, Hydraulic Cylinder, Bottom Scraper, Primary Clarifier 1000, SW Plant |  |  |  | PT |  | Division
90814 | THC-PRM-PT-1013A | Transmitter, Pressure, Collect Line, Valve 1013 | THC-PRM-V-1013 | Valve, Hydraulic Cylinder, Bottom Scraper, Primary Clarifier 1000, SW Plant |  |  |  | PT |  | Division
90815 | THC-PRM-PT-1014A | Transmitter, Pressure, Collect Line, Valve 1014 | THC-PRM-V-1014 | Valve, Hydraulic Cylinder, Bottom Scraper, Primary Clarifier 1000, SW Plant |  |  |  | PT |  | Division
90816 | THC-PRM-PT-1014B | Transmitter, Pressure, Return Line, Valve 1014 | THC-PRM-V-1014 | Valve, Hydraulic Cylinder, Bottom Scraper, Primary Clarifier 1000, SW Plant |  |  |  | PT |  | Division
90817 | THC-PRM-PT-1032 | Transmitter, Pressure, Pump Pressure, Oil Tank 1010 | THC-PRM-P-1030 | Pump, Vane, Oil Tank 1010 |  |  |  | PT |  | Division
90818 | THC-PRM-PT-1082 | Transmitter, Pressure, Pump Pressure, Oil Tank 1070 | THC-PRM-P-1080 | Pump, Centrifugal, Oil Tank 1070 |  |  |  | PT |  | Division
90819 | THC-PRM-PT-1092 | Transmitter, Pressure, Pump Pressure, Oil Tank 1070 | THC-PRM-P-1090 | Pump, Centrifugal, Oil Tank 1070 |  |  |  | PT |  | Division
90844 | THC-PRM-RPU | Primary Clarification RPUs | THC-PRM-CLAR | Primary Clarification | [5 empty] | Equipment Location
90888 | THC-PRM-TC-1017 | Temperature, Control, Oil Tank 1070 | THC-PRM-T-1070 | Oil Tank, Hydraulic Power System for Scum Skimmer System, Primary Clarifier 1000 |  |  |  | TC |  | Division
90895 | THC-PRM-TI-1014 | Temperature, Indicate, Oil Tank 1070 | THC-PRM-T-1070 | Oil Tank, Hydraulic Power System for Scum Skimmer System, Primary Clarifier 1000 |  |  |  | TI |  | Division
90898 | THC-PRM-TIC-1018 | Temperature, Indicate Control, Heat Trace | THC-PRM-BLDG-HPU0010 | HPU Building 10 |  |  |  | TIC |  | Division
90905 | THC-PRM-TT-1013 | Transmitter, Temperature, Oil Tank 1070 | THC-PRM-T-1070 | Oil Tank, Hydraulic Power System for Scum Skimmer System, Primary Clarifier 1000 |  |  |  | TT |  | Division
90974 | THC-PRM-V-1012A | Valve, Solenoid, Collect, Valve 1012 | THC-PRM-V-1012 | Valve, Hydraulic Cylinder, Bottom Scraper, Primary Clarifier 1000, SW Plant |  |  |  | V |  | Division
90975 | THC-PRM-V-1013 | Valve, Hydraulic Cylinder, Bottom Scraper, Primary Clarifier 1000, SW Plant | THC-PRM-CLR-1030 | Sludge Bottom Scraper Mechanism, Tank 1000, Primary Clarifier |  |  |  | V |  | Division
90976 | THC-PRM-V-1013A | Valve, Solenoid, Collect, Valve 1013 | THC-PRM-V-1013 | Valve, Hydraulic Cylinder, Bottom Scraper, Primary Clarifier 1000, SW Plant |  |  |  | V |  | Division
90977 | THC-PRM-V-1013B | Valve, Solenoid, Return, Valve 1013 | THC-PRM-V-1013 | Valve, Hydraulic Cylinder, Bottom Scraper, Primary Clarifier 1000, SW Plant |  |  |  | V |  | Division
90978 | THC-PRM-V-1014 | Valve, Hydraulic Cylinder, Bottom Scraper, Primary Clarifier 1000, SW Plant | THC-PRM-CLR-1030 | Sludge Bottom Scraper Mechanism, Tank 1000, Primary Clarifier |  |  |  | V |  | Division
90979 | THC-PRM-V-1014A | Valve, Solenoid, Collect, Valve 1014 | THC-PRM-V-1014 | Valve, Hydraulic Cylinder, Bottom Scraper, Primary Clarifier 1000, SW Plant |  |  |  | V |  | Division
90980 | THC-PRM-V-1014B | Valve, Solenoid, Return, Valve 1014 | THC-PRM-V-1014 | Valve, Hydraulic Cylinder, Bottom Scraper, Primary Clarifier 1000, SW Plant |  |  |  | V |  | Division
90981 | THC-PRM-V-1023 | Valve, Pressure Relief, Oil Tank 1010 | THC-PRM-P-1020 | Pump, Vane, Oil Tank 1010 |  |  |  | V |  | Division
90989 | THC-PRM-V-1083 | Valve, Pressure Relief, Oil Tank 1070 | THC-PRM-P-1080 | Pump, Centrifugal, Oil Tank 1070 |  |  |  | V |  | Division
91169 | THC-PRM-ZSH-1011 | Switch, Position High, Mech Collect, Valve 1011 | THC-PRM-V-1011 | Valve, Hydraulic Cylinder, Bottom Scraper, Primary Clarifier 1000, SW Plant |  |  |  | ZSH |  | Division
91170 | THC-PRM-ZSH-1012 | Switch, Position High, Mech Collect, Valve 1012 | THC-PRM-V-1012 | Valve, Hydraulic Cylinder, Bottom Scraper, Primary Clarifier 1000, SW Plant |  |  |  | ZSH |  | Division
91171 | THC-PRM-ZSH-1013 | Switch, Position High, Mech Collect, Valve 1013 | THC-PRM-V-1013 | Valve, Hydraulic Cylinder, Bottom Scraper, Primary Clarifier 1000, SW Plant |  |  |  | ZSH |  | Division
91172 | THC-PRM-ZSH-1051 | Switch, Position High, Supply Damper, Damper 1051 | THC-PRM-DM-1051 | Damper/Louver, Damper 1051 |  |  |  | ZSH |  | Division
91173 | THC-PRM-ZSH-1052 | Switch, Position High, Exhaust Damper, Damper 1052 | THC-PRM-DM-1052 | Damper/Louver, Damper 1052 |  |  |  | ZSH |  | Division
91196 | THC-PRM-ZSL-1011 | Switch, Position Low, Mech Return, Valve 1011 | THC-PRM-V-1011 | Valve, Hydraulic Cylinder, Bottom Scraper, Primary Clarifier 1000, SW Plant |  |  |  | ZSL |  | Division
91197 | THC-PRM-ZSL-1014 | Switch, Position Low, Mech Return, Valve 1014 | THC-PRM-V-1014 | Valve, Hydraulic Cylinder, Bottom Scraper, Primary Clarifier 1000, SW Plant |  |  |  | ZSL |  | Division
91355 | THC-PWA-BFP | Backflow Preventers | THC-PWA-POTAB METER | Potable Water Flow Meters | Valve,Backflow Preventer,Reduced Pressure |  |  |  |  | Equipment Location
91356 | THC-PWA-BFP | Backflow Preventers | THC-PWA-POTABLE | Potable Water | Valve,Backflow Preventer,Reduced Pressure |  |  |  |  | Equipment Location
91357 | THC-PWA-BLD-0001 | Headhouse Plant Water System | THC-PLT-BLDG-0001 | New Head House, preliminary process |  |  |  | BLD |  | Sub-sub-process
91368 | THC-PWA-EFFLUENT | Plant Water Effluent | THC-PWA-CITY WATER | Plant Water City Water | [5 empty] | Sub-Process
91376 | THC-PWA-HWT | Domestic Hot Water Tanks | THC-PWA-CITY WATER | Plant Water City Water | [5 empty] | Sub-Process
91405 | THC-PWA-POTABLE | Potable Water | THC-PWA-CITY WATER | Plant Water City Water | [5 empty] | Sub-Process
91483 | TAB-DIG-FX-9-12 | Digester Tanks 9-12, Flame Arresters, Condensate Tanks & Moisture Separators, | TAB-DIG-FX-DOME9-12 | Digester Tanks 9-12, Flame Arresters, Pressure Relief & Vacuum Breaker Valves |  |  |  | FX |  | Equipment Location
91484 | TAB-DIG-FX-DOME5-8 | Digester Tanks 5-8, Flame Arresters, Pressure Relief & Vacuum Breaker Valves | TAB-DIG-T-05-08 | Digester Tanks 5-8 | [5 empty] | Equipment Location
91485 | TAB-DIG-FX-DOME9-12 | Digester Tanks 9-12, Flame Arresters, Pressure Relief & Vacuum Breaker Valves | TAB-DIG-T-09-12 | Digester Tanks 9-12 | [5 empty] | Equipment Location
91488 | TAB-DIG-FX-T5-8 | Digester Tanks 5-8, Flame Arrester, Condensate Tanks & Moisture Separators | TAB-DIG-FX-DOME5-8 | Digester Tanks 5-8, Flame Arresters, Pressure Relief & Vacuum Breaker Valves | [5 empty] | Equipment Location
91489 | TAB-DIG-GAS-DOME1-4 | Digester Tanks 1-4, Flame Arresters, Pressure Relief & Vacuum Breaker Valves | TAB-DIG-T-01-04 | Digester Tanks 1-4 | [5 empty] | Equipment Location
91508 | THC-ROUTINE SLMT--SPARE | THC-Routine Inspection Solids Maintenance -SPARE ENTITY NUMBER | THCSLDMNT | THC Solids Maintenance | [5 empty] | Process
91509 | THC-ROUTINE WA1 | THC-Routine Inspection Work Area 1 | THC | Highland Creek Treatment Plant | [5 empty] | Process
91510 | THC-ROUTINE WA1 | THC-Routine Inspection Work Area 1 | THCSLDMNT | THC Solids Maintenance | [5 empty] | Process
91511 | THC-ROUTINE WA2 | THC-Routine OIC Inspection Work Area 2 | THC | Highland Creek Treatment Plant | [5 empty] | Process
91512 | THC-ROUTINE WA2 | THC-Routine OIC Inspection Work Area 2 | THCLIQMNT | THC Liquids Maintenance | [5 empty] | Process
91513 | THC-SDB-BLDG | Building Location | THC-EUS | Production & End User Support | [5 empty] | Process
91548 | THC-SES-FEQ | Fire Fighting System | THC-SES | Safety & Environmental Services | [5 empty] | Sub-Process
91730 | TAB-DIG-HE-T01-04 | Digester Tanks 1-4, Heat Exchanger, | TAB-DIG-T-01-04 | Digester Tanks 1-4 | [5 empty] | Equipment Location
91731 | TAB-DIG-HE-T05-08 | Digester Tanks 5-8, Heat Exchanger, Hot Water Pumps, Valves | TAB-DIG-T-05-08 | Digester Tanks 5-8 | [5 empty] | Equipment Location
91732 | TAB-DIG-HE-T13-16 | Digester Tanks 13-16, Heat Exchanger, Southwest Cluster | TAB-DIG-T-13-16 | Digester Tanks 13-16 | [5 empty] | Equipment Location
91733 | TAB-DIG-HEADER | TAB- Digester Gas Supply Line, Headers | TAB-AUX | Gas Services, Natural Gas, Digester Gas | [5 empty] | Sub-Process
91735 | TAB-DIG-INQ-T9-12 | Digester Tanks 9-12, Instrumentation Equipment | TAB-DIG-T-09-12 | Digester Tanks 9-12 | [5 empty] | Equipment Location
91818 | THC-SES-FEQ-SD39 | 1 1/2 Folding NFE Polyflex Hoses | THC-SES-FEQ-0001I | Portable Fire Extinguishers in Building I, Headhouse Building | [5 empty] | Mechanical Equipment
91834 | THC-SES-GAS | Gas Detectors and Monitors | THC-SES | Safety & Environmental Services | [5 empty] | Sub-Process
91835 | THC-SES-GAS-I | Gas Detectors and Monitors, Headhouse, Building I | THC-SES-GAS | Gas Detectors and Monitors | [5 empty] | Equipment Location
91836 | THC-SES-GAS-M | Gas Detectors and Monitors, Building M | THC-SES-GAS | Gas Detectors and Monitors | [5 empty] | Equipment Location
91837 | THC-SES-GAS-U | Gas Detectors and Monitors, Digesters, Building U | THC-SES-GAS | Gas Detectors and Monitors | [5 empty] | Equipment Location
92083 | TAB-DIG-P | Digester Pipe Gallery - Sump Pumps | TAB-DIG-PIP | Digestion Pipe Gallery, ELQ, PIT, STRC & Sump Pumps | [5 empty] | Equipment Location
92137 | THC-SES-SQ | Safety Equipment | THC-SES | Safety & Environmental Services | [5 empty] | Sub-Process
92165 | THC-SLMT-SPARE | THC Solids Maintenance - Spare equipment | THC-LQMT-SPARES | THC Liquids Maintenance Area- Spare Rebuilt Equipment | [5 empty] | Process
92166 | THC-SLMT-SPARE | THC Solids Maintenance - Spare equipment | THCSLDMNT | THC Solids Maintenance | [5 empty] | Process
92173 | THC-SPC | Process Control Systems - Services Area | THC | Highland Creek Treatment Plant | [5 empty] | Work Area
92174 | THC-SPC | Process Control Systems - Services Area | THC-ITM | Integrated Technology Management | [5 empty] | Work Area
92210 | THC-SPC-WA1 | System Process Control | THCSLDMNT | THC Solids Maintenance | [5 empty] | Process
92211 | THC-SPC1 | Process Control Systems - Administrative | THC-SPC | Process Control Systems - Services Area | [5 empty] | Sub Area
92213 | THC-STORE | Building Location | THC-EUS | Production & End User Support | [5 empty] | Process
92214 | THC-STR | Secondary Treatment | THCLIQMNT | THC Liquids Maintenance | [5 empty] | Process
92333 | THC-STR-P-T-0100-02 | Pump, Tank 0100-0200, Secondary Clarification, RAS/WAS | THC-STR-RAS/WAS OLD | RAS/WAS, Old Plant |  |  |  | T |  | Equipment Location
92334 | THC-STR-P-T-0300-04 | Pump, Tank 0300-0400, Secondary Clarification, RAS/WAS | THC-STR-RAS/WAS OLD | RAS/WAS, Old Plant |  |  |  | T |  | Equipment Location
92335 | THC-STR-P-T-0500-06 | Pump, Tank 0500-0600, Secondary Clarification, RAS/WAS | THC-STR-RAS/WAS OLD | RAS/WAS, Old Plant |  |  |  | T |  | Equipment Location
92353 | THC-STR-RAS/WAS OLD | RAS/WAS, Old Plant | THC-STR-RAS/WAS | Return/ Waste Activated Sludge | [5 empty] | Sub-sub-process
92544 | THC-THK-BIOFILTER | THK Biofilter System | THC-THK-ELS | TWAS Elecftrical equipment Sludge Thickening | [5 empty] | Sub-Process
92545 | THC-THK-BIOFILTER | THK Biofilter System | THC-THK-TWAS | Waste Activated Sludge Thickening | [5 empty] | Sub-Process
92576 | THC-THK-ELS | TWAS Elecftrical equipment Sludge Thickening | THC-THK-TWAS | Waste Activated Sludge Thickening | [5 empty] | Sub-Process
92655 | THC-THK-POL | Thickening Polymer System | THC-THK-TWAS | Waste Activated Sludge Thickening | [5 empty] | Sub-Process
92992 | THCLIQOPS | THC Liquids Operations | THC | Highland Creek Treatment Plant | [5 empty] | Work Area
93009 | THR COMMUNICATIONS | THR Communications | THR-SPC1 | Process Control Systems - Administrative | [5 empty] | Process
93010 | THR EUS SERVER ROOM | Communication Switch | THR-ADMIN-BLDG | Building Location | [5 empty] | Equipment Location
93011 | THR OIT | THR OIT | THR-SPC1 | Process Control Systems - Administrative | [5 empty] | Process
93013 | THR SCADA CLIENTS | THR SCADA Clients | THR-SPC1 | Process Control Systems - Administrative | [5 empty] | Process
93014 | THR SCADA SERVERS | THR SCADA Servers | THR-SPC1 | Process Control Systems - Administrative | [5 empty] | Process
93015 | THR WORK AREA 1 | Solid Handling | THR | Humber Treatment Plant | [5 empty] | Work Area
93016 | THR WORK AREA 3 | Plant Services | THR | Humber Treatment Plant | [5 empty] | Work Area
93017 | THR WORK AREA 4 | Liquid Handling 2 | THR | Humber Treatment Plant | [5 empty] | Work Area
93019 | THR-ACC | Air Conditioning, Heating and Ventilation | THR-ACC-WA4 | Air Conditioning, AHU, HVAC,Work Area4 | [5 empty] | Building Service
93155 | TAB-DIG-P-SUMP | Digester Gas Control Building - Sump Pumps | TAB-DIG-GAS | Digester Gas Control | [5 empty] | Equipment Location
93156 | TAB-DIG-P-T1-4 | Digester Tanks 1-4, Sump Pumps | TAB-DIG-T-01-04 | Digester Tanks 1-4 | [5 empty] | Equipment Location
93157 | TAB-DIG-P-T13-16 | Digester Tanks 13-16, & Trailer Park,Sump Pumps | TAB-DIG-T-13-16 | Digester Tanks 13-16 | [5 empty] | Equipment Location
93158 | TAB-DIG-P-T9-12 | Digester Tanks 9-12, Sump Pumps | TAB-DIG-T-09-12 | Digester Tanks 9-12 | [5 empty] | Equipment Location
93159 | TAB-DIG-P-TRANSF5-8 | Digester Tank 5-8, Sludge Transfer Pumps | TAB-DIG-T-05-08 | Digester Tanks 5-8 | [5 empty] | Equipment Location
93160 | TAB-DIG-P19-22 | Digester Tanks 19-22, Sump Pumps | TAB-DIG-T-19-22 | Digester Tanks 19-22 | [5 empty] | Equipment Location
93361 | THR-ACC-FN | Air Conditoning, Fans, Gallery Ventilation, Supply and Exhaust | THR-ACC-WA4 | Air Conditioning, AHU, HVAC,Work Area4 | [5 empty] | Equipment Location
93564 | TAB-DIG-PIP | Digestion Pipe Gallery, ELQ, PIT, STRC & Sump Pumps | TAB-DIG | Digestion | [5 empty] | Sub-Process
93566 | TAB-DIG-PIT | Instrument Equipment, PIT to Waste Gas Burner | TAB-DIG-PIP | Digestion Pipe Gallery, ELQ, PIT, STRC & Sump Pumps | [5 empty] | Equipment Location
93639 | THR-ACC-HVAC | Air Conditioning, Heating, Ventilation & Air Conditioning | THR-ACC-WA3 | Air Conditioning, Boiler, Fans & AHU | [5 empty] | Equipment Location
93647 | THR-ACC-MAINSUB | ACC Equipment Serving the Main Substation | THR-ACC-WA3 | Air Conditioning, Boiler, Fans & AHU | [5 empty] | Equipment Location
94058 | TAB-DIG-SQ-T01-04 | Digester Tanks 01-04, Safety Equipments | TAB-DIG-T-01-04 | Digester Tanks 1-4 | [5 empty] | Equipment Location
94144 | TAB-DIG-SQ-T05-08 | Digester Tanks 05-08, Safety Equipments | TAB-DIG-T-05-08 | Digester Tanks 5-8 | [5 empty] | Equipment Location
94146 | TAB-DIG-STRC | Digestion Pipe Gallery - Drains, Walls, Lighting, Bldg, Services, PA System, Plumbing, Safety Equipments | TAB-DIG-PIP | Digestion Pipe Gallery, ELQ, PIT, STRC & Sump Pumps | [5 empty] | Equipment Location
94147 | TAB-DIG-STRC-19-22 | Digester Tanks 19-22 - Drains, Electrical Service(110/220V), UPS,Lighting, Plumbing | TAB-DIG-T-19-22 | Digester Tanks 19-22 |  |  |  | STRC |  | Equipment Location
94148 | TAB-DIG-STRC-T5-8 | Digester Tanks 5-8 - Drains, Electrical Service(110/220V), Lighting, Plumbing | TAB-DIG-T-05-08 | Digester Tanks 5-8 | [5 empty] | Equipment Location
94782 | THR-ACC-WA1 | Air Conditioning, AHU, HVAC,Work Area1 | THR WORK AREA 1 | Solid Handling | [5 empty] | Process
94783 | THR-ACC-WA2 | Air Conditioning, AHU, HVAC,Work Area2 | THR WORK AREA 2 | Liquid Handling | [5 empty] | Process
94788 | THR-AER | Aeration | THR WORK AREA 4 | Liquid Handling 2 | [5 empty] | Process
94847 | THR-AER-BL | Aeration Blowers | THR-AER | Aeration | [5 empty] | Equipment Location
94848 | THR-AER-BL | Aeration Blowers | THR-AER-HPB | Aeration, High Pressure Blowers | [5 empty] | Equipment Location
94862 | THR-AER-DRN | Aeration Tank Drainage & Sump Pump | THR-AER | Aeration | [5 empty] | Equipment Location
95078 | THR-AER-T | Aeration Tanks | THR-AER | Aeration | [5 empty] | Equipment Location
95353 | THR-BG-C | Blended Gas, Gas Compressors | THR-BG | Blended Gas | [5 empty] | Equipment Location
95387 | THR-BG-DRY | Blended Gas, Dryer | THR-BG | Blended Gas | [5 empty] | Equipment Location
95390 | THR-BG-DT-0103 | Drip Trap, Condensate, Condensor 0103, High Press Gas Conditioning System Train 1, Gas Comp Bldg | THR-BG-CU-0103 | Condensor, Fuel Gas, High Press Gas Conditioning System Train 1, Gas Comp Bldg |  |  |  | DT |  | Mechanical Equipment
95722 | THR-BG-VSH-0114 | Switch, Vibration, High, Motor 0101, Compressor 0101, Gas Compressor Bldg | THR-BG-C-0101 | Compressor, Centrifugal, Fuel Gas, Compressor Building, Gas Compressor (And Dryer) for COGEN |  |  |  | VSH |  | Instrumentation Equipment
95725 | THR-BLOWER-BLDG | Building Location | THR-ITM | Integrated Technology Management | [5 empty] | Process
95726 | THR-CAP-13FS-37WP | Humber Treatment Plant, Capital Project, Odour Control. 13FS-37WP | THR-PIP-WA1 | Process Piping System, Work Area 1 |  |  |  | CAP |  | Sub-sub-process
95727 | THR-CAP-DIG2&3-21TW-CTS-1 | THR Selective Repairs of Digesters#2 &3 Project, 21TW-CTS-16CWD | THR-DIG | Digester |  |  |  | CTS |  | Sub-sub-process
95787 | THR-CG-CI-0150 | Chiller, Glycol, Gas Coolant System, High Press Gas Cond Sys Train 1, Gas Compressor Building | THR-BG-CU-0103 | Condensor, Fuel Gas, High Press Gas Conditioning System Train 1, Gas Comp Bldg |  |  |  | CI |  | Mechanical Equipment
95801 | THR-CG-FX-1101 | Flame Arrestor , Engine Gas Valve Train, Engine Fuel System, Engine-Gen 1101 | THR-CG-ENG-1101 | Engine, Generator 1101, Engine Room, Engine-Generator & Heat Recovery System | Flame Arrester |  |  | FX |  | Mechanical Equipment
95802 | THR-CG-FX-1201 | Flame Arrestor , Engine Gas Valve Train, Engine Fuel System, Engine-Gen 1201 | THR-CG-ENG-1201 | Engine, Generator NT1788901, Engine Room, Engine-Generator & Heat Recovery System | Flame Arrester |  |  | FX |  | Mechanical Equipment
95890 | THR-CG-SB | Co-Generation Scubber, Digester Gas | THR-BG | Blended Gas | [5 empty] | Sub-Process
95891 | THR-CG-SB | Co-Generation Scubber, Digester Gas | THR-CG | Co-Generation | [5 empty] | Sub-Process
96190 | THR-COMPRESSOR-BLDG | Building Location | THR-EUS | Production & End User Support | [5 empty] | Process
96191 | THR-CW | City Water | THR WORK AREA 3 | Plant Services | [5 empty] | Process
96264 | THR-CW-BFP-WA2 | City Water, Back Flow Preventer, Work Area 2 | THR-GRK-WA2 | Building & Grounds Work Area 2 | [5 empty] | Equipment Location
96265 | THR-CW-BFP-WA3 | City Water, Back Flow Preventer, Work Area 3 | THR-CW | City Water | [5 empty] | Equipment Location
96266 | THR-CW-CH | City Water & Fire Water Chambers | THR-CW | City Water | [5 empty] | Equipment Location
96267 | THR-CW-CH-0001 | City Water & Fire Water Chambers, Meter Chamber #1 | THR-CW-CH | City Water & Fire Water Chambers |  |  |  | CH |  | Equipment Location
96268 | THR-CW-CH-0002 | City Water & Fire Water Chambers, Chamber #2 | THR-CW-CH | City Water & Fire Water Chambers |  |  |  | CH |  | Equipment Location
96269 | THR-CW-CH-0004 | City Water & Fire Water Chambers, Chamber #4 | THR-CW | City Water |  |  |  | CH |  | Equipment Location
96270 | THR-CW-CH-0004 | City Water & Fire Water Chambers, Chamber #4 | THR-CW-CH | City Water & Fire Water Chambers |  |  |  | CH |  | Equipment Location
96271 | THR-CW-CH-0005 | City Water & Fire Water Chambers, Meter Chamber #5 | THR-CW-CH | City Water & Fire Water Chambers |  |  |  | CH |  | Equipment Location
96272 | THR-CW-CH-0007 | City Water & Fire Water Chambers, Chamber #7 | THR-CW-CH | City Water & Fire Water Chambers |  |  |  | CH |  | Equipment Location
96522 | THR-DCL | Dechlorination | THR-DIS | Disinfection | [5 empty] | Process
96798 | THR-DIG-BU | Digester, Waste Gas Burners | THR-DIG | Digester | [5 empty] | Equipment Location
96807 | THR-DIG-C | Digester, Gas Compressors | THR-DIG | Digester | [5 empty] | Equipment Location
96815 | THR-DIG-CG | Digester Gas, Co-Generation | THR-CG-SB | Co-Generation Scubber, Digester Gas | [5 empty] | Equipment Location
96841 | THR-DIG-DRN | Digester, Drainage Sump Pump | THR-DIG | Digester | [5 empty] | Equipment Location
96842 | THR-DIG-DT-7720 | Drip Trap, Automatic, Burner BU-7720 Digester Gas Condensate, WGB Building | THR-DIG-BU-7720 | Waste Gas Burner, Burner 7720, WGB Bldg Roof |  |  |  | DT |  | Mechanical Equipment
96843 | THR-DIG-DT-7750 | Drip Trap, Automatic, Burner BU-7750 Digester Gas Condensate, WGB Building | THR-DIG-BU-7750 | Waste Gas Burner, Burner 7750, WGB Bldg Roof |  |  |  | DT |  | Mechanical Equipment
97208 | THR-DIG-P-MTI | Digester, Transfer Pump and Line to MTI | THR-DIG | Digester | [5 empty] | Equipment Location
97391 | THR-DIG-PM | Digester, RCM PM Lead Task Entities | THR-DIG-T | Digester, Tanks | [5 empty] | Equipment Location
97392 | THR-DIG-PRS | Digester, Primary Return Sludge Line | THR-DIG | Digester | [5 empty] | Equipment Location
97613 | THR-DIG-T-7-8 | Digester, Entities Common to Tanks 7-8 | THR-DIG-T-7-10 | Digester, Entities Common to Tanks 7-10 |  |  |  | T |  | Equipment Location
97614 | THR-DIG-T-9-10 | Digester, Entities Common to Tanks 9-10 | THR-DIG-T | Digester, Tanks |  |  |  | T |  | Equipment Location
97615 | THR-DIG-T-9-10 | Digester, Entities Common to Tanks 9-10 | THR-DIG-T-7-10 | Digester, Entities Common to Tanks 7-10 |  |  |  | T |  | Equipment Location
97671 | THR-DIG-TWAS | Digester, Thickened Waste Activated Sludge Line | THR-DIG | Digester | [5 empty] | Equipment Location
97710 | THR-DIG-V-0101 | Valve, Ball, Isolation, New Oil Fill Line (Exterior), Tank 0110, Lube Oil System, Gas Comp Bldg | THR-DIG-P-0101 | Pump, Positive Displacement, Transfer, New Oil, Lube Oil System, Gas Compressor Building |  |  |  | V |  | Mechanical Equipment
98354 | TAB-DIG-V-T01-04 | Valve Location, Primary & Digester Sludge Header Line, Digester Tank 01-04 | TAB-DIG-T-01-04 | Digester Tanks 1-4 | [5 empty] | Equipment Location
98355 | TAB-DIG-V-T05-08 | Valve Location, Primary & Digester Sludge Header Line, Digester Tank 05-08 | TAB-DIG-T-05-08 | Digester Tanks 5-8 | [5 empty] | Equipment Location
98356 | TAB-DIG-V-T13-16 | Valve Location, Primary & Digester Sludge Header Line, Digester Tank 13-16 | TAB-DIG-T-13-16 | Digester Tanks 13-16 | [5 empty] | Equipment Location
98357 | TAB-DIG-V-T9-12 | Digester Tank 9-12, Valves, Header & Transfer Line, | TAB-DIG-T-09-12 | Digester Tanks 9-12 | [5 empty] | Equipment Location
98467 | THR-DIGESTER-BLDG | Building Location | THR-EUS | Production & End User Support | [5 empty] | Process
98468 | THR-DIS | Disinfection | THR WORK AREA 4 | Liquid Handling 2 | [5 empty] | Process
98485 | THR-DIS-CHL | Disinfection, Chlorination System | THR-DIS | Disinfection |  |  | 34704 |  |  | Equipment Location
98486 | THR-DIS-CHL | Disinfection, Chlorination System | THR-DIS-EV | Disinfection, Chlorine Evaporator |  |  | 34704 |  |  | Equipment Location
98523 | THR-DIS-CW | Disinfection, City Water, BFP | THR-DIS | Disinfection | [5 empty] | Sub-Process
98524 | THR-DIS-CW-S | Disinfection, City Water, BFP | THR-S-E | SUSPENDED ENTITY |  |  | 34862 |  |  | Equipment Location
98561 | THR-DIS-FPW | Disinfection, Plant Water | THR-DIS | Disinfection | [5 empty] | Sub-Process
98562 | THR-DIS-FPWS | Disinfection, Plant Water | THR-S-E | SUSPENDED ENTITY |  |  | 34861 |  |  | Equipment Location
98615 | THR-DIS-P-NRAS | Pumps, Disinfection, North Return Activated Sludge | THR-DIS-P | Disinfection - Pumping | [5 empty] | Equipment Location
98616 | THR-DIS-P-S | Disinfection, Pumps, Sump & Chlorine Solution | THR-S-E | SUSPENDED ENTITY |  |  | 34863 |  |  | Equipment Location
98617 | THR-DIS-P-SUS | Disinfection, Pumps, Sump & Chlorine Solution | THR-DIS-P | Disinfection - Pumping | [5 empty] | Equipment Location
98661 | TAB-DIGESTER GAS BLD | Building Location | TAB-SPC | Process Control Systems - Services Area | [5 empty] | Process
98662 | TAB-DIGESTER GAS BLD | Building Location | TAB-SPC2 | Process Control Systems - Equipment | [5 empty] | Process
98663 | TAB-DIS | Disinfection | TAB-WORK-AREA-4 | Work Area 4 | [5 empty] | Process
98688 | TAB-DIS-CHEM | Disinfection - Chemical Bldg | TAB-DIS | Disinfection | [5 empty] | Equipment Location
98689 | TAB-DIS-CHL | Chlorination Process | TAB-SUSPENDED ENTITY | Suspended entities | [5 empty] | Sub-Process
98693 | TAB-DIS-CHL-4 | Chlorination Train #4 | TAB-DIS-CHL | Chlorination Process |  |  |  | CHL |  | Equipment Location
98694 | TAB-DIS-CHL-5 | Chlorination Train #5 | TAB-DIS-CHL | Chlorination Process |  |  |  | CHL |  | Equipment Location
98695 | TAB-DIS-CHL-8 | Chlorination Train #8 | TAB-DIS-CHL | Chlorination Process |  |  |  | CHL |  | Equipment Location
98718 | THR-DIS-SB | Scrubbers, Caustic Soda Recirculation Pumps | THR-DIS | Disinfection | [5 empty] | Equipment Location
98794 | THR-DIS-T-PP | Disinfection, Tank, Palace Pier | THR-DIS | Disinfection | [5 empty] | Sub-Process
99029 | TAB-DIS-OF | Disinfection - Out Fall | TAB-DIS | Disinfection | [5 empty] | Equipment Location
99066 | TAB-DIS-SP | Disinfection - Sampling & Metering | TAB-DIS | Disinfection | [5 empty] | Equipment Location
99117 | TAB-DIS-SS-25 | Chlorine Process - Pumps, Chlorine Residual, Circulating, Spray, Return | TAB-DIS-CHL | Chlorination Process |  |  |  | SS |  | Equipment Location
99118 | TAB-DIS-SS-35 | Chlorine Process - Scrubber System | TAB-DIS-CHL | Chlorination Process |  |  |  | SS |  | Equipment Location
99119 | TAB-DIS-SS-35 | Chlorine Process - Scrubber System | TAB-SUSPENDED ENTITY | Suspended entities |  |  |  | SS |  | Equipment Location
99130 | TAB-DIS-TUNN | Disinfection - Tunnel | TAB-DIS | Disinfection | [5 empty] | Equipment Location
99133 | TAB-DIS-UV | Disinfection - UV | TAB-DIS-OF | Disinfection - Out Fall | [5 empty] | Equipment Location
99143 | THR-DL-EFF | Dosing Line, Disinfection, Effluent | THR-DIS-P | Disinfection - Pumping | [5 empty] | Equipment Location
99144 | THR-DL-NPRS | Dosing Line, North Ferrous Chloride | THR-PRS-P | Phosphorous Removal System, Pumps | Pump,Centrifugal |  |  |  |  | Equipment Location
99145 | THR-DL-SRAS | Dosing Line, South RAS Chemical Feed | THR-DIS-P-SRAS | Pumps, Disinfection, South Return Activated Sludge | Transmitter,Pressure |  |  |  |  | Equipment Location
99181 | THR-DRN-ADM | Administration Bldg., Work Area 3 | THR-DRN-WA3 | Drains, Work Area 3 | [5 empty] | Mechanical Equipment
99183 | THR-DRN-DIG | Digester Area, Work Area 1 | THR-DRN-WA1 | Drains, Work Area 1 | [5 empty] | Mechanical Equipment
99184 | THR-DRN-DIG | Digester Area, Work Area 1 | THR-GRK-GQ-WA1 | Building & Grounds Equipment, Work Area 1 | [5 empty] | Mechanical Equipment
99186 | THR-DRN-ER | Engine Room, Work Area 3 | THR-DRN-WA3 | Drains, Work Area 3 | [5 empty] | Mechanical Equipment
99188 | THR-DRN-OCS | Odour Control System, Work Area 1 | THR-DRN-WA1 | Drains, Work Area 1 | [5 empty] | Mechanical Equipment
99189 | THR-DRN-PLT | Preliminary Treatment, Work Area 2 | THR-DRN-WA2 | Drains, Work Area 2 | [5 empty] | Mechanical Equipment
99190 | THR-DRN-PRM | Primary Treatment, Work Area 2 | THR-DRN-WA2 | Drains, Work Area 2 | [5 empty] | Mechanical Equipment
99192 | THR-DRN-WA1 | Drains, Work Area 1 | THR-GRK-PRTY-WA1 | WA1 Property, Humber T. P. for DOS Work Orders | [5 empty] | Equipment Location
99193 | THR-DRN-WA1 | Drains, Work Area 1 | THR-GRK-WA1 | Building & Grounds Work Area 1 | [5 empty] | Equipment Location
99194 | THR-DRN-WA2 | Drains, Work Area 2 | THR-GRK-PRTY-WA2 | WA2 Property, Humber T. P. for DOS Work Orders | [5 empty] | Equipment Location
99296 | THR-ELS | Electrical Power System | THR WORK AREA 3 | Plant Services | [5 empty] | Process
99297 | THR-ELS-ACB | Electrical System, Air Compressor Building | THR-ELS | Electrical Power System | [5 empty] | Equipment Location
99298 | THR-ELS-ADM | Electrical System, Administration Building | THR-ELS | Electrical Power System | [5 empty] | Equipment Location
99521 | THR-ELS-CG | Electrical System, Co-Generation | THR-ELS | Electrical Power System | [5 empty] | Equipment Location
99535 | THR-ELS-DIS | Electrical System, Disinfection, Chlorine Building | THR-ELS | Electrical Power System | [5 empty] | Equipment Location
99615 | THR-ELS-EPS | Electrical System, Effluent Pumping System | THR-ELS | Electrical Power System | [5 empty] | Equipment Location
99616 | THR-ELS-FC | Electrical System, Ferrous Chloride Building | THR-ELS | Electrical Power System | [5 empty] | Equipment Location
99617 | THR-ELS-FST | Electrical System, Final Sedimentation Tanks & Galleries | THR-ELS | Electrical Power System | [5 empty] | Equipment Location
99624 | THR-ELS-GCB | Electrical System, Digester Gas Compressor Building | THR-ELS | Electrical Power System | [5 empty] | Equipment Location
99628 | THR-ELS-GRIT | Electrical System, Grit Bldg., North Prelimanry and Primary Station | THR-ELS | Electrical Power System | [5 empty] | Equipment Location
99810 | THR-ELS-MAINSUB | Electrical Equipment at the Main Substation | THR-ELS | Electrical Power System | [5 empty] | Equipment Location
99898 | THR-ELS-PRMS | Electrical System, Primary Station South | THR-ELS | Electrical Power System | [5 empty] | Equipment Location
99899 | THR-ELS-PRS | Electrical System, Phosphorous Removal System | THR-ELS | Electrical Power System | [5 empty] | Equipment Location
99902 | THR-ELS-RSPS | Electrical System, Returns Sludge Pumping Station | THR-ELS | Electrical Power System | [5 empty] | Equipment Location
99921 | TAB-EL1-BLDG-E0001 | North Substation Electrical | TAB-EL1-BLDG-0001 | MSA Substation | [5 empty] | Electrical Equipment
99970 | THR-ELS-SS | Electrical System, South Main Substation | THR-ELS | Electrical Power System | [5 empty] | Equipment Location
100041 | THR-ELS-TESTREPORTS | Electrical Power System, Bulk Test Reports | THR WORK AREA 3 | Plant Services | [5 empty] | Equipment Location
100180 | THR-EPS-P | Effluent Pumping Station, Pumps | THR-EPS | Effluent Pumping Station | [5 empty] | Equipment Location
100291 | THR-FPW | Filtered Plant Water | THR WORK AREA 3 | Plant Services | [5 empty] | Process
100304 | THR-FPW-F | Filtered Plant Water, Filter Beds | THR-FPW | Filtered Plant Water | [5 empty] | Equipment Location
100517 | THR-FT | Final Tank | THR WORK AREA 4 | Liquid Handling 2 | [5 empty] | Process
100521 | THR-FT-CFP | Final Tank, Cross Feed Pumps | THR-FT | Final Tank | [5 empty] | Equipment Location
100546 | THR-FT-DRN | Final Tank, Drainage, Sump Pumps | THR-FT-T | Final Sedimentation Tank & Dedicated WAS Pumping | [5 empty] | Equipment Location
101166 | THR-FT-RAS-P | Final Tank, Return Activated Sludge Pumping | THR-FT | Final Tank | [5 empty] | Equipment Location
101167 | THR-FT-RPU | Final Tank, Remote Processor Unit, UPS & RTU | THR-FT | Final Tank | [5 empty] | Equipment Location
101168 | THR-FT-RPU | Final Tank, Remote Processor Unit, UPS & RTU | THR-FT-T | Final Sedimentation Tank & Dedicated WAS Pumping | [5 empty] | Equipment Location
101784 | THR-FT-WAS-P-N | Final Tank, Waste Activated Sludge Pumping-North | THR-FT-WAS-P | Final Tank, Waste Activated Sludge Pumping | [5 empty] | Equipment Location
101823 | THR-GQ-ADM | Administration Bldg., Work Area 3 | THR-GQ-WA3 | Grounds, Work Area 3 | [5 empty] | Mechanical Equipment
101826 | THR-GQ-HPBB | High Pressure Blower Bldg., Work Area 3 | THR-GQ-WA3 | Grounds, Work Area 3 | [5 empty] | Mechanical Equipment
101828 | THR-GQ-THK | Sludge Thickening, Work Area 1 | THR-GQ-WA1 | Grounds, Work Area 1 | [5 empty] | Mechanical Equipment
101831 | THR-GRIT-BLDG | Building Location | THR-EUS | Production & End User Support | [5 empty] | Process
101952 | THR-GRK-PRTY-WA1 | WA1 Property, Humber T. P. for DOS Work Orders | THR-GRK-WA1 | Building & Grounds Work Area 1 | [5 empty] | Equipment Location
101953 | THR-GRK-PRTY-WA2 | WA2 Property, Humber T. P. for DOS Work Orders | THR-GRK-WA2 | Building & Grounds Work Area 2 | [5 empty] | Equipment Location
101954 | THR-GRK-PRTY-WA3 | WA3 Property, Humber T. P. for DOS Work Orders | THR-GRK-WA3 | Buildings & Grounds, Work Area 3 | [5 empty] | Equipment Location
102020 | THR-ITM | Integrated Technology Management | THR | Humber Treatment Plant | [5 empty] | Work Area
102147 | TAB-EL1-TS-6113 | Power Distribution, Automatic Transfer Switch, Generator, Standby Power, 600V | TAB-EL1-MCC-6121 | Motor Control Centre, 600V MCC |  |  |  | TS |  | Electrical Equipment
102150 | TAB-EL1-TS-6320 | Power Distribution, Automatic Transfer Switch, Generator, Standby Power, 600V | TAB-EL1-GEN-6320 | Generator, Standby Power, 600V 500kw - Blower Bldg |  |  |  | TS |  | Electrical Equipment
102154 | TAB-EL1-TS-6530 | Power Distribution, Automatic Transfer Switch, Generator, Standby Power, 600V | TAB-EL1-PDP-6008 | Power Distribution Panel, 600V, Z Building Outdoor Substation |  |  |  | TS |  | Electrical Equipment
102155 | TAB-EL1-TS-6531 | Power Distribution, Automatic Transfer Switch, Generator, Standby Power, 600V | TAB-EL1-GEN-6530 | Generator, Standby Power, 600V 1000kw - Z Bldg |  |  |  | TS |  | Electrical Equipment
102156 | TAB-EL1-TS-6531 | Power Distribution, Automatic Transfer Switch, Generator, Standby Power, 600V | TAB-EL1-PDP-6009 | Power Distribution Panel, 600V, Z Building Outdoor Substation |  |  |  | TS |  | Electrical Equipment
102157 | TAB-EL1-TS-6532 | Power Distribution, Automatic Transfer Switch, Generator, Standby Power, 600V | TAB-EL1-PDP-6008 | Power Distribution Panel, 600V, Z Building Outdoor Substation |  |  |  | TS |  | Electrical Equipment
102158 | TAB-EL1-TS-6650 | Power Distribution, Automatic Transfer Switch, Generator, Standby Power, 600V | TAB-EL1-MCC-6628 | Motor Control Centre |  |  |  | TS |  | Electrical Equipment
102233 | THR-MCS-MT-0682 | Sand Blaster | THR-MT-WA3 | Machine Tools |  |  |  | MT |  | Mechanical Equipment
102251 | THR-NGS-CG | Natural Gas System, Co-Generation | THR-CG | Co-Generation | [5 empty] | Sub-Process
102343 | THR-OCS | Odour Control System | THR WORK AREA 1 | Solid Handling | [5 empty] | Process
102344 | THR-OCS | Odour Control System | THR WORK AREA 4 | Liquid Handling 2 | [5 empty] | Process
102351 | THR-OCS-BL | Odour Control System, Blowers | THR-OCS-SB | Odour Control System, Scrubbers | [5 empty] | Equipment Location
102437 | THR-OCS-HH | Odour Control, Headhouse | THR-OCS-NEW | Odour Control, Biofilter | UPS |  |  |  |  | Equipment Location
102448 | THR-OCS-NEW | Odour Control, Biofilter | THR WORK AREA 3 | Plant Services | [5 empty] | Process
102449 | THR-OCS-OZ | Odour Control System, Ozonator | THR-OCS | Odour Control System | [5 empty] | Equipment Location
102452 | THR-OCS-P | Odour Control System, Pumps | THR-OCS-SB | Odour Control System, Scrubbers | [5 empty] | Equipment Location
102484 | THR-OCS-T | Odour Control System, Tanks | THR-OCS | Odour Control System | [5 empty] | Equipment Location
102579 | THR-ODOUR-CTL-BLDG | Building Location | THR-EUS | Production & End User Support | [5 empty] | Process
102580 | THR-PCS-MAINSUB | PCS Equipment Serving the Main Substation | THR-ELS-MAINSUB | Electrical Equipment at the Main Substation | [5 empty] | Equipment Location
102582 | THR-PLQ-DIG | Digester Area, Work Area 1 | THR-PLQ-WA1 | Plumbing, Work Area 1 | [5 empty] | Mechanical Equipment
102583 | THR-PLQ-DIS | Disinfection, Work Area 1 | THR-PLQ-WA1 | Plumbing, Work Area 1 | [5 empty] | Mechanical Equipment
102585 | THR-PLQ-ER | Engine Room, Work Area 3 | THR-PLQ-WA3 | Plumbing, Work Area 3 | [5 empty] | Mechanical Equipment
102586 | THR-PLQ-FPW | Filtered Plant Water, Work Area 3 | THR-PLQ-WA3 | Plumbing, Work Area 3 | [5 empty] | Mechanical Equipment
102587 | THR-PLQ-HPBB | High Pressure Blower Bldg., Work Area 3 | THR-PLQ-WA3 | Plumbing, Work Area 3 | [5 empty] | Mechanical Equipment
102588 | THR-PLQ-PRM | Primary Treatment, Work Area 2 | THR-PLQ-WA2 | Plumbing, Work Area 2 | [5 empty] | Mechanical Equipment
102589 | THR-PLQ-THK | Sludge Thickening, Work Area 1 | THR-PLQ-WA1 | Plumbing, Work Area 1 | [5 empty] | Mechanical Equipment
102590 | THR-PLQ-WA1 | Plumbing, Work Area 1 | THR-GRK-PRTY-WA1 | WA1 Property, Humber T. P. for DOS Work Orders | [5 empty] | Equipment Location
102591 | THR-PLQ-WA2 | Plumbing, Work Area 2 | THR-GRK-PRTY-WA2 | WA2 Property, Humber T. P. for DOS Work Orders | [5 empty] | Equipment Location
102592 | THR-PLQ-WA3 | Plumbing, Work Area 3 | THR-GRK-PRTY-WA3 | WA3 Property, Humber T. P. for DOS Work Orders | [5 empty] | Equipment Location
102593 | THR-PLQ-WA4 | Plumbing, Work Area 4 | THR-GRK-PRTY-WA4 | WA4 Property, Humber T. P. for DOS Work Oders | [5 empty] | Equipment Location
102648 | THR-PLT-BL-GRIT | Preliminary Treatment, Grit Bldg. Blowers | THR-PLT-GRITS | Gate,Sluice,Preliminary Treatment, Grit Building | [5 empty] | Equipment Location
102649 | THR-PLT-BL-GRIT | Preliminary Treatment, Grit Bldg. Blowers | THR-S-E | SUSPENDED ENTITY | [5 empty] | Equipment Location
102650 | THR-PLT-BL-VX(SUSP) | Preliminary Treatment, Head House Vortex Blowers | THR-PLT-HH | Preliminary Treatment, Head House |  |  | 36046 |  |  | Equipment Location
102778 | THR-PLT-CYC-G | Cyclone, North Grit Building | THR-PLT-GRITS | Gate,Sluice,Preliminary Treatment, Grit Building | [5 empty] | Equipment Location
102826 | THR-PLT-GRIT-G | Gate, Sluice, North Grit, Preliminary Treatment | THR-PLT-GRITS | Gate,Sluice,Preliminary Treatment, Grit Building | Valve,Gate,Act. |  |  |  |  | Equipment Location
102864 | THR-PLT-GRIT-P | Grit Pumps, Preliminary Treatment, Grit Building | THR-PLT-GRITS | Gate,Sluice,Preliminary Treatment, Grit Building | [5 empty] | Equipment Location
102865 | THR-PLT-GRIT-P-HH | Grit Pumps, Preliminary Treatment, Head House | THR-PLT-T-HH | Tanks, Grit Vortex Prime, Headhouse | [5 empty] | Equipment Location
102866 | THR-PLT-HH | Preliminary Treatment, Head House | THR-PLT | Preliminary Treatment | [5 empty] | Equipment Location
103183 | TAB-EL2-MCC | Motor Control Center- South Substation | TAB-ELS-SOUTH | South Substation | [5 empty] | Equipment Location
103232 | THR-PRM-BH-0002 | Bulk Head, Channel Gate Stop/Block, Primary | THR-PRM-BH | Bulk Head, Channel Gate Stop/Block, Primary |  |  |  | BH |  | Mechanical Equipment
103233 | THR-PRM-BH-0003 | Bulk Head, Channel Gate Stop/Block, Primary | THR-PRM-BH | Bulk Head, Channel Gate Stop/Block, Primary |  |  |  | BH |  | Mechanical Equipment
103234 | THR-PRM-BH-0004 | Bulk Head, Channel Gate Stop/Block, Primary | THR-PRM-BH | Bulk Head, Channel Gate Stop/Block, Primary |  |  |  | BH |  | Mechanical Equipment
103235 | THR-PRM-BH-0005 | Bulk Head, Channel Gate Stop/Block, Primary | THR-PRM-BH | Bulk Head, Channel Gate Stop/Block, Primary |  |  |  | BH |  | Mechanical Equipment
103236 | THR-PRM-BH-0010 | Bulk Head, Channel Gate Stop/Block, Primary | THR-PRM-BH | Bulk Head, Channel Gate Stop/Block, Primary |  |  |  | BH |  | Mechanical Equipment
103237 | THR-PRM-BH-0011 | Bulk Head, Channel Gate Stop/Block, Primary | THR-PRM-BH | Bulk Head, Channel Gate Stop/Block, Primary |  |  |  | BH |  | Mechanical Equipment
103238 | THR-PRM-BH-0012 | Bulk Head, Channel Gate Stop/Block, Primary | THR-PRM-BH | Bulk Head, Channel Gate Stop/Block, Primary |  |  |  | BH |  | Mechanical Equipment
103325 | TAB-EL2-TS-6120 | Power Distribution, Automatic Transfer Switch, Generator, Standby Power, 600V | TAB-EL2-GEN-6120 | Generator, Standby Power, 600V 650kw - Dewatering/Silo Bldg |  |  |  | TS |  | Electrical Equipment
103326 | TAB-EL2-TS-6120 | Power Distribution, Automatic Transfer Switch, Generator, Standby Power, 600V | TAB-EL2-MCC-6226 | Motor Control Center- Biosolids Silo Bldg |  |  |  | TS |  | Electrical Equipment
103327 | TAB-EL2-TS-6121 | Power Distribution, Automatic Transfer Switch, Generator, Standby Power, 600V | TAB-EL2-GEN-6120 | Generator, Standby Power, 600V 650kw - Dewatering/Silo Bldg |  |  |  | TS |  | Electrical Equipment
103328 | TAB-EL2-TS-6121 | Power Distribution, Automatic Transfer Switch, Generator, Standby Power, 600V | TAB-EL2-MCC-6624 | Motor Control Centre, 600V |  |  |  | TS |  | Electrical Equipment
103329 | TAB-EL2-TS-6122 | Power Distribution, Automatic Transfer Switch, Generator, Standby Power, 600V | TAB-EL2-GEN-6130 | Generator, Standby Power, 600V 650kw - Dewatering/Silo Bldg |  |  |  | TS |  | Electrical Equipment
103330 | TAB-EL2-TS-6123 | Power Distribution, Automatic Transfer Switch, Generator, Standby Power, 600V | TAB-EL2-GEN-6130 | Generator, Standby Power, 600V 650kw - Dewatering/Silo Bldg |  |  |  | TS |  | Electrical Equipment
103490 | THR-PRM-NPSS | Sludge and Scum Pumping, Primary Treatment, North Primary(9,10,11) | THR-PRM-NORTH | Primary Treatment, North Primary | [5 empty] | Equipment Location
103574 | THR-PRM-SCP | Scum Pumping, Primary Treatment,North and South | THR-PRM-NORTH | Primary Treatment, North Primary | [5 empty] | Equipment Location
103575 | THR-PRM-SCP-N | Scum Pumping, Primary Treatment, North Primary(9,10,11) | THR-PRM-SCP | Scum Pumping, Primary Treatment,North and South | [5 empty] | Equipment Location
103576 | THR-PRM-SCP-S | Scum Pumping, Primary Treatment, South Primary(1-8) | THR-PRM-SCP | Scum Pumping, Primary Treatment,North and South | [5 empty] | Equipment Location
103577 | THR-PRM-SCUM-T | Scum/Sludge Pumping, Tanks & Hopper, South Primary | THR-PRM-SOUTH | Primary Treatment, South Primary | [5 empty] | Equipment Location
103578 | THR-PRM-SLP-N | Sludge Pumping, Primary Treatment, North Primary | THR-PRM-NORTH | Primary Treatment, North Primary | [5 empty] | Equipment Location
103579 | THR-PRM-SLP-S | Sludge Pumping, Primary Treatment, South Primary | THR-PRM-SOUTH | Primary Treatment, South Primary | [5 empty] | Equipment Location
103581 | THR-PRM-STA-2 | South Primary Station 2 | THR-PRM-SOUTH | Primary Treatment, South Primary |  |  |  | STA |  | Equipment Location
103582 | THR-PRM-STA-3 | South Primary Station 3 | THR-PRM-SOUTH | Primary Treatment, South Primary |  |  |  | STA |  | Equipment Location
103583 | THR-PRM-T | Primary Sedimentation Tanks | THR-PRM | Primary Treatment | [5 empty] | Equipment Location
103584 | THR-PRM-T | Primary Sedimentation Tanks | THR-PRM-SOUTH | Primary Treatment, South Primary | [5 empty] | Equipment Location
103605 | THR-PRM-T-N | Primary Sedimentation Tanks- North | THR-PRM | Primary Treatment | [5 empty] | Equipment Location
103606 | THR-PRM-T-N | Primary Sedimentation Tanks- North | THR-PRM-T | Primary Sedimentation Tanks | [5 empty] | Equipment Location
103607 | THR-PRM-T-S | Primary Sedimentation Tanks- South | THR-PRM | Primary Treatment | [5 empty] | Equipment Location
103608 | THR-PRM-T-S | Primary Sedimentation Tanks- South | THR-PRM-T | Primary Sedimentation Tanks | [5 empty] | Equipment Location
103846 | THR-PRS | Phosphorous Removal System | THR WORK AREA 4 | Liquid Handling 2 | [5 empty] | Process
104041 | THR-PWA | Plant Water | THR-CG | Co-Generation | [5 empty] | Sub-Process
104050 | THR-S-E | SUSPENDED ENTITY | THR | Humber Treatment Plant | [5 empty] | Work Area
104066 | THR-SES-DS | Designated Substances | THR-SES-WA3 | Safety & Environmental Services | Safety |  |  |  |  | Mechanical Equipment
104246 | TAB-EL3-MCC | Motor Control Center- South Substation | TAB-ELS-SEAWALL | Seawall Substation | Control Panel,MCC |  |  |  |  | Electrical Equipment
104247 | TAB-EL3-MCC-6014E | MCC, Auxilary Systems Building, 2nd Floor | TAB-EL3-TR-5212 | Transformer, Substation, Auxiliary Systems Building, 2nd Floor |  |  |  | MCC |  | Electrical Equipment
104407 | TAB-EL3-TS-6340 | Power Distribution, Automatic Transfer Switch, Generator, Standby Power, 600V | TAB-EL3-MCC-6323 | Motor Control Centre, Digester 19-22 bldg |  |  |  | TS |  | Electrical Equipment
104408 | TAB-EL3-TS-6341 | Power Distribution, Automatic Transfer Switch, Generator, Standby Power, 600V | TAB-EL3-GEN-6240 | Generator, Standby Power, 600V 500kw - Dig 19-22/Gas Cntl Bldg |  |  |  | TS |  | Electrical Equipment
104409 | TAB-EL3-TS-6343 | Power Distribution, Automatic Transfer Switch, Generator, Standby Power, 600V | TAB-EL3-GEN-6240 | Generator, Standby Power, 600V 500kw - Dig 19-22/Gas Cntl Bldg |  |  |  | TS |  | Electrical Equipment
104546 | TAB-ELS | WA7 Electrical | TAB-WORK-AREA-WWPW | TAB Work Area WWPW | [5 empty] | Process
104547 | TAB-ELS-AER | Aeration Outdoor Substation | TAB-ELS-NORTH | North Substation | [5 empty] | Equipment Location
104548 | TAB-ELS-AM | WA8 Safety Equipment Gas Detectors, Plant Wide | TAB-SES-WA8 | WA 8 Safety Equipment, | [5 empty] | Equipment Location
104555 | TAB-ELS-D BLDG | D Building Outdoor Substation | TAB-ELS-NORTH | North Substation | Switchgear,Outdoor |  |  |  |  | Equipment Location
104556 | TAB-ELS-D BLDG | D Building Outdoor Substation | TAB-WORK-AREA-1 | Work Area 1 | Switchgear,Outdoor |  |  |  |  | Equipment Location
104558 | TAB-ELS-ESQ | Electrical Safety Equipment | TAB-WORK-AREA-8 | Electrical Sub- Stations | [5 empty] | Process
104626 | TAB-ELS-M BLDG | M Building Indoor Substation | TAB-RSP-M | M Building | Transformer |  |  |  |  | Equipment Location
104630 | TAB-ELS-NON-PHYC | Top-level hierarchy for generic entities that represent muliti-equipment inspection routes and shutdowns | TAB POWER DISTRIB | TAB Power Distribution and Process Control | [5 empty] | Equipment Location
104631 | TAB-ELS-NON-PHYC | Top-level hierarchy for generic entities that represent muliti-equipment inspection routes and shutdowns | TAB-RTE-PD | TAB-Routine Power Distribution Plant Wide | [5 empty] | Equipment Location
104632 | TAB-ELS-NOPARENT | Temporary Parent for Entities to be Assigned a Parent | TAB-ELS-NON-PHYC | Top-level hierarchy for generic entities that represent muliti-equipment inspection routes and shutdowns | [5 empty] | Electrical Equipment
104633 | TAB-ELS-P BLDG | P Building Outdoor Substation | TAB-WORK-AREA-1 | Work Area 1 | Switchgear,Outdoor |  |  |  |  | Equipment Location
104634 | TAB-ELS-P BLDG | P Building Outdoor Substation | TAB-WORK-AREA-LIQ | TAB Work Area Liq | Switchgear,Outdoor |  |  |  |  | Equipment Location
104639 | TAB-ELS-PRJ-0003 | Plant Services project | 52349 | TAB Power Distribution |  |  |  | PRJ |  | Electrical Equipment
104640 | TAB-ELS-PRJ-0004 | PLC Migration Project - Phase 1 / Phase 2 | 52349 | TAB Power Distribution |  |  |  | PRJ |  | Electrical Equipment
104641 | TAB-ELS-ROUTES | Top-level hierarchy for generic entities that represent muliti-equipment inspection routes | TAB-ELS-NON-PHYC | Top-level hierarchy for generic entities that represent muliti-equipment inspection routes and shutdowns | [5 empty] | Equipment Location
104642 | TAB-ELS-SHTD-GRPS | Top-level hierarchy for generic entities that represent muliti-equipment shutdown work order entities | TAB-ELS-NON-PHYC | Top-level hierarchy for generic entities that represent muliti-equipment inspection routes and shutdowns | [5 empty] | Equipment Location
104844 | THR-SPC | Process Control Systems - Services Area | THR-ITM | Integrated Technology Management | [5 empty] | Work Area
104873 | THR-SPC1 | Process Control Systems - Administrative | THR-SPC | Process Control Systems - Services Area | [5 empty] | Sub Area
104960 | THR-STORE | Computer Storage Location | THR-EUS | Production & End User Support | [5 empty] | Equipment Location
104979 | THR-SUSPENDED ENTITY | Suspended Entities | THR-S-E | SUSPENDED ENTITY |  |  | 42879 |  |  | Work Area
105082 | THR-THK-GRK1 | Thickening, Ground & Structural | THR-THK | Sludge Thickening | [5 empty] | Equipment Location
105153 | THR-THK-P-CENT | Centrate Transfer Pumps & Tanks | THR-THK | Sludge Thickening | [5 empty] | Equipment Location
105202 | TAB-ELS-SUB | Electrical Substations | TAB-WORK-AREA-8 | Electrical Sub- Stations | [5 empty] | Process
105203 | TAB-ELS-T BLDG | T Building Indoor Substation | TAB-ELS-NORTH | North Substation | Transformer |  |  |  |  | Equipment Location
105204 | TAB-ELS-TR | Transformers near Plant Water Tower | TAB-ELS-SUB | Electrical Substations | [5 empty] | Sub-Process
105205 | TAB-ELS-TR-PT-SWS | Transformer, Primary 13000/600V, SWS | TAB-ELS-SEAWALL | Seawall Substation | [5 empty] | Equipment Location
105207 | TAB-ELS-TR-ST-SS | Transformer, Secondary 4160/600V, SS | TAB-ELS-SOUTH | South Substation | [5 empty] | Equipment Location
105209 | TAB-ELS-Z BLDG | Z Building Outdoor Substation | TAB-ELS-NORTH | North Substation | Switchgear,Outdoor |  |  |  |  | Equipment Location
105210 | TAB-ELS-Z BLDG | Z Building Outdoor Substation | TAB-WORK-AREA-6 | Work Area 6 | Switchgear,Outdoor |  |  |  |  | Equipment Location
105211 | TAB-ELS-Z BLDG | Z Building Outdoor Substation | TAB-WORK-AREA-SEO | TAB Work Area SEO | Switchgear,Outdoor |  |  |  |  | Equipment Location
105220 | TAB-EUS | Production & End User Support | TAB-ITM | Integrated Technology Management | [5 empty] | Sub Area
105221 | TAB-FEQ | Fire Protection Equipment, Plant Wide | TAB-WORK-AREA-7 | Work Area 7 | [5 empty] | Process
105222 | TAB-FEQ | Fire Protection Equipment, Plant Wide | TAB-WORK-AREA-8 | Electrical Sub- Stations | [5 empty] | Process
105227 | TAB-FEQ-FH | Fire Hydrants | TAB-FEQ | Fire Protection Equipment, Plant Wide | Fire Prevention,Hydrant |  |  |  |  | Sub-Process
105228 | TAB-FEQ-HC-AUX | Fire Standpipe/Hose, Auxilliary Building | TAB-FEQ-HOSE | Fire Standpipe/Hose Cabinets | Fire Prevention,Hose |  |  |  |  | Equipment Location
105229 | TAB-FEQ-HC-BLWR | Fire Standpipe/Hose, Aeration/Blower Building | TAB-FEQ-HOSE | Fire Standpipe/Hose Cabinets | Fire Prevention,Hose |  |  |  |  | Equipment Location
105230 | TAB-FEQ-HC-FLO | Fire Standpipe/Hose, Floatation Building | TAB-FEQ-HOSE | Fire Standpipe/Hose Cabinets | Fire Prevention,Hose |  |  |  |  | Equipment Location
105231 | TAB-FEQ-HC-PBLD | Fire Standpipe/Hose, P- Building | TAB-FEQ-HOSE | Fire Standpipe/Hose Cabinets | Fire Prevention,Hose |  |  |  |  | Equipment Location
105232 | TAB-FEQ-HC-PRT | Fire Standpipe/Hose, Primary Treatment | TAB-FEQ-HOSE | Fire Standpipe/Hose Cabinets | Fire Prevention,Hose |  |  |  |  | Equipment Location
105266 | THR-THK-SB | Scrubber, Thickening, Odour Control Units | THR-THK | Sludge Thickening | [5 empty] | Equipment Location
105381 | TAB-HRS-P | Steam Chemical Mixing & Pumping | TAB-HRS-STEAM | Plant Steam | [5 empty] | Equipment Location
105388 | TAB-HRS-P-CON | New PS - Condensate Pumps | TAB-HRS-STEAM | Plant Steam | [5 empty] | Equipment Location
105389 | TAB-HRS-P-DEA | Deaerator Equipment/ Cndensation , | TAB-HRS-STEAM | Plant Steam | [5 empty] | Equipment Location
105392 | TAB-HRS-STEAM | Plant Steam | TAB-WORK-AREA-6 | Work Area 6 | [5 empty] | Process
105393 | TAB-HRS-STEAM | Plant Steam | TAB-WORK-AREA-SEO | TAB Work Area SEO | [5 empty] | Process
105596 | THR-WA1-CI | Work Area 1 , Continuous Improvement Activities | [7 empty] | Work Area
105695 | TAB-INCINERATOR BLDG | Building Location | TAB-SPC | Process Control Systems - Services Area | [5 empty] | Process
105696 | TAB-INCINERATOR-BLDG | Building Location | TAB-EUS | Production & End User Support | [5 empty] | Process
105743 | TAB-ITS-WA3 | Dewater Building Communications Equipment | TAB-DEW-SERVICES | Dewatering Building Service & Safety Systems | [5 empty] | Equipment Location
105757 | TAB-M BLDG | Building Location | TAB-SPC | Process Control Systems - Services Area | [5 empty] | Process
105788 | THR-WA3-CI | Work Area 3 , Continuous Improvement Activities | [7 empty] | Work Area
105830 | TAB-M-BLDG | Building Location | TAB-EUS | Production & End User Support | [5 empty] | Process
105832 | TAB-MCS-CRN | TAB Cranes and Lifting Devices | TAB-WORK-AREA-WWPW | TAB Work Area WWPW | [5 empty] | Process
105837 | TAB-MCS-CRN-BL BLDG | Cranes - Blower Building | TAB-MCS-CRN | TAB Cranes and Lifting Devices | [5 empty] | Mechanical Equipment
105838 | TAB-MCS-CRN-INC | Cranes - Incinerators | TAB-MCS-CRN | TAB Cranes and Lifting Devices | [5 empty] | Mechanical Equipment
105839 | TAB-MCS-CRN-M BLDG | Cranes - M Building | TAB-MCS-CRN | TAB Cranes and Lifting Devices | [5 empty] | Mechanical Equipment
105840 | TAB-MCS-CRN-POL | Cranes - Polymer Building | TAB-MCS-CRN | TAB Cranes and Lifting Devices | [5 empty] | Mechanical Equipment
105841 | TAB-MCS-CRN-T BLDG | Cranes - T Building | TAB-MCS-CRN | TAB Cranes and Lifting Devices | [5 empty] | Mechanical Equipment
105842 | TAB-MCS-DR | Plant Wide - Overhead Doors | TAB-MCS | Mechanical & Machine Shop, Overhead Doors & Sump Pumps | [5 empty] | Mechanical Equipment
105882 | THR-WA4-CI | Work Area 4 , Continuous Improvement Activities | [7 empty] | Work Area
105952 | TAB-MOGEN | Generator. Mobile | TAB-WORK-AREA-SEO | TAB Work Area SEO | Generator,Electricity,Portable |  |  |  |  | Equipment Location
105963 | TAB-NEW-BIO-BLDG | Building Location | TAB-EUS | Production & End User Support | [5 empty] | Process
105967 | TAB-NGS-BOILERS | TAB- Natural Gas Supply Line, Boiler Headers | TAB-NGS | TAB- Natural Gas Supply Line, Headers | [5 empty] | Sub-sub-process
106004 | TNT | North Toronto Treatment Plant | WWT | Wastewater Treatment | [5 empty] | Facility
106005 | TNT-ACC | HVAC, Boilers | TNT WORK AREA 9 | North Toronto Treatment Plant | [5 empty] | Process
106006 | TNT-ACC-AC | HVAC- Air conditioner and cooling units | TNT-ACC | HVAC, Boilers | H.V.A.C. |  |  |  |  | Sub-Process
106044 | TNT-ACC-HTR | HVAC Heaters, | TNT-ACC | HVAC, Boilers | [5 empty] | Sub-Process
106116 | TNT-ACC-HW | Hot water Circulation System | TNT-ACC | HVAC, Boilers | [5 empty] | Sub-Process
106117 | TNT-ACC-HW-HEADER | Hot water Heades, Valves, Ect., | TNT-ACC-HW | Hot water Circulation System | [5 empty] | Equipment Location
106121 | TNT-ACC-PROP | Propane Gas train, Exhaust, Boilers | TNT-ACC | HVAC, Boilers | [5 empty] | Sub-Process
106247 | TNT-ADMIN-BLDG | Building Location | TNT-EUS | Production & End User Support | [5 empty] | Process
106273 | TNT-AER-BLOW | Blowers, Aeration | TNT-AER | Aeration Treatment | [5 empty] | Equipment Location
106335 | TNT-AER-RX-0101 | Reactor, Mabr Cassette, Aeration Tank 1 - Mabr Cassette 1, Aeration | TNT-AER-T-0200 | Tank,Aeration, # 2 |  |  |  | RX |  | Mechanical Equipment
106336 | TNT-AER-RX-0102 | Reactor, Mabr Cassette, Aeration Tank 1 - Mabr Cassette 2, Aeration | TNT-AER-T-0100 | Tank,Aeration, # 1 |  |  |  | RX |  | Mechanical Equipment
106337 | TNT-AER-RX-0103 | Reactor, Mabr Cassette, Aeration Tank 1 - Mabr Cassette 3, Aeration | TNT-AER-T-0100 | Tank,Aeration, # 1 |  |  |  | RX |  | Mechanical Equipment
106338 | TNT-AER-RX-0104 | Reactor, Mabr Cassette, Aeration Tank 1 - Mabr Cassette 4, Aeration | TNT-AER-T-0100 | Tank,Aeration, # 1 |  |  |  | RX |  | Mechanical Equipment
106339 | TNT-AER-RX-0108 | Reactor, Mabr Cassette, Aeration Tank 1 - Mabr Cassette 8, Aeration | TNT-AER-T-0100 | Tank,Aeration, # 1 |  |  |  | RX |  | Mechanical Equipment
106340 | TNT-AER-RX-0203 | Reactor, Mabr Cassette, Aeration Tank 2 - Mabr Cassette 3, Aeration | TNT-AER-T-0200 | Tank,Aeration, # 2 |  |  |  | RX |  | Mechanical Equipment
106341 | TNT-AER-RX-0204 | Reactor, Mabr Cassette, Aeration Tank 2 - Mabr Cassette 4, Aeration | TNT-AER-T-0200 | Tank,Aeration, # 2 |  |  |  | RX |  | Mechanical Equipment
106342 | TNT-AER-RX-0205 | Reactor, Mabr Cassette, Aeration Tank 2 - Mabr Cassette 5, Aeration | TNT-AER-T-0200 | Tank,Aeration, # 2 |  |  |  | RX |  | Mechanical Equipment
106343 | TNT-AER-RX-0206 | Reactor, Mabr Cassette, Aeration Tank 2 - Mabr Cassette 6, Aeration | TNT-AER-T-0200 | Tank,Aeration, # 2 |  |  |  | RX |  | Mechanical Equipment
106344 | TNT-AER-RX-0208 | Reactor, Mabr Cassette, Aeration Tank 2 - Mabr Cassette 8, Aeration | TNT-AER-T-0200 | Tank,Aeration, # 2 |  |  |  | RX |  | Mechanical Equipment
106345 | TNT-AER-RX-0209 | Reactor, Mabr Cassette, Aeration Tank 2 - Mabr Cassette 9, Aeration | TNT-AER-T-0200 | Tank,Aeration, # 2 |  |  |  | RX |  | Mechanical Equipment
106524 | TNT-CSO-LAB | Lab Bldg polymer System | TNT-CSO | Combined Sewer Overflow and storage system | Building Service |  |  |  |  | Sub-Process
106596 | TNT-CW | City Water | TNT WORK AREA 9 | North Toronto Treatment Plant | [5 empty] | Process
106638 | TNT-DCL | Dechlorination | TNT WORK AREA 9 | North Toronto Treatment Plant | [5 empty] | Process
106673 | TNT-DIG-BL-5100 | Digester Gas header-Boiler BO-5100 | TNT-DIG-GAS | Digester Gas header |  |  |  | BL |  | Equipment Location
106674 | TNT-DIG-BL-5200 | Digester Gas header- Boiler B0-5200 | TNT-DIG-GAS | Digester Gas header |  |  |  | BL |  | Equipment Location
106676 | TNT-DIG-DS | Digested Sludge Headers, Digester, Transfer & Recirc. Pumps | TNT-DIG | Digestion | [5 empty] | Equipment Location
106699 | TNT-DIG-PRS | Primary Sludge Headers, Digester, Heat Exchangers | TNT-DIG | Digestion | [5 empty] | Equipment Location
106737 | TNT-DIG-SD | Secondry Digester Tanks | TNT-DIG | Digestion | [5 empty] | Equipment Location
106812 | TAB-OCS | Odour Control System, Aeration tanks | TAB-WORK-AREA-2 | Work Area 2 | [5 empty] | Process
106813 | TAB-OCS | Odour Control System, Aeration tanks | TAB-WORK-AREA-LIQ | TAB Work Area Liq | [5 empty] | Process
106961 | TNT-ELS | Instrument / Electrical | TNT WORK AREA 9 | North Toronto Treatment Plant | [5 empty] | Process
107001 | TNT-ELS-LTG | Emergency lighting/Exit lighting | TNT-ELS | Instrument / Electrical |  |  | 41265 |  |  | Obsolete Entity
107075 | TNT-EUS | Production & End User Support | TNT-ITM | Integrated Technology Management | [5 empty] | Sub Area
107158 | TNT-GRK | Groundskeeping, Building services, Safety Equipment | TNT WORK AREA 9 | North Toronto Treatment Plant | [5 empty] | Process
107162 | TNT-ITM | Integrated Technology Management | TNT | North Toronto Treatment Plant | [5 empty] | Work Area
107234 | TNT-MCS-SHOP | Maintenance Shop | TNT-MCS | Miscellaneous, including Storm Water Tanks | [5 empty] | Equipment Location
107298 | TNT-OF | Outfall, Weirs, CSO and Detention Tanks | TNT WORK AREA 9 | North Toronto Treatment Plant | [5 empty] | Process
107312 | TNT-PRM | Primary Treatment | TNT WORK AREA 9 | North Toronto Treatment Plant | [5 empty] | Process
107353 | TNT-PRS | Phosporus Removal System | TNT-STR | Secondary Treatment | [5 empty] | Sub-Process
107382 | TNT-PWA | Plant Water | TNT WORK AREA 9 | North Toronto Treatment Plant | [5 empty] | Process
107410 | TNT-SES-FEQ | Fire Extinguishers | TNT WORK AREA 9 | North Toronto Treatment Plant |  |  | 41264 |  |  | Obsolete Entity
107455 | TAB-OCS-IPS | Odour control System - IPS | TAB-RSP | Raw Sewage Pumping | [5 empty] | Mechanical Equipment
107456 | TAB-OCS-IPS | Odour control System - IPS | TAB-RSP-FN | M & T Building - Odour Control Fans & Filters | [5 empty] | Mechanical Equipment
107490 | TNT-STORE | Computer Storage Location | TNT-EUS | Production & End User Support | [5 empty] | Equipment Location
107567 | TNT-WA9-AR-0001 | Alternate Rate | TNT-GRK | Groundskeeping, Building services, Safety Equipment |  |  |  | AR |  | Mechanical Equipment
107594 | TNT-WA9-TRG-0001 | TNT WA9 Staff Training | TNT-GRK-PRTY-1000 | Building Services |  |  |  | TRG |  | Building Service
107607 | TRK-COM-DON | COMBINED SEWERS - DON DRAINAGE AREA | TRK-COM | COMBINED SEWERS (ALTERNATE GL) | [5 empty] | Sub-Process
107608 | TRK-HCK | HIGHLAND CREEK DRAINAGE AREA | TRK | DOS - TRUNK SEWER SYSTEM | [5 empty] | Process
107609 | TRK-HMR | HUMBER DRAINAGE AREA | TRK | DOS - TRUNK SEWER SYSTEM | [5 empty] | Process
107610 | TRK-LVW | LAKEVIEW DRAINAGE AREA | TRK | DOS - TRUNK SEWER SYSTEM | [5 empty] | Process
107611 | TRK-NTO | NORTH TORONTO DRAINAGE AREA | TRK | DOS - TRUNK SEWER SYSTEM | [5 empty] | Process
107612 | TRK-SAN-HCK | SANITARY SEWERS - HIGHLAND CREEK DRAINAGE AREA | TRK-SAN | SANITARY SEWERS (ALTERNATE GL) | [5 empty] | Sub-Process
107613 | TRK-SAN-LVW | SANITARY SEWERS - LAKEVIEW DRAINAGE AREA | TRK-SAN | SANITARY SEWERS (ALTERNATE GL) | [5 empty] | Sub-Process
107614 | TRK-STM | STORM SEWERS (ALTERNATE GL) | TRK-AGL | TRK (ALTERNATE GL) | [5 empty] | Process
107615 | TRK-STM-NTO | STORM SEWERS - NORTH TORONTO DRAINAGE AREA | TRK-STM | STORM SEWERS (ALTERNATE GL) | [5 empty] | Sub-Process
107617 | TUNNEL SUBSTATION | RUU Substation | TAB_EL1_NS | Electrical Distribution,North Substation | [5 empty] | Division
107618 | TW | Toronto Water | B | Cluster B | [5 empty] | Division
107637 | UE2027 | Rectifier | TAB-STR-ELQ | Blower Building - Power Distribution & Electrical Equipment | [5 empty] | Electrical Equipment
107639 | UE2029C | Rectifier | TAB-STR-ELQ | Blower Building - Power Distribution & Electrical Equipment | [5 empty] | Electrical Equipment
107660 | UE2610 | Transformer | TAB-ELS-TR | Transformers near Plant Water Tower | [5 empty] | Equipment Location
107661 | UF2001 | Transformer | TAB-ELS-TR | Transformers near Plant Water Tower | [5 empty] | Equipment Location
107662 | UF2002 | Transformer | TAB-ELS-TR | Transformers near Plant Water Tower | [5 empty] | Equipment Location
107735 | WIM | Water Infrastructure Management | TW | Toronto Water | [5 empty] | Section
107736 | WIRELESS | Wireless | YTF-SPC1 | Process Control Systems - Administrative | [5 empty] | Computer Equipment
107798 | TAB-OLD ADMIN BLDG | Building Location New Project Management Building | TAB-SPC | Process Control Systems - Services Area | [5 empty] | Process
107799 | TAB-OPS BLDG | Building Location | TAB-SPC2 | Process Control Systems - Equipment | [5 empty] | Process
107809 | TAB-P BLDG | Building Location | TAB-SPC | Process Control Systems - Services Area | [5 empty] | Process
107851 | WR291 | Weir | TNT-OF | Outfall, Weirs, CSO and Detention Tanks | Door,Overhead |  |  |  |  | Mechanical Equipment
107852 | WT&S | Water Treatment & Supply | TW | Toronto Water | [5 empty] | Section
107862 | WTR COMMUNICATIONS | WTR Communications | WTR-SPC1 | Process Control Systems - Administrative | [5 empty] | Process
107863 | WTR EUS SERVER ROOM | Communication Switch | WTR-WORK AREA 1 | Building Location | [5 empty] | Equipment Location
107864 | WTR OIT | WTR OIT | WTR-SPC1 | Process Control Systems - Administrative | [5 empty] | Process
107865 | WTR PLC | WTR PLC | WTR-SPC2 | Process Control Systems - Equipment | [5 empty] | Process
107866 | WTR SCADA CLIENTS | WTR SCADA Clients | WTR-SPC1 | Process Control Systems - Administrative | [5 empty] | Process
107867 | WTR SCADA CLIENTS | WTR SCADA Clients | WTR-SPC2 | Process Control Systems - Equipment | [5 empty] | Process
107868 | WTR SCADA SERVERS | WTR SCADA Servers | WTR-SPC1 | Process Control Systems - Administrative | [5 empty] | Process
107869 | WTR SCADA SUPPORT | WTR SCADA Support | WTR-SPC2 | Process Control Systems - Equipment | [5 empty] | Process
108012 | TAB-PLT | Preliminary Treatment | TAB-WORK-AREA-1 | Work Area 1 | [5 empty] | Process
108193 | WTR-041-G-0401 | Bulkhead | CH 041 04 | Chamber |  |  | 37092 | G |  | Mechanical Equipment
109142 | WTR-250-CH-0003C | Chamber,Revenue Meter,Bathurst-Steeles (Magmeter) | WTR-CENTRAL-REV | Revenue Metering | Chamber |  |  | CH |  | Equipment Location
109253 | TAB-PLT-CMP-P | P Building, Screening Compactors | TAB-PLT-P | P Building - Preliminary Treatment | [5 empty] | Mechanical Equipment
109345 | WTR-282-CH-0003 | Chamber,Revenue Meter,Yonge-Elgin (Magmeter) | WTR-CENTRAL-REV | Revenue Metering | Chamber |  |  | CH |  | Equipment Location
109451 | TAB-PLT-CV | D Building, Grit Conveyors | TAB-PLT-D | D Building - Preliminary Treatment | [5 empty] | Mechanical Equipment
109516 | TAB-PLT-ELQ-D | D Building - Electrical Equipment | TAB-PLT-D | D Building - Preliminary Treatment | [5 empty] | Electrical Equipment
109557 | WTR-300-CH-0012 | Chamber,Revenue Meter,Islington-Steeles (Magmeter) | WTR-WEST-REV | Revenue Metering | Chamber |  |  | CH |  | Equipment Location
110105 | WTR-359-CH-0004 | Chamber,Revenue Meter,Willowdale-Highland (Magmeter) | WTR-CENTRAL-REV | Revenue Metering | Chamber |  |  | CH |  | Equipment Location
110214 | TAB-PLT-LOA-D | D Building, Truck Loading Bay | TAB-PLT-D | D Building - Preliminary Treatment | [5 empty] | Mechanical Equipment
110215 | TAB-PLT-LOA-P | P Building, Truck Loading Bay | TAB-PLT-P | P Building - Preliminary Treatment | [5 empty] | Mechanical Equipment
110222 | WTR-365-FIT-0006A | Transmitter, Flow Indicating, Revenue, Forward Flow, Venturi | WTR-365-CH-0006 | Chamber,Revenue Meter,Dufferin-Steeles (Magmeter) | Transmitter,Flow |  |  | FIT |  | Instrumentation Equipment
110223 | WTR-365-FQIR-0001 | Recorder, Paperless | WTR-365-CH-0006 | Chamber,Revenue Meter,Dufferin-Steeles (Magmeter) | Recorder,Paperless |  |  | FQIR |  | Instrumentation Equipment
110225 | WTR-365-PIT-0001 | Transmitter,Pressure Indicating | WTR-365-CH-0006 | Chamber,Revenue Meter,Dufferin-Steeles (Magmeter) | Transmitter,Pressure |  |  | PIT |  | Instrumentation Equipment
110226 | WTR-365-PIT-0601 | Transmitter,Pressure Indicating | WTR-365-CH-0006 | Chamber,Revenue Meter,Dufferin-Steeles (Magmeter) | Transmitter,Pressure |  |  | PIT |  | Instrumentation Equipment
110348 | WTR-CENTRAL-REV | Revenue Metering | WTR-CENTRAL-RES | Work Area 2 Central Reservoirs | [5 empty] | Process
110349 | WTR-CENTRAL-REV | Revenue Metering | WTR-SCT | Water Supply Work Area 2 SYSTEM CONTROL | [5 empty] | Process
110352 | WTR-EAST | Water Supply Work Area 1 EAST | WTR | Water Supply | [5 empty] | Work Area
110354 | WTR-EAST-PS | Work Area 1 EAST Pumping Station | WTR-EAST | Water Supply Work Area 1 EAST | [5 empty] | Process
110355 | WTR-EAST-SES | Safety & Lifting Devices | WTR-EAST | Water Supply Work Area 1 EAST | [5 empty] | Equipment Location
110356 | WTR-EAST-SYP | Work Area 1 EAST System Pressure, | WTR-EAST | Water Supply Work Area 1 EAST | [5 empty] | Equipment Location
110357 | WTR-OWR-OFFICE | Computer Location | WTR-WORK AREA 1 | Building Location | [5 empty] | Equipment Location
110362 | WTR-PAH-AMT | Atmospheric Monitoring | WTR-PAH | Armour Heights Pumping Station | [5 empty] | Sub-Process
110363 | WTR-PAH-AUX | Auxiliary Equipment (Building Facilities) | WTR-PAH | Armour Heights Pumping Station | [5 empty] | Sub-Process
110373 | WTR-PAH-ELS | Electrical System | WTR-PAH | Armour Heights Pumping Station | [5 empty] | Sub-Process
110418 | WTR-PAH-GFI-0003 | Ground Fault Circuit Interrupter | WTR-PAH-AUX | Auxiliary Equipment (Building Facilities) |  |  |  | GFI |  | Electrical Equipment
110419 | WTR-PAH-GFI-0004 | Ground Fault Circuit Interrupter | WTR-PAH-AUX | Auxiliary Equipment (Building Facilities) |  |  |  | GFI |  | Electrical Equipment
110470 | WTR-PAH-TRW | Treated Water (Transmission) | WTR-PAH | Armour Heights Pumping Station | [5 empty] | Process
110497 | WTR-PBV-TRW | Treated Water (Transmission) | WTR-PBV | Bayview Pumping Station | [5 empty] | Process
110501 | WTR-PDS-AUX | Auxiliary Equipment (Building Facilities) | WTR-PDSS | Dorset Pumping station (Chamber Replaced with Pod) | [5 empty] | Sub-Process
110510 | WTR-PDS-ELS | Electrical System | WTR-PDS | Dorset Pumping Station | [5 empty] | Sub-Process
110512 | WTR-PDS-FEQ-SUS | Fire Equipment, Dorset Pumping Station | WTR-PDS | Dorset Pumping Station |  |  | 44941 |  |  | Sub-Process
110513 | WTR-PDS-FEQ-SUS | Fire Equipment, Dorset Pumping Station | WTR-SUSPENDED | Suspended Obsolete entity for storage purpose |  |  | 44941 |  |  | Sub-Process
110520 | WTR-PDS-P | Pumping | WTR-PDS | Dorset Pumping Station | [5 empty] | Process
110545 | WTR-PDS-TRW | Treated Water (Transmission) | WTR-PDSS | Dorset Pumping station (Chamber Replaced with Pod) | [5 empty] | Process
110735 | WTR-PEG-TRW | Treated Water (Transmission) | WTR-PEG | Eglinton Pumping Station | [5 empty] | Process
110775 | WTR-PEL-ACC | Air Conditioning, Handling and Ventilation | WTR-PEL | Ellesmere Pumping Station | [5 empty] | Sub-Process
110814 | WTR-PEL-CW | City Water System | WTR-PEL | Ellesmere Pumping Station | [5 empty] | Sub-Process
110867 | WTR-PEL-ELS | Electrical System | WTR-PEL | Ellesmere Pumping Station | [5 empty] | Sub-Process
111129 | WTR-PEL-P | Pumping | WTR-PEL | Ellesmere Pumping Station | [5 empty] | Process
111171 | TAB-PLT-SQ | P Building - Safety Equipment | TAB-PLT-P | P Building - Preliminary Treatment | [5 empty] | Mechanical Equipment
111212 | WTR-PEL-TRW | Treated Water (Transmission) | WTR-PEL | Ellesmere Pumping Station | [5 empty] | Process
111358 | WTR-PHL OFFICE | Computer Location | WTR-WA3 | District West Location | [5 empty] | Equipment Location
111362 | WTR-PHL-ACC | Air Conditioning, Heating and Ventilation | WTR-PHL | High Level Pumping Station | [5 empty] | Sub-Process
111367 | WTR-PHL-AMT | Atmospheric Monitoring | WTR-PHL | High Level Pumping Station | [5 empty] | Sub-Process
111370 | WTR-PHL-AUX | Auxiliary Equipment (Building Facilities) | WTR-PHL | High Level Pumping Station | [5 empty] | Sub-Process
111451 | TAB-PLT-SUMP | D Bldg - Sump Pumps | TAB-PLT-D | D Building - Preliminary Treatment | [5 empty] | Mechanical Equipment
111488 | WTR-PHL-FEQ-SUS | Fire Equipment, High Level Pumping Station | WTR-PHL | High Level Pumping Station |  |  | 45018 |  |  | Sub-Process
111512 | TAB-PLT-T-D | D Building - Grit Tanks & Hoppers 13 - 16 | TAB-PLT-D | D Building - Preliminary Treatment | [5 empty] | Mechanical Equipment
111690 | WTR-PHL-OFFICE | Computer Location | WTR-WORK AREA 1 | Building Location | [5 empty] | Equipment Location
111692 | WTR-PHL-P | Pumping | WTR-PHL | High Level Pumping Station | [5 empty] | Process
111945 | WTR-PJO-AMT | Atmospheric Monitoring | WTR-PJO | Wm. H. Johnston Pumping Station | [5 empty] | Sub-Process
111962 | WTR-PJO-CW | City Water System | WTR-PJO | Wm. H. Johnston Pumping Station | [5 empty] | Sub-Process
111976 | WTR-PJO-GFI-0001 | Ground Fault Circuit Interrupter | WTR-PJO-AUX | Auxiliary Equipment (Building Facilities) |  |  |  | GFI |  | Electrical Equipment
111977 | WTR-PJO-GFI-0002 | Ground Fault Circuit Interrupter | WTR-PJO-AUX | Auxiliary Equipment (Building Facilities) |  |  |  | GFI |  | Electrical Equipment
111978 | WTR-PJO-GFI-0003 | Ground Fault Circuit Interrupter | WTR-PJO-AUX | Auxiliary Equipment (Building Facilities) |  |  |  | GFI |  | Electrical Equipment
112041 | WTR-PJS-ACC | Air Conditioning, Heating and Ventilation | WTR-PJS | John Street Pumping Station | [5 empty] | Sub-Process
112043 | WTR-PJS-AUX | Auxiliary Equipment (Building Facilities) | WTR-PJS | John Street Pumping Station | [5 empty] | Sub-Process
112075 | WTR-PJS-ELS | Electrical System | WTR-PJS | John Street Pumping Station | [5 empty] | Sub-Process
112076 | WTR-PJS-ENW | Enwave Process | WTR-PJS | John Street Pumping Station | [5 empty] | Process
112148 | WTR-PJS-FEQ-SUS | Fire Equipment, John Street Pumping Station | WTR-PJS | John Street Pumping Station |  |  | 45118 |  |  | Sub-Process
112176 | WTR-PJS-HE-0005 | Heat Exchanger, DLWC, Enwave | WTR-PJS-ENW | Enwave Process |  |  |  | HE |  | Mechanical Equipment
112179 | WTR-PJS-HE-0006 | Heat Exchanger, DLWC, Enwave | WTR-PJS-ENW | Enwave Process |  |  |  | HE |  | Mechanical Equipment
112181 | WTR-PJS-HE-0007 | Heat Exchanger, DLWC, Enwave | WTR-PJS-ENW | Enwave Process |  |  |  | HE |  | Mechanical Equipment
112185 | WTR-PJS-HE-0009 | Heat Exchanger, DLWC, Enwave | WTR-PJS-ENW | Enwave Process |  |  |  | HE |  | Mechanical Equipment
112187 | WTR-PJS-HE-0011 | Heat Exchanger, DLWC, Enwave | WTR-PJS-ENW | Enwave Process |  |  |  | HE |  | Mechanical Equipment
112189 | WTR-PJS-HE-0012 | Heat Exchanger, DLWC, Enwave | WTR-PJS-ENW | Enwave Process |  |  |  | HE |  | Mechanical Equipment
112195 | WTR-PJS-HE-0018 | Heat Exchanger, DLWC, Enwave | WTR-PJS-ENW | Enwave Process |  |  |  | HE |  | Mechanical Equipment
112197 | WTR-PJS-HE-0024 | Heat Exchanger, DLWC, Enwave | WTR-PJS-ENW | Enwave Process |  |  |  | HE |  | Mechanical Equipment
112198 | WTR-PJS-HE-0025 | Heat Exchanger, DLWC, Enwave | WTR-PJS-ENW | Enwave Process |  |  |  | HE |  | Mechanical Equipment
112199 | WTR-PJS-HE-0026 | Heat Exchanger, DLWC, Enwave | WTR-PJS-ENW | Enwave Process |  |  |  | HE |  | Mechanical Equipment
112325 | WTR-PJS-OFFICE | Computer Location | WTR-WORK AREA 1 | Building Location | [5 empty] | Equipment Location
112327 | WTR-PJS-P | Pumping | WTR-PJS | John Street Pumping Station | [5 empty] | Process
112618 | WTR-PKL-ACC | Air Conditioning, Heating and Ventilation | WTR-PKL | Keele Pumping Station | [5 empty] | Sub-Process
112622 | WTR-PKL-AUX | Auxiliary Equipment (Building Facilities) | WTR-PKL | Keele Pumping Station | [5 empty] | Sub-Process
112637 | WTR-PKL-CW | City Water System | WTR-PKL | Keele Pumping Station | [5 empty] | Sub-Process
112682 | WTR-PKL-OFFICE | Computer Location | WTR-WORK AREA 3 | Building Location | [5 empty] | Equipment Location
112683 | WTR-PKL-P | Pumping | WTR-PKL | Keele Pumping Station | [5 empty] | Process
112714 | WTR-PKL-TRW | Treated Water (Transmission) | WTR-PKL | Keele Pumping Station | [5 empty] | Process
112753 | WTR-PKN-AMT | Atmospheric Monitoring | WTR-PKN | Kennedy Pumping Station | [5 empty] | Sub-Process
112754 | WTR-PKN-AUX | Auxiliary Equipment (Building Facilities) | WTR-PKN | Kennedy Pumping Station | [5 empty] | Sub-Process
112773 | WTR-PKN-ELS | Electrical System | WTR-PKN | Kennedy Pumping Station | [5 empty] | Sub-Process
112776 | WTR-PKN-FEQ-SUS | Fire Equipment, Kennedy Pumping Station | WTR-PKN | Kennedy Pumping Station |  |  | 45191 |  |  | Sub-Process
112780 | WTR-PKN-GFI-0001 | Ground Fault Circuit Interrupter | WTR-PKN-AUX | Auxiliary Equipment (Building Facilities) |  |  |  | GFI |  | Electrical Equipment
112838 | WTR-PKN-P | Pumping | WTR-PKN | Kennedy Pumping Station | [5 empty] | Process
112902 | WTR-PLW-AMT | Atmosphere Monitoring | WTR-PLW | Lawrence Pumping Station | [5 empty] | Sub-Process
112904 | WTR-PLW-AUX | Auxilliary Equipment (Building Facilities) | WTR-PLW | Lawrence Pumping Station | [5 empty] | Sub-Process
112908 | WTR-PLW-BUS-0102 | Electrical Bus | WTR-PLW-TR-0101 | Transformer, Power, Line 1, 27.6 kV/2.3 kV |  |  |  | BUS |  | Electrical Equipment
112932 | WTR-PLW-CW | City Water System | WTR-PLW | Lawrence Pumping Station | [5 empty] | Sub-Process
112956 | TAB-PLT-VAC-TRK | Vacuum Truck Unloading Bay | TAB-PLT-D | D Building - Preliminary Treatment | [5 empty] | Mechanical Equipment
112980 | TAB-PRM | Primary Treatment | TAB-WORK-AREA-1 | Work Area 1 | [5 empty] | Process
112981 | TAB-PRM | Primary Treatment | TAB-WORK-AREA-2 | Work Area 2 | [5 empty] | Process
112982 | TAB-PRM | Primary Treatment | TAB-WORK-AREA-LIQ | TAB Work Area Liq | [5 empty] | Process
113016 | WTR-PLW-FEQ-SUS | Fire Equipment, Lawrence Pumping Station | WTR-PLW | Lawrence Pumping Station |  |  | 45199 |  |  | Sub-Process
113099 | WTR-PLW-OFFICE | Computer Location | WTR-WORK AREA 1 | Building Location | [5 empty] | Equipment Location
113100 | WTR-PLW-OFFICE | Computer Location | WTR-WORK AREA 3 | Building Location | [5 empty] | Equipment Location
113162 | TAB-PRM-D | D Bldg - Primary Treatment | TAB-PRM | Primary Treatment | [5 empty] | Sub-Process
113257 | WTR-PMI-AMT | Atmospheric Monitoring | WTR-PMI | Milliken Pumping Station | [5 empty] | Sub-Process
113282 | WTR-PMI-CW | City Water System | WTR-PMI | Milliken Pumping Station | [5 empty] | Sub-Process
113371 | TAB-PRM-INQ | D Building - Instrumentation Equipment | TAB-PRM-D | D Bldg - Primary Treatment | [5 empty] | Instrumentation Equipment
113372 | TAB-PRM-INQ-P | P Building - Instrument Equipment | TAB-PRM-P | P Bldg - Primary Treatment | [5 empty] | Instrumentation Equipment
113510 | TAB-PRM-OPS | Old PS - Primary Treatment | TAB-PRM | Primary Treatment | [5 empty] | Sub-Process
113511 | TAB-PRM-P | P Bldg - Primary Treatment | TAB-PRM | Primary Treatment | [5 empty] | Sub-Process
113587 | TAB-PRM-P-D | D Building Sludge Pumping | TAB-PRM-D | D Bldg - Primary Treatment | [5 empty] | Mechanical Equipment
113589 | TAB-PRM-P-P | P Building - Primary Sludge Pumping | TAB-PRM-P | P Bldg - Primary Treatment | [5 empty] | Mechanical Equipment
113595 | TAB-PRM-POL-D | D Building -polymer makedown System | TAB-PRM-D | D Bldg - Primary Treatment | [5 empty] | Mechanical Equipment
113726 | WTR-PMI-TRW | Treated Water (Transmission) | WTR-PMI | Milliken Pumping Station | [5 empty] | Process
113781 | TAB-PRM-T-P | P Building - Scum, Sludge Hoppers & Primary Tanks 7 - 9 | TAB-PRM-P | P Bldg - Primary Treatment | [5 empty] | Mechanical Equipment
113788 | TAB-PRM-V | D Building - Header Valves & Actuators, Primary Sludge Line 1, 2 & 3 | TAB-PRM-D | D Bldg - Primary Treatment | [5 empty] | Mechanical Equipment
113865 | WTR-PPD-AMT | Atmospheric Monitoring | WTR-PPD | Parkdale Pumping Station | [5 empty] | Sub-Process
113885 | WTR-PPD-CW | City Water System | WTR-PPD | Parkdale Pumping Station | [5 empty] | Sub-Process
113956 | WTR-PPD-P | Pumping | WTR-PPD | Parkdale Pumping Station | [5 empty] | Process
114024 | WTR-PRH-AMT | Atmospheric Monitoring | WTR-PRH | Rosehill Pumping Station | [5 empty] | Sub-Process
114025 | WTR-PRH-AUX | Auxiliary Equipment (Building Facilities) | WTR-PRH | Rosehill Pumping Station | [5 empty] | Sub-Process
114139 | WTR-PRH-P | Pumping | WTR-PRH | Rosehill Pumping Station | [5 empty] | Process
114207 | WTR-PRH-TRW | Treated Water (Transmission) | WTR-PRH | Rosehill Pumping Station | [5 empty] | Process
114233 | WTR-PRV-ACC | Air Conditioning, Heating and Ventilation | WTR-PRV | Richview Pumping Station | [5 empty] | Sub-Process
114297 | WTR-PRV-ELS | Electrical System | WTR-PRV | Richview Pumping Station | [5 empty] | Sub-Process
114338 | WTR-PRV-FEQ-SUS | Fire Equipment, Richview Pumping Station | WTR-PRV | Richview Pumping Station |  |  | 45355 |  |  | Sub-Process
114339 | WTR-PRV-FEQ-SUS | Fire Equipment, Richview Pumping Station | WTR-SUSPENDED | Suspended Obsolete entity for storage purpose |  |  | 45355 |  |  | Sub-Process
114388 | WTR-PRV-P | Pumping | WTR-PRV | Richview Pumping Station | [5 empty] | Process
114464 | WTR-PSA-ACC | Air Conditioning, Heating and Ventilation | WTR-PSA | St. Albans Pumping Station | [5 empty] | Sub-Process
114470 | WTR-PSA-AMT | Atmospheric Monitoring | WTR-PSA | St. Albans Pumping Station | [5 empty] | Sub-Process
114471 | WTR-PSA-AUX | Auxiliary Equipment (Building Facilities) | WTR-PSA | St. Albans Pumping Station | [5 empty] | Sub-Process
114490 | WTR-PSA-ELS | Electrical System | WTR-PSA | St. Albans Pumping Station | [5 empty] | Sub-Process
114493 | WTR-PSA-FEQ-SUS | Fire Equipment, St. Albans Pumping Station | WTR-PSA | St. Albans Pumping Station |  |  | 45375 |  |  | Sub-Process
114494 | WTR-PSA-FEQ-SUS | Fire Equipment, St. Albans Pumping Station | WTR-SUSPENDED | Suspended Obsolete entity for storage purpose |  |  | 45375 |  |  | Sub-Process
114554 | WTR-PSA-TRW | Treated Water (Transmission) | WTR-PSA | St. Albans Pumping Station | [5 empty] | Process
114596 | WTR-PSC-AUX | Auxiliary Equipment (Building Facilities) | WTR-PSC | Scarborough Pumping Station | [5 empty] | Sub-Process
114632 | WTR-PSC-ELS | Electrical System | WTR-PSC | Scarborough Pumping Station | [5 empty] | Sub-Process
114799 | WTR-PTH-AUX | Auxiliary Equipment (Building Facilities) | WTR-PTH | Thornhill Pumping Station | [5 empty] | Sub-Process
114804 | WTR-PTH-ELS | Electrical System | WTR-PTH | Thornhill Pumping Station | [5 empty] | Sub-Process
114878 | WTR-PTH-P | Pumping | WTR-PTH | Thornhill Pumping Station | [5 empty] | Process
114891 | WTR-PTH-TRW | Treated Water (Transmission) | WTR-PTH | Thornhill Pumping Station | [5 empty] | Process
114916 | WTR-PWT-AMT | Atmospheric Monitoring | WTR-PWT | West Toronto Pumping Station | [5 empty] | Sub-Process
114928 | WTR-PWT-CW | City Water System | WTR-PWT | West Toronto Pumping Station | [5 empty] | Sub-Process
114932 | WTR-PWT-DR-0003 | Door, Overhead | WTR-PWT-AUX | Auxiliary Equipment (Building Facilities) |  |  |  | DR |  | Mechanical Equipment
114939 | WTR-PWT-FEQ-SUS | Fire Equipment, West Toronto Pumping Station | WTR-SUSPENDED | Suspended Obsolete entity for storage purpose |  |  | 45422 |  |  | Sub-Process
115010 | WTR-PWT-TRW | Treated Water (Transmission) | WTR-PWT | West Toronto Pumping Station | [5 empty] | Process
115073 | WTR-RBV-AMT | Atmospheric Monitoring | WTR-RBV | Bayview Reservoir | [5 empty] | Sub-Process
115075 | WTR-RBV-ELS | Electrical System | WTR-RBV | Bayview Reservoir | [5 empty] | Sub-Process
115119 | WTR-RDF-AUX | Auxiliary Equipment (Building Facilities) | WTR-RDF | Dufferin Reservoir | [5 empty] | Sub-Process
115127 | WTR-RDF-CW | City Water System | WTR-RDF | Dufferin Reservoir | [5 empty] | Sub-Process
115138 | WTR-RDF-ELS | Electrical System | WTR-RDF | Dufferin Reservoir | [5 empty] | Sub-Process
115248 | WTR-REB-TRW | Treated Water (Transmission) | WTR-REB | East Woodbridge Tank |  |  | 35841 |  |  | Process
115253 | WTR-REG-AMT | Atmospheric Monitoring | WTR-REG | Eglinton Reservoir | [5 empty] | Sub-Process
115254 | WTR-REG-AUX | Auxiliary Equipment (Building Facilities) | WTR-REG | Eglinton Reservoir | [5 empty] | Sub-Process
115259 | WTR-REG-CW | City Water System | WTR-REG | Eglinton Reservoir | [5 empty] | Sub-Process
115276 | WTR-REG-TRW | Treated Water (Transmission) | WTR-REG | Eglinton Reservoir | [5 empty] | Process
115285 | WTR-REL-AMT | Atmospheric Monitoring | WTR-REL | Ellesmere Reservoir | [5 empty] | Sub-Process
115286 | WTR-REL-ELS | Electrical System | WTR-REL | Ellesmere Reservoir | [5 empty] | Sub-Process
115295 | WTR-REL-TRW | Treated Water (Transmission) | WTR-REL | Ellesmere Reservoir | [5 empty] | Process
115305 | WTR-RKL-AUX | Auxiliary Equipment (Building Facilities) | WTR-RKL | Keele Reservoir | [5 empty] | Sub-Process
115310 | WTR-RKL-ELS | Electrical System | WTR-RKL | Keele Reservoir | [5 empty] | Sub-Process
115350 | WTR-RLL-AMT | Atmospheric Monitoring | WTR-RLL | Leslie Tank | [5 empty] | Sub-Process
115351 | WTR-RLL-AUX | Auxiliary Equipment (Building Facilities) | WTR-RLL | Leslie Tank | [5 empty] | Sub-Process
115375 | WTR-RLW-AMT | Atmospheric Monitoring | WTR-RLW | Lawrence Reservoir | [5 empty] | Sub-Process
115379 | WTR-RLW-ELS | Electrical System | WTR-RLW | Lawrence Reservoir | [5 empty] | Sub-Process
115397 | WTR-RMA-ELS | Electrical System | WTR-RMA | Markham Reservoir | [5 empty] | Sub-Process
115408 | WTR-RMI-AMT | Atmospheric Monitoring | WTR-RMI | Milliken Reservoir | [5 empty] | Sub-Process
115498 | WTR-RMI-TRW | Treated Water (Transmission) | WTR-RMI | Milliken Reservoir | [5 empty] | Process
115553 | WTR-RMP-ELSS | Electrical System | WTR-RMPS | Maple Reservoir |  |  | 38609 |  |  | Sub-Process
115561 | WTR-RMT-ELS | Electrical System | WTR-RMT | Milliken Tank | [5 empty] | Sub-Process
115565 | WTR-RMT-TRW | Treated Water (Transmission) | WTR-RMT | Milliken Tank | [5 empty] | Process
115568 | WTR-RRG-AMT | Atmospheric Monitoring | WTR-RRG | Rouge Tank | [5 empty] | Sub-Process
115569 | WTR-RRG-CW | City Water System | WTR-RRG | Rouge Tank | [5 empty] | Sub-Process
115602 | WTR-RRH-AUX | Auxiliary Equipment (Building Facilities) | WTR-RRH | Rosehill Reservoir | [5 empty] | Sub-Process
115893 | WTR-RST-AMT | Atmospheric Monitoring | WTR-RST | St.Clair Reservoir | [5 empty] | Sub-Process
115940 | WTR-RWA-ACC | Air Conditioning, Heating and Ventilation | WTR-RWA | Warden Tank | [5 empty] | Sub-Process
115954 | WTR-RWB-TRWS | Treated Water (Transmission) | WTR-RWBS | West Woodbridge Tank |  |  | 35939 |  |  | Process
115958 | WTR-RWL-AUX | Auxiliary Equipment (Building Facilities) | WTR-RWL | Whitlam Tank | [5 empty] | Sub-Process
115965 | WTR-RWL-TRW | Treated Water (Transmission) | WTR-RWL | Whitlam Tank | [5 empty] | Process
115973 | WTR-SCA-OFFICE | Computer Location | WTR-WORK AREA 1 | Building Location | [5 empty] | Equipment Location
115974 | WTR-SPC | Process Control Systems - Services Area | WTR | Water Supply | [5 empty] | Work Area
115975 | WTR-SPC | Process Control Systems - Services Area | WTR-ITM | Integrated Technology Management | [5 empty] | Work Area
115976 | WTR-SPC1 | Process Control Systems - Administrative | WTR | Water Supply | [5 empty] | Sub Area
115977 | WTR-SPC1 | Process Control Systems - Administrative | WTR-SPC | Process Control Systems - Services Area | [5 empty] | Sub Area
115978 | WTR-STORE | Computer Storage Location | WTR-EUS | Production & End User Support | [5 empty] | Equipment Location
115989 | WTR-WA1 | District East Location | WTR-SPC | Process Control Systems - Services Area | [5 empty] | Process
115990 | WTR-WA3 | District West Location | WTR-SPC | Process Control Systems - Services Area | [5 empty] | Process
115991 | WTR-WEST-PS | Work Area 3 WEST Pumping Stations | WTR-WEST | Water Supply Work Area 3 WEST | [5 empty] | Process
115992 | WTR-WEST-SES | Safety & Lifting Devices | WTR-WEST | Water Supply Work Area 3 WEST | [5 empty] | Equipment Location
115993 | WTR-WEST-SYP | Work Area 3 WEST System Pressure | WTR-WEST | Water Supply Work Area 3 WEST | [5 empty] | Equipment Location
115994 | WTR-WORK AREA 1 | Building Location | WTR-EUS | Production & End User Support | [5 empty] | Process
116054 | TAB-PRS | Phosphorous Removal System | TAB-WORK-AREA-1 | Work Area 1 | [5 empty] | Process
116055 | TAB-PRS | Phosphorous Removal System | TAB-WORK-AREA-LIQ | TAB Work Area Liq | [5 empty] | Process
116072 | WWT | Wastewater Treatment | TW | Toronto Water | [5 empty] | Section
116099 | YCH-ADMIN-BLDG | Building Location | YMH-EUS | Production & End User Support | [5 empty] | Process
116205 | YCS EUS SERVER ROOM | Communication Switch | YCS-ADMIN-BLDG | Building Location | [5 empty] | Equipment Location
116206 | YCS-ADMIN BLDG | Building Location | YCS-SPC | Process Control Systems | [5 empty] | Process
116207 | YCS-ADMIN-BLDG | Building Location | YCS-EUS | Production & End User Support | [5 empty] | Process
116208 | YCS-CHEM-LAB | Computer Location | YCS-ADMIN-BLDG | Building Location | [5 empty] | Equipment Location
116209 | YCS-DECOM | Building Location | YCS-EUS | Production & End User Support | [5 empty] | Process
116210 | YCS-OFFICE | Computer Location | YCS-ADMIN-BLDG | Building Location | [5 empty] | Equipment Location
116211 | YCS-SPC | Process Control Systems | YCS-ITM | Integrated Technology Management | [5 empty] | Sub Area
116212 | YDA | Dee Avenue | BUS | Business Unit Support | [5 empty] | Facility
116213 | YDA EUS SERVER ROOM | Communication Switch | YDA-ADMIN-BLDG | Building Location | [5 empty] | Equipment Location
116214 | YDA-DECOM | Building Location | YDA-EUS | Production & End User Support | [5 empty] | Process
116215 | YDA-IWC-OFFICE | Computer Location | YDA-ADMIN-BLDG | Building Location | [5 empty] | Equipment Location
116216 | YDA-STORE | Computer Storage Location | YDA-EUS | Production & End User Support | [5 empty] | Equipment Location
116229 | YMH | Metro Hall | BUS | Business Unit Support | [5 empty] | Facility
116230 | YMH-18TH-OFFICE | Computer Location | YMH-ADMIN-BLDG | Building Location | [5 empty] | Equipment Location
116231 | YMH-19TH-OFFICE | Computer Location | YMH-ADMIN-BLDG | Building Location | [5 empty] | Equipment Location
116232 | YMH-ADMIN-BLDG | Building Location | YMH-EUS | Production & End User Support | [5 empty] | Process
116233 | YMH-DECOM | Building Location | YMH-EUS | Production & End User Support | [5 empty] | Process
116234 | YMH-ITM | Integrated Technology Management | YMH | Metro Hall | [5 empty] | Work Area
116237 | YQQ-OFFICE | Computer Location | YQQ-ADMIN-BLDG | Building Location | [5 empty] | Equipment Location
116238 | YTF | Tiffield Data Center | BUS | Business Unit Support | [5 empty] | Facility
116239 | YTF | Tiffield Data Center | WWT | Wastewater Treatment | [5 empty] | Facility
116240 | YTF BLDG-B EOC | Computer Location | YTF-B-BLDG | Building Location | [5 empty] | Equipment Location
116242 | YTF EUS | Production & End User Support | YTF | Tiffield Data Center | [5 empty] | Sub Area
116243 | YTF EUS | Production & End User Support | YTF-ITM | Integrated Technology Management | [5 empty] | Sub Area
116244 | YTF EUS SERVER ROOM | Communication Switch | YTF-A-BLDG | Building Location | [5 empty] | Equipment Location
116247 | YTF SPC | Process Control Systems - Services Area | YTF | Tiffield Data Center | [5 empty] | Work Area
116248 | YTF SPC | Process Control Systems - Services Area | YTF-ITM | Integrated Technology Management | [5 empty] | Work Area
116249 | YTF SPC SERVER ROOM | Communication Switch | YTF-A BLDG | Building Location | [5 empty] | Equipment Location
116250 | YTF-A BLDG | Building Location | YTF SPC | Process Control Systems - Services Area | [5 empty] | Process
116251 | YTF-A BLDG | Building Location | YTF-SPC2 | Process Control Systems - Equipment | [5 empty] | Process
116252 | YTF-ACC | HVAC Equipment | YTF-BLDG | Bullding Services | [5 empty] | Process
116431 | YTF-B-BLDG | Building Location | YTF EUS | Production & End User Support | [5 empty] | Process
116432 | YTF-BLDG | Bullding Services | YTF | Tiffield Data Center | [5 empty] | Work Area
116467 | TAB-PRS-P-FECL2 | Ferrous Chloride Pumps | TAB-PRS2 | Phosphorus Removal System | [5 empty] | Equipment Location
116468 | TAB-PRS-P-TRANSFER | Chemical Transfer Pumps | TAB-PRS2 | Phosphorus Removal System | [5 empty] | Equipment Location
116493 | YTF-ELS | Electrical Equipment | YTF-BLDG | Bullding Services | [5 empty] | Process
116518 | YTF-ELS-LTG-1000 | Indoor Electrical Equipment | YTF-ELS | Electrical Equipment |  |  |  | LTG |  | Electrical Equipment
116519 | YTF-ELS-LTG-3000 | Outdoor Electrical Equipment | YTF-ELS | Electrical Equipment |  |  |  | LTG |  | Electrical Equipment
116520 | YTF-ELS-LTX-1000 | Exit Signs | YTF-ELS | Electrical Equipment |  |  |  | LTX |  | Electrical Equipment
116541 | YTF-ITM | Integrated Technology Management | YTF | Tiffield Data Center | [5 empty] | Work Area
116542 | YTF-NGS | HVAC, Natural Gas | YTF-BLDG | Bullding Services | [5 empty] | Process
116552 | YTF-SES-FEQ | Fire Equipment | YTF-BLDG | Bullding Services | [5 empty] | Process
116617 | TAB-PRS-T-FECL2 | Ferrous Chloride Tanks & Valves | TAB-PRS2 | Phosphorus Removal System | [5 empty] | Equipment Location
116726 | YTF-VSTORE | Computer Storage Location | YTF EUS | Production & End User Support | [5 empty] | Equipment Location
116731 | ZXDP ENTITY COL | DO NOT USE - City of Toronto | [7 empty] | City
116922 | TAB-PRS-V-FECL2 | Ferrous Chloride Filters & Valves - Chemical Unloading Station | TAB-PRS2 | Phosphorus Removal System | [5 empty] | Equipment Location
116927 | TAB-PRS2 | Phosphorus Removal System | TAB-WORK-AREA-LIQ | TAB Work Area Liq | [5 empty] | Process
116932 | TAB-PWA-DIG | Plant Water - to Digestion sys | TAB-PWA | Plant Water | [5 empty] | Equipment Location
116933 | TAB-PWA-ELS | Plant Water - Electrical System | TAB-PWA | Plant Water | [5 empty] | Equipment Location
117015 | TAB-PWA-HEADERS | Plant Water -Header-valves.Etc., | TAB-PWA | Plant Water | [5 empty] | Equipment Location
117042 | TAB-PWA-P | Plant Water - Sump Pumps | TAB-PWA | Plant Water | [5 empty] | Mechanical Equipment
117073 | TAB-PWA-PBLDG | City Water & Plant Water System- P Bldg | TAB-WORK-AREA-LIQ | TAB Work Area Liq | [5 empty] | Process
117092 | TAB-PWA-SG | Plant Water -Effluent Inlet Chambers & Sluice Gates, Vlves, Instruments | TAB-PWA | Plant Water | [5 empty] | Equipment Location
117103 | TAB-PWA-V | Plant Water - Valves | TAB-PWA | Plant Water | [5 empty] | Equipment Location
117518 | TAB-PWA-V1 | Plant Water - Valves, Hydrants | TAB-PWA | Plant Water | Valve |  |  |  |  | Equipment Location
117519 | TAB-PWH | Primary Heating Loop | TAB-WORK-AREA-6 | Work Area 6 | [5 empty] | Process
117520 | TAB-PWH | Primary Heating Loop | TAB-WORK-AREA-SEO | TAB Work Area SEO | [5 empty] | Process
117522 | TAB-RSP | Raw Sewage Pumping | TAB-WORK-AREA-4 | Work Area 4 | [5 empty] | Process
117523 | TAB-RSP | Raw Sewage Pumping | TAB-WORK-AREA-LIQ | TAB Work Area Liq | [5 empty] | Process
117547 | TAB-RSP-ELQ | T Building - Electrical Equipment | TAB-RSP-T | T Building | [5 empty] | Electrical Equipment
117548 | TAB-RSP-ELQ-M | M Building - Electrical Equipment | TAB-RSP-M | M Building | [5 empty] | Electrical Equipment
117569 | TAB-RSP-FN | M & T Building - Odour Control Fans & Filters | TAB-RSP | Raw Sewage Pumping | [5 empty] | Sub-Process
117639 | TAB-RSP-IPS | IPS Building | TAB-RSP | Raw Sewage Pumping | [5 empty] | Sub-Process
117660 | TAB-RSP-M | M Building | TAB-RSP | Raw Sewage Pumping | [5 empty] | Sub-Process
117689 | TAB-RSP-P-SUMP | T Building - Dewatering & Sump Sumps | TAB-RSP-T | T Building | [5 empty] | Mechanical Equipment
117690 | TAB-RSP-P-T | T Building - Raw Sewage Pumping | TAB-RSP | Raw Sewage Pumping | [5 empty] | Sub-Process
117694 | TAB-RSP-PIP | Raw Sewage, Influent Conduits # 1-5 | TAB-RSP | Raw Sewage Pumping | [5 empty] | Sub-Process
117695 | TAB-RSP-PIP-0001 | Influent Conduit # 1, Raw Sewage Conduit from High Level | TAB-RSP-PIP | Raw Sewage, Influent Conduits # 1-5 |  |  |  | PIP |  | Mechanical Equipment
117696 | TAB-RSP-PIP-0002 | Influent Conduit # 2, Raw Sewage Conduit from High Level | TAB-RSP-PIP | Raw Sewage, Influent Conduits # 1-5 |  |  |  | PIP |  | Mechanical Equipment
117697 | TAB-RSP-PIP-0005 | Influent Conduit # 5, Raw Sewage Conduit from Main Pumping Station | TAB-RSP-PIP | Raw Sewage, Influent Conduits # 1-5 |  |  |  | PIP |  | Mechanical Equipment
117698 | TAB-RSP-PIP-2000 | M Building , Raw Sewage Piping | TAB-RSP-M | M Building |  |  |  | PIP |  | Mechanical Equipment
117701 | TAB-RSP-PM | M Building - Raw Sewage Pumping | TAB-RSP | Raw Sewage Pumping | [5 empty] | Sub-Process
117742 | TAB-RSP-SC-M | M Building - Bar Screen, Sluice Gates & Wet Wells | TAB-RSP-M | M Building | [5 empty] | Mechanical Equipment
117747 | TAB-RSP-STRC-T | T Building - Safety Equipment,Wall, Ceiling & Floor | TAB-RSP-T | T Building | [5 empty] | Mechanical Equipment
117748 | TAB-RSP-T | T Building | TAB-RSP | Raw Sewage Pumping | [5 empty] | Sub-Process
117850 | TAB-RTE-PD | TAB-Routine Power Distribution Plant Wide | TAB POWER DISTRIB | TAB Power Distribution and Process Control | [5 empty] | Work Area
117851 | TAB-RTE-WA1 | TAB-Routine Work Area 1 | TAB-WORK-AREA-LIQ | TAB Work Area Liq | [5 empty] | Work Area
117852 | TAB-RTE-WA2 | TAB-Routine Work Area 2 | TAB-WORK-AREA-2 | Work Area 2 | [5 empty] | Work Area
117853 | TAB-RTE-WA3 | TAB-Routine Work Area 3 | TAB-WORK-AREA-3 | Work Area 3 | [5 empty] | Work Area
117854 | TAB-RTE-WA3 | TAB-Routine Work Area 3 | TAB-WORK-AREA-SOL | TAB Work Area Sol | [5 empty] | Work Area
117872 | TAB-SA-CPU-0039 | Scada, Workstation, Service Air, Auxiliary Systems Building, Main Floor | TAB-AUX-ELQ | Auxiliary Building - Electrical Equipment | Computer Equipment,CPU |  |  | CPU |  | Electrical Equipment
117899 | TAB-SA-FN | Compressor Supply Air | TAB-AUX-C | Auxiliary Building - Compressed Service Air Equipment | [5 empty] | Mechanical Equipment
117970 | TAB-SA-T-1010 | Air Receiver Tank, Dewateringl Bldg. | TAB-AI-DEW | Air Receiver Tank, Dewateringl Bldg. | Tank,Reservoir |  |  | T |  | Equipment Location
118415 | TAB-SES-SQ | WA7 Safety Equipment | TAB-WORK-AREA-7 | Work Area 7 | [5 empty] | Process
118416 | TAB-SES-SQ | WA7 Safety Equipment | TAB-WORK-AREA-WWPW | TAB Work Area WWPW | [5 empty] | Process
118461 | TAB-SES-WA8 | WA 8 Safety Equipment, | TAB-WORK-AREA-8 | Electrical Sub- Stations | [5 empty] | Process
118462 | TAB-SILO-BLDG | Building Location | TAB-EUS | Production & End User Support | [5 empty] | Process
118463 | TAB-SLD | Sludge Drying - Pelletization (OPERATED BY VEOLIA) | TAB-WORK-AREA-4 | Work Area 4 | [5 empty] | Process
118465 | TAB-SLD-F | Pelletizer Bldg. - Filters, Fans & Pellet Cooler Bags | TAB-SLD | Sludge Drying - Pelletization (OPERATED BY VEOLIA) | [5 empty] | Equipment Location
118466 | TAB-SLD-FN | Pelletizer Bldg. - Silo System, Fans & Filters | TAB-SLD | Sludge Drying - Pelletization (OPERATED BY VEOLIA) | [5 empty] | Equipment Location
118467 | TAB-SLD-P | Pelletizer Bldg. - Thermal Oil Heating System, Pumps, Strainer & Expanasion Tanks | TAB-SLD | Sludge Drying - Pelletization (OPERATED BY VEOLIA) | [5 empty] | Equipment Location
118468 | TAB-SLD-ROUTING | Pelletizer Bldg. - Material Handling | TAB-SLD | Sludge Drying - Pelletization (OPERATED BY VEOLIA) | [5 empty] | Equipment Location
118469 | TAB-SLD-SL | Pelletizer Bldg. - Sludge System, Coater, Dryer & Hopper | TAB-SLD | Sludge Drying - Pelletization (OPERATED BY VEOLIA) | [5 empty] | Equipment Location
118491 | TAB-SLO-BIO | Odour Control Facility-WA4 | TAB-WORK-AREA-SOL | TAB Work Area Sol | Filter |  |  |  |  | Equipment Location
118536 | TAB-SLO-FN | Fans, Odour Control Building | TAB-SUSPENDED ENTITY | Suspended entities | Fan |  |  |  |  | Obsolete Entity
118559 | TAB-SLO-LOADING | Sludge Loading - Bio-Solids | TAB-WORK-AREA-SOL | TAB Work Area Sol | [5 empty] | Process
118623 | TAB-SLO-SES | TABWA4 Health and Safety Equipment | TAB-WORK-AREA-SOL | TAB Work Area Sol | [5 empty] | Equipment Location
118626 | TAB-SLO-SILO | Sludge Transfer & Silos | TAB-WORK-AREA-SOL | TAB Work Area Sol | [5 empty] | Process
118642 | TAB-SLO-STRC-TLF | Truck Loading Facility - Drains, Electrical Service(110/220V), Lighting, Plumbing | TAB-SLO-STRC | Sludge Loading & Odour Control - Facilities | [5 empty] | Equipment Location
118649 | TAB-SLO-TLF | Biosolid Truck Loadout | TAB-SLO-LOADING | Sludge Loading - Bio-Solids | [5 empty] | Sub-Process
118774 | TAB-SPC | Process Control Systems - Services Area | TAB-ITM | Integrated Technology Management | [5 empty] | Work Area
118787 | TAB-STR | TAB-STR | TAB-WORK-AREA-LIQ | TAB Work Area Liq | [5 empty] | Process
118842 | TAB-STR-ALP-Z | Aeration Supplementary Air Supply | TAB-STR-BL | Process Air Blowers & Lube Oil Pumps | [5 empty] | Equipment Location
118848 | TAB-STR-ANL-0100 | Portable Meters | TAB-AER | Aeration Gallery |  |  |  | ANL |  | Equipment Location
118849 | TAB-STR-ANL-0100 | Portable Meters | TAB-AER-INQ | Aeration - WA2 Instrumentation Equipment |  |  |  | ANL |  | Equipment Location
118850 | TAB-STR-BL | Process Air Blowers & Lube Oil Pumps | TAB-WORK-AREA-LIQ | TAB Work Area Liq | [5 empty] | Process
118860 | TAB-STR-CLR-INQ | Secondary Clarifiers - Instrumentation Equipment | TAB-STR2 | Secondary Treatment - Clarifiers | [5 empty] | Equipment Location
119038 | TAB-STR-G | Sluice Gates, Effluent/Outfall | TAB-WORK-AREA-1 | Work Area 1 | [5 empty] | Process
119039 | TAB-STR-G | Sluice Gates, Effluent/Outfall | TAB-WORK-AREA-LIQ | TAB Work Area Liq | [5 empty] | Process
119084 | TAB-STR-G-BYPS | Gates ,Bypass | TAB-WORK-AREA-1 | Work Area 1 | [5 empty] | Process
119085 | TAB-STR-G-BYPS | Gates ,Bypass | TAB-WORK-AREA-LIQ | TAB Work Area Liq | [5 empty] | Process
119206 | TAB-STR-P-GLAND | Secondary Pumps Gland Water Supply System | TAB-AER-BL | Blower Building | [5 empty] | Equipment Location
119207 | TAB-STR-P-SUMP | Secondary Treatment - Sump Pump, Ground Water | TAB-STR2 | Secondary Treatment - Clarifiers | [5 empty] | Equipment Location
119208 | TAB-STR-P-WAS | Aeration Gallery - Waste Activated Sludge Pumps | TAB-AER | Aeration Gallery | [5 empty] | Equipment Location
119234 | TAB-STR-RAS/WAS | Return & Waste Activated Sludge Header | TAB-AER | Aeration Gallery | [5 empty] | Sub-Process
119260 | TAB-STR-STRC-AG | Aeration Gallery - Safety, Drains, Plumbing & PA System | TAB-AER | Aeration Gallery | [5 empty] | Equipment Location
119261 | TAB-STR-STRC-AT | Aeration Tanks - Safety, Drains, Plumbing & PA System | TAB-AER | Aeration Gallery | [5 empty] | Equipment Location
119262 | TAB-STR-SUMP | Blower Building - Sump Pumps | TAB-AER-BL | Blower Building | [5 empty] | Equipment Location
119268 | TAB-STR-T-SCUM | Aeration Gallery - Scum Hoppers & Pumps | TAB-AER | Aeration Gallery | [5 empty] | Equipment Location
119578 | TAB-STR-V-RAS | RAS Line Valves, Header Isolation & Routing | TAB-STR-RAS/WAS | Return & Waste Activated Sludge Header | [5 empty] | Equipment Location
119579 | TAB-STR-V-WAS | WAS Line Valve, Header Isolation & Routing | TAB-STR-RAS/WAS | Return & Waste Activated Sludge Header | [5 empty] | Equipment Location
119591 | TAB-STR5-V | Floatation - WAS Distribution Valves | TAB-WORK-AREA-5 | Work Area 5 | [5 empty] | Equipment Location
119592 | TAB-STR5-V | Floatation - WAS Distribution Valves | TAB-WORK-AREA-SOL | TAB Work Area Sol | [5 empty] | Equipment Location
119596 | TAB-SUMP-P | WA7 Portable Sump Pumps | TAB-MCS | Mechanical & Machine Shop, Overhead Doors & Sump Pumps | [5 empty] | Equipment Location
119597 | TAB-SUSPENDED ENTITY | Suspended entities | TAB | Ashbridges Bay Treatment Plant | [5 empty] | Work Area
119598 | TAB-T BLDG | Building Location | TAB-SPC | Process Control Systems - Services Area | [5 empty] | Process
119599 | TAB-T-BLDG | Building Location | TAB-EUS | Production & End User Support | [5 empty] | Process
119600 | TAB-THK | Floatation | TAB-WORK-AREA-SOL | TAB Work Area Sol | [5 empty] | Process
119610 | TAB-THK-COMP | Floatation - Air Compressor | TAB-AI | Local Compressed Air Equipment | [5 empty] | Equipment Location
119611 | TAB-THK-COMP | Floatation - Air Compressor | TAB-THK | Floatation | [5 empty] | Equipment Location
119723 | TAB-THK-POL | Polymer System | TAB-WORK-AREA-5 | Work Area 5 | [5 empty] | Process
119739 | TAB-THK-STRC | THK-STRC | TAB-THK | Floatation | [5 empty] | Equipment Location
119919 | TAB-THK-V-DIST | Distribution Chamber Valves (Splitter Box) | TAB-THK | Floatation | [5 empty] | Equipment Location
119930 | TAB-WA1 | Common to WA1 - Safety, Bldg. Services, , etc. | TAB-WORK-AREA-1 | Work Area 1 | [5 empty] | Process
119931 | TAB-WA1 | Common to WA1 - Safety, Bldg. Services, , etc. | TAB-WORK-AREA-5 | Work Area 5 | [5 empty] | Process
119932 | TAB-WA1 | Common to WA1 - Safety, Bldg. Services, , etc. | TAB-WORK-AREA-LIQ | TAB Work Area Liq | [5 empty] | Process
119988 | TAB-WA1-MEQ | WA1 Portablel Pumps & Equipment | TAB-WA1 | Common to WA1 - Safety, Bldg. Services, , etc. | [5 empty] | Mechanical Equipment
120123 | TAB-WA2-ADM-0001 | Admin. Work- Work Area 2 | TAB-WORK-AREA-2 | Work Area 2 |  |  |  | ADM |  | Process
120143 | TAB-WA2-OCH-0001 | operation Chalange. Work- Work Area 2 | TAB-WORK-AREA-2 | Work Area 2 |  |  |  | OCH |  | Process
120144 | TAB-WA2-OCH-0001 | operation Chalange. Work- Work Area 2 | TAB-WORK-AREA-LIQ | TAB Work Area Liq |  |  |  | OCH |  | Process
120145 | TAB-WA2-PRJ-0004 | New Filter instalation in Plant Water Line to Aeration Blowers | TAB-STR-BL | Process Air Blowers & Lube Oil Pumps |  |  |  | PRJ |  | Mechanical Equipment
120280 | TAB-WA3-TRG-0001 | WA3 Staff Training | TAB-DEW-SERVICES | Dewatering Building Service & Safety Systems |  |  |  | TRG |  | Building Service
120282 | TAB-WA4-ELS | WA4 Electric Equipments | TAB-WORK-AREA-4 | Work Area 4 | [5 empty] | Equipment Location
120304 | TAB-WA4-P-0001 | WA4 Sump Pumps | TAB-WORK-AREA-4 | Work Area 4 |  |  |  | P |  | Equipment Location
120359 | TAB-WA5-ELS | WA5 Electric Equipments | TAB-WORK-AREA-5 | Work Area 5 | [5 empty] | Equipment Location
120361 | TAB-WA5-IR-RTE | WA5 IR route | TAB-ELS-ROUTES | Top-level hierarchy for generic entities that represent muliti-equipment inspection routes | [5 empty] | Electrical Equipment
120362 | TAB-WA5-IR-RTE | WA5 IR route | TAB-WA5-ELS | WA5 Electric Equipments | [5 empty] | Electrical Equipment
120369 | TAB-WA5-MEQ-0002 | Welding Machine, Portable | TAB-WA5-MCS | Machine Shop- WA5 |  |  |  | MEQ |  | Mechanical Equipment
120416 | TAB-WA6-MEWP-0001 | Mobile Elevating work platform- Genie | TAB-WA6-LD-1000 | WA6 portable cranes/hoists, come alongs, slings, wire rope, chains, etc., |  |  |  | MEWP |  | Division
120417 | TAB-WA6-MEWP-0002 | Mobile Elevating work platform- SCISSORLIFT | TAB-WA6-LD-1000 | WA6 portable cranes/hoists, come alongs, slings, wire rope, chains, etc., |  |  |  | MEWP |  | Division
120421 | TAB-WA6-SQ | WA6 Safety Equipment | TAB-WORK-AREA-SEO | TAB Work Area SEO | [5 empty] | Equipment Location
120479 | TAB-WA7-IR-RTE | WA7 IR route | TAB-ELS-ROUTES | Top-level hierarchy for generic entities that represent muliti-equipment inspection routes | [5 empty] | Electrical Equipment
120485 | TAB-WA7-MCS | Plant Miscellaneous Assets | TAB-WORK-AREA-7 | Work Area 7 | [5 empty] | Process
120494 | TAB-WASTE-GAS-BLDG | Building Location | TAB-EUS | Production & End User Support | [5 empty] | Process
120495 | TAB-WGB BLDG | Building Location | TAB-SPC2 | Process Control Systems - Equipment | [5 empty] | Process
120496 | TAB-WORK-AREA-2 | Work Area 2 | TAB | Ashbridges Bay Treatment Plant |  |  |  | AREA |  | Work Area
120497 | TAB-WORK-AREA-3 | Work Area 3 | TAB | Ashbridges Bay Treatment Plant |  |  |  | AREA |  | Work Area
120498 | TAB-WORK-AREA-7 | Work Area 7 | TAB | Ashbridges Bay Treatment Plant |  |  |  | AREA |  | Work Area
120499 | TAB-WORK-AREA-SEO | TAB Work Area SEO | TAB | Ashbridges Bay Treatment Plant | [5 empty] | Work Area
120500 | TAB-WORK-AREA-SOL | TAB Work Area Sol | TAB | Ashbridges Bay Treatment Plant | [5 empty] | Work Area
120501 | TAB-WORK-AREA-WWPW | TAB Work Area WWPW | TAB | Ashbridges Bay Treatment Plant | [5 empty] | Work Area
120502 | TAB-Z BLDG | Building Location | TAB-SPC2 | Process Control Systems - Equipment | [5 empty] | Process
120503 | TAB-Z-BLDG | Building Location | TAB-EUS | Production & End User Support | [5 empty] | Process
120545 | TAB_EL1_13.8KV | Electrical,13.8KV,North Substation | TAB_EL1_NS | Electrical Distribution,North Substation | [5 empty] | Division
120546 | TAB_EL1_13.8KV_ELECABS | Electrical Distribution Cabinets,13.8KV,North Substation | TAB_EL1_13.8KV | Electrical,13.8KV,North Substation | [5 empty] | Electrical Equipment
120547 | TAB_EL1_13.8KV_LINES | Electrical Power Line,13.8KV,North Substation | TAB_EL1_13.8KV | Electrical,13.8KV,North Substation | [5 empty] | Electrical Equipment
120548 | TAB_EL1_4.16KV | Electrical,4.16KV,North Substation | TAB_EL1_NS | Electrical Distribution,North Substation | [5 empty] | Division
120549 | TAB_EL1_NS | Electrical Distribution,North Substation | TAB | Ashbridges Bay Treatment Plant | [5 empty] | Division
120604 | THC | Highland Creek Treatment Plant | WWT | Wastewater Treatment | [5 empty] | Facility
120627 | THC EUS SERVER ROOM | Communication Switch | THC-ADMIN-BLDG | Building Location | [5 empty] | Equipment Location
120628 | THC OIT | THC OIT | THC-SPC1 | Process Control Systems - Administrative | [5 empty] | Process
120629 | THC PLC | THC PLC | THC-SPC1 | Process Control Systems - Administrative | [5 empty] | Process
120630 | THC SCADA CLIENTS | THC SCADA Clients | THC-SPC1 | Process Control Systems - Administrative | [5 empty] | Process
120631 | THC SCADA SERVERS | THC SCADA Servers | THC-SPC1 | Process Control Systems - Administrative | [5 empty] | Process
120908 | THC-ACC-DM-1041 | Damper,Motorized | THC-PRM-BLDG-HPU0010 | HPU Building 10 |  |  |  | DM |  | Division
120909 | THC-ACC-DM-1042 | Damper,Motorized | THC-PRM-BLDG-HPU0010 | HPU Building 10 |  |  |  | DM |  | Division
120910 | THC-ACC-DM-1051 | Damper,Motorized | THC-PRM-BLDG-HPU0010 | HPU Building 10 |  |  |  | DM |  | Division
120911 | THC-ACC-DM-1081A | Damper,Motorized | THC-PRM-BLDG-HPU0010 | HPU Building 10 |  |  |  | DM |  | Division
120912 | THC-ACC-DM-1081B | Damper,Motorized | THC-PRM-BLDG-HPU0010 | HPU Building 10 |  |  |  | DM |  | Division
120928 | THC-ACC-DM-4006 | Damper,Motorized, SW Plant, Tunnel T12 | THC-ACC-FN-4006 | Fan, Exhaust, SW Plant, Tunnel T12 |  |  |  | DM |  | Division
121172 | THC-ACC-FN-1080 | Fan, Exhaust, PC10 HPU Building | THC-PRM-BLDG-HPU0010 | HPU Building 10 |  |  |  | FN |  | Division
121188 | THC-ACC-FN-4007 | Fan, Exhaust, from Sump Pit in Tunnel T12 & T15 , containing PRM-P-0122/0123 | THC-ACC-TUNNEL | Plant Tunnels, HVAC |  |  |  | FN |  | Division
121805 | THC-ACC-TUNNEL | Plant Tunnels, HVAC | THC-MCS-HVAC | Mechanical Services, HVAC | [5 empty] | Mechanical Equipment
122248 | THC-ADMIN BLDG | Building Location | THC-SPC2 | Process Control Systems - Equipment | [5 empty] | Process
122353 | THC-AER-M-7170 | Motor, Blower, Aeration | THC-AER-BL-7100 | Blower, Aeration | Motor,AC,Induction |  |  | M |  | Electrical Equipment
122355 | THC-AER-M-7270 | Motor, Blower, Aeration | THC-AER-BL-7200 | Blower, Aeration | Motor,AC,Induction |  |  | M |  | Electrical Equipment
122358 | THC-AER-OLD PLANT | AerationTreatment | THC-AER | AerationTreatment Process | [5 empty] | Equipment Location
122566 | THC-AERATION-BLDG | Building Location | THC-EUS | Production & End User Support | [5 empty] | Process
122629 | THC-AIR-TREAT-BLDG | Building Location | THC-EUS | Production & End User Support | [5 empty] | Process
122636 | THC-AUX | Auxiliary Systems | [7 empty] | Process
122637 | THC-AUX-CP-0010 | Control Panel, Sump pumps THC-AUX-P-0011 and 0012 | THC-AUX-LIQUIDS | Auxiliary Systems, Plant Liquids side |  |  |  | CP |  | Electrical Equipment
122638 | THC-AUX-LIQUIDS | Auxiliary Systems, Plant Liquids side | THC | Highland Creek Treatment Plant | [5 empty] | Process
122639 | THC-AUX-LIQUIDS | Auxiliary Systems, Plant Liquids side | THCLIQOPS | THC Liquids Operations | [5 empty] | Process
122641 | THC-CAP-PLC-9117-14-7076 | THC Capital Works, PLC Platform Migration and Upgrades Project, RFP # 9117-14-7076 | THC-SUSPENDED | Suspended entity |  |  | 37923 | PLC |  | Sub-sub-process
122642 | THC-CAP-RAP-9117-13-7066 | THC Capital Works, RAS Pumping, Aeration and Phosphorous Systems Upgrades (RAP), RFP # 9117-13-7066 | THC-CAP-WA2 | THC WA2 Capital Projects |  |  | 37924 | RAP |  | Sub-sub-process
122643 | THC-CAP-RAP-9117-13-7066 | THC Capital Works, RAS Pumping, Aeration and Phosphorous Systems Upgrades (RAP), RFP # 9117-13-7066 | THC-SUSPENDED | Suspended entity |  |  | 37924 | RAP |  | Sub-sub-process
122644 | THC-CAP-WA2 | THC WA2 Capital Projects | THCLIQMNT | THC Liquids Maintenance | [5 empty] | Sub Area
122645 | THC-CAP-WA4 | THC WA4 Capital Projects | THCSLDOPS | THC Solids Operations | [5 empty] | Sub Area
122646 | THC-CAPECAP06MCP1307 | THC Capital Works, Electrical Condition Assessment Project - 06 (ECAP-06) MCC Replacement, Contract # MCP-13-07 | THC-CAP-WA3 | THC WA3 Capital Projects |  |  | 37925 |  |  | Sub-sub-process
122647 | THC-CAPECAP06MCP1307 | THC Capital Works, Electrical Condition Assessment Project - 06 (ECAP-06) MCC Replacement, Contract # MCP-13-07 | THC-SUSPENDED | Suspended entity |  |  | 37925 |  |  | Sub-sub-process
122648 | THC-CBM | THC-Condition Based Monitoring | THC | Highland Creek Treatment Plant | [5 empty] | Sub-Process
122650 | THC-COMPRESSOR-BLDG | Building Location | THC-EUS | Production & End User Support | [5 empty] | Process
122814 | THC-CWP-DIGESTERS&WGB | THC Capital Works, Digester Cleaning and Rehabilitation and Waste Gas Burner Upgrades Project, Contract # MCP-13-04 | THC-CAP-WA1 | THC WA1 Capital Projects | [5 empty] | Sub-sub-process
122815 | THC-CWP-LTU CONTRACT1 | THC Capital Works, Liquid Train Upgrades - Contract 1, Contract # 18ECS-MI-01HC | THC-PRM | Primary Treatment | [5 empty] | Sub-sub-process
122816 | THC-CWP-PCB-ADMBLD | THC Capital Works, Process Control Building (Administration Building), Contract # MCP-13-19WP | THC-CAP-WA2 | THC WA2 Capital Projects | [5 empty] | Sub-sub-process
122817 | THC-DCL | Dechlorination Process | THCLIQMNT | THC Liquids Maintenance | [5 empty] | Process
122882 | THC-DCL-SBS-SBSS | Simulator SBS Dilution System-SBSS Feed | THC-DCL | Dechlorination Process | [5 empty] | Sub-Process
122883 | THC-DCL-SIMULATION | Dechlorination Simulation | THC-DCL | Dechlorination Process | [5 empty] | Sub-Process
123001 | THC-DECHLORINE BLDG | Building Location | THC-SPC2 | Process Control Systems - Equipment | [5 empty] | Process
123002 | THC-DECOM | Building Location | THC-EUS | Production & End User Support | [5 empty] | Process
123017 | THC-DEW-BIOFILTER | DEW Biofilter System, Sludge Storage | THC-DEW | Dewatering Process | [5 empty] | Sub-Process
123023 | THC-DEW-CF-1300/1400 | Sludge Dewatering, Centrifuge CF-1300/1400 | THC-DEW-SOLIDS | Solids Treatment, System Dewatering |  |  |  | CF |  | Sub-sub-process
123097 | THC-DEW-HOLD TANK | Dewatering-Sludge Holding Tanks | THCLIQMNT | THC Liquids Maintenance | [5 empty] | Process
123220 | THC-DEW-POL-1 | Pumps, Polymer Feed, Dewatering | THC-DEW-POL-FEED | Polymer Feed System Dewatering |  |  |  | POL |  | Equipment Location
123221 | THC-DEW-POL-2 | Pumps, Polymer Feed, Dewatering | THC-DEW-POL-FEED | Polymer Feed System Dewatering |  |  |  | POL |  | Equipment Location
123222 | THC-DEW-POL-FEED | Polymer Feed System Dewatering | THC-DEW-POL | Polymer System Dewatering | [5 empty] | Sub-sub-process
123223 | THC-DEW-POL-MAKEUP | Polymer Make Up System Dewatering | THC-DEW-POL | Polymer System Dewatering | [5 empty] | Sub-sub-process
123240 | THC-DEW-RPU | Incineration RPUs | THC-DEW | Dewatering Process | [5 empty] | Equipment Location
123613 | THC-DIG | Digestion | THCSLDOPS | THC Solids Operations | [5 empty] | Process
123614 | THC-DIG-0400 | Eliminated Role: Digester 0400 | THC-SUS | THC records of assets and roles that are no longer in service or exists |  |  | 40439 | DIG |  | Equipment Location
123615 | THC-DIG-0500 | Eliminated Role: Digester 0500 | THC-DIG-DIGESTERS | Primary Anerobic Digesters 0400-0700 |  |  | 40440 | DIG |  | Equipment Location
123616 | THC-DIG-0500 | Eliminated Role: Digester 0500 | THC-SUS | THC records of assets and roles that are no longer in service or exists |  |  | 40440 | DIG |  | Equipment Location
123617 | THC-DIG-0600 | Eliminated Role: Digester 0600 | THC-SUS | THC records of assets and roles that are no longer in service or exists |  |  | 40441 | DIG |  | Equipment Location
123618 | THC-DIG-0700 | Eliminated Role: Digester 0700 | THC-DIG-DIGESTERS | Primary Anerobic Digesters 0400-0700 |  |  | 40442 | DIG |  | Equipment Location
123655 | THC-DIG-C-BOOST-3200 | Eliminated Role: Compressors Unit, Gas Booster, Digester 0400-0700 | THC-GHOST | THC Records that were created by mistake |  |  | 40431 | BOOST |  | Equipment Location
123656 | THC-DIG-C-BOOST-3300 | Eliminated Role: Compressors Unit, Gas Booster, Digester 0400-0700 | THC-SUS | THC records of assets and roles that are no longer in service or exists |  |  | 40430 | BOOST |  | Equipment Location
123775 | THC-DIG-INSTRUMENT | DIG Instrumentation Equipment | THC-DIG-DIGESTERS | Primary Anerobic Digesters 0400-0700 | Switch,Pressure-High |  |  |  |  | Instrumentation Equipment
123958 | THC-DIG-SLUDGE DIST | Sludge Distribution, Digesters 0400-0700 | THC-DIG-DIGESTERS | Primary Anerobic Digesters 0400-0700 | [5 empty] | Equipment Location
124777 | THC-DIGESTER-BLDG | Building Location | THC-EUS | Production & End User Support | [5 empty] | Process
125141 | THC-ELS-COM-0001 | Communication Equipment/Telephone | THC-GRK-MAINT | Building Maintenance |  |  |  | COM |  | Electrical Equipment
125313 | THC-ELS-MCC | MCC plant wide | THC-GRK-ELS | Electrical Services, Maintenance- virtual entity | [5 empty] | Electrical Equipment
125419 | THC-ELS-PDP-0101B | Distribution Panel, Building I | THC-ELS-PS-0001-I | Primary Power Equipment, Building I | Control Panel,Electrical |  |  | PDP |  | Electrical Equipment
125423 | THC-ELS-PDP-0202B | Distribution Panel, Building K | THC-ELS-BLDG-0001 | Main Substation 4160V Switchgear THC-ELS-BUS-0101/0202 (Gas Insulated Switchgear Substation) Building K | Control Panel,Electrical |  |  | PDP |  | Electrical Equipment
125424 | THC-ELS-PDP-0202B | Distribution Panel, Building K | THC-ELS-PS-0001-K | Primary Power Equipment, Building K | Control Panel,Electrical |  |  | PDP |  | Electrical Equipment
125425 | THC-ELS-PDP-0300A | Switchgear,Lower Plant 600V Feeder 1, Building A | THC-ELS-PS-0001-A | Primary Power Equipment, Building A | Control Panel,Electrical |  |  | PDP |  | Electrical Equipment
125426 | THC-ELS-PDP-0301B | Distribution Panel, Building A | THC-ELS-PS-0001-A | Primary Power Equipment, Building A | Control Panel,Electrical |  |  | PDP |  | Electrical Equipment
125427 | THC-ELS-PDP-0400A | Switchgear,Lower Plant 600V Feeder 2, Building A | THC-ELS-PS-0001-A | Primary Power Equipment, Building A | Control Panel,Electrical |  |  | PDP |  | Electrical Equipment
125428 | THC-ELS-PDP-0800 | Distribution Panel, Building L | THC-ELS-PS-0001-L | Primary Power Equipment, Building L | Control Panel,Electrical |  |  | PDP |  | Electrical Equipment
125432 | THC-ELS-PDP-1202A | Distribution Panel, Building H | THC-ELS-PS-0001-H | Primary Power Equipment, Building H | Control Panel,Electrical |  |  | PDP |  | Electrical Equipment
125433 | THC-ELS-PDP-1202B | Distribution Panel, Building S | THC-ELS-PS-0001-S | Primary Power Equipment, Building S | Control Panel,Electrical |  |  | PDP |  | Electrical Equipment
125438 | THC-ELS-PS-0001 | Primary Power Equipment | THC-GRK-ELS | Electrical Services, Maintenance- virtual entity |  |  |  | PS |  | Equipment Location
125439 | THC-ELS-PS-0001 | Primary Power Equipment | THCLIQOPS | THC Liquids Operations |  |  |  | PS |  | Equipment Location
125459 | THC-ELS-PS-0002-M | Secondary Power Equipment, Building M | THC-ELS-PS-0002 | Secondary Power Equipment |  |  |  | PS |  | Equipment Location
125460 | THC-ELS-PS-0002-U | Secondary Power Equipment, Building U | THC-ELS-PS-0002 | Secondary Power Equipment |  |  |  | PS |  | Equipment Location
125463 | THC-ELS-PS-0003-H | Emergency Power Equipment, Diesel & UPS, Building H | THC-ELS-PS-0003 | Power supply, UPS |  |  |  | PS |  | Equipment Location
125464 | THC-ELS-PS-0003-I | Emergency Power Equipment, Diesel & UPS, Building I | THC-ELS-PS-0003 | Power supply, UPS |  |  |  | PS |  | Equipment Location
125465 | THC-ELS-PS-0003-K | Emergency Power Equipment, Diesel & UPS, Building K | THC-ELS-PS-0003 | Power supply, UPS |  |  |  | PS |  | Equipment Location
125466 | THC-ELS-PS-0003-L | Emergency Power Equipment, Diesel & UPS, Building L | THC-ELS-PS-0003 | Power supply, UPS |  |  |  | PS |  | Equipment Location
125467 | THC-ELS-PS-0003-M | Emergency Power Equipment, Diesel & UPS, Building M | THC-ELS-PS-0003 | Power supply, UPS |  |  |  | PS |  | Equipment Location
125468 | THC-ELS-PS-0003-O | Emergency Power Equipment, Diesel & UPS, Building O | THC-ELS-PS-0003 | Power supply, UPS |  |  |  | PS |  | Equipment Location
125717 | THC-EUS | Production & End User Support | THC-ITM | Integrated Technology Management | [5 empty] | Sub Area
125969 | THC-FLOTATION-BLDG | Building Location | THC-EUS | Production & End User Support | [5 empty] | Process
126012 | THC-FT-OLD PLANT | Secondary Clarifiers, Old Plant | THC-FT | Secondary Clarifiers | [5 empty] | Equipment Location
126034 | THC-FT-PHASE I-IV | Secondary Clarifiers, Phase I-IV | THC-FT | Secondary Clarifiers | [5 empty] | Sub-sub-process
126202 | THC-GRK | Buildings & Grounds | THCLIQOPS | THC Liquids Operations | [5 empty] | Process
126230 | THC-GRK-ELS | Electrical Services, Maintenance- virtual entity | THC-GRK | Buildings & Grounds | [5 empty] | Sub-Process
126231 | THC-GRK-ELS | Electrical Services, Maintenance- virtual entity | THCLIQOPS | THC Liquids Operations | [5 empty] | Sub-Process
126262 | THC-GRK-MAINT | Building Maintenance | THC-GRK | Buildings & Grounds | [5 empty] | Sub-Process
126263 | THC-GRK-MCS | Mechanical Services | THC-GRK | Buildings & Grounds | [5 empty] | Sub-Process
126264 | THC-GRK-METR-0001 | Weather Station | THC-GRK-ELS | Electrical Services, Maintenance- virtual entity | Weather Station |  |  | METR |  | Instrumentation Equipment
126278 | THC-GRK-SUMP PUMP | Sump Pumps, | THC-GRK-MAINT | Building Maintenance | [5 empty] | Equipment Location
126308 | THC-GRK-VEHICLES | Vehicles | THC-GRK | Buildings & Grounds | [5 empty] | Sub-Process
126428 | THC-INC-FUEL SYSTEM | Incineration Process, FBI, Fuel System | THC-INC | Incineration Process | [5 empty] | Sub-Process
126440 | THC-INC-LAG-0001 | Ash Lagoon, South | THC-INC | Incineration Process | Lagoon |  |  | LAG |  | Mechanical Equipment
126642 | THC-ITS | Information Technology Systems, Plant wide | THCLIQOPS | THC Liquids Operations | [5 empty] | Process
126677 | THC-LAB | Laboratory Equipment | THCLIQMNT | THC Liquids Maintenance | [5 empty] | Process
126681 | THC-LIFTING | THC-LIFTING Equipments | THC | Highland Creek Treatment Plant | Lifting Device |  |  |  |  | Mechanical Equipment
126682 | THC-LIFTING | THC-LIFTING Equipments | THC-GRK-MCS | Mechanical Services | Lifting Device |  |  |  |  | Mechanical Equipment
126683 | THC-LIFTING | THC-LIFTING Equipments | THC-MCS-LD | Mechanical Services, Lifting Device | Lifting Device |  |  |  |  | Mechanical Equipment
126684 | THC-LQMT-SPARE | THC Liquids Maintenance Spare parts/materials | THC-LQMT-SPARES | THC Liquids Maintenance Area- Spare Rebuilt Equipment | [5 empty] | Process
126687 | THC-MCS-AI/SA | Instrument/service Air Plant Wide | THC-GRK-MCS | Mechanical Services | [5 empty] | Sub-Process
126704 | THC-MCS-HVAC | Mechanical Services, HVAC | THC-GRK-MCS | Mechanical Services | [5 empty] | Sub-Process
126705 | THC-MCS-LD | Mechanical Services, Lifting Device | THC-GRK-MCS | Mechanical Services | Lifting Device |  |  |  |  | Sub-Process
126768 | THC-MCS-LD-B | Lifting Devices, Building B | THC-MCS-LD | Mechanical Services, Lifting Device | Lifting Device |  |  |  |  | Equipment Location
126772 | THC-MCS-LD-G | Lifting Devices, Chemical storage, Building G | THC-MCS-LD | Mechanical Services, Lifting Device | Lifting Device |  |  |  |  | Equipment Location
126775 | THC-MCS-LD-J | Lifting Devices, Building J | THC-MCS-LD | Mechanical Services, Lifting Device | Lifting Device |  |  |  |  | Equipment Location
126778 | THC-MCS-LD-M | Lifting Devices & Elevators, Building M | THC-MCS-LD | Mechanical Services, Lifting Device | Lifting Device |  |  |  |  | Equipment Location
126780 | THC-MCS-LD-T | Lifting Devices, Building T | THC-MCS-LD | Mechanical Services, Lifting Device | Lifting Device |  |  |  |  | Equipment Location
126781 | THC-MCS-LD-U | Lifting Devices & Elevators,Building U | THC-MCS-LD | Mechanical Services, Lifting Device | Lifting Device |  |  |  |  | Equipment Location
126782 | THC-MCS-MEQ | Machine Shop and Equipment | THC-GRK-MCS | Mechanical Services | [5 empty] | Sub-Process
126824 | THC-MCS-T-BLDG U | Domestic Hot Water Tank, Building U | THC-PWA-HWT | Domestic Hot Water Tanks | [5 empty] | Equipment Location
126826 | THC-NEW BLOWER BLDG | Building Location | THC-SPC | Process Control Systems - Services Area | [5 empty] | Process
126945 | THC-OBSOLETE-WA1 | Obsolete Equipments for WA1 | THC-INC | Incineration Process | [5 empty] | Obsolete Entity
126946 | THC-OBSOLETE-WA2 | Obsolete Equipments for WA2 | THCLIQMNT | THC Liquids Maintenance | [5 empty] | Obsolete Entity
126953 | THC-OCS-BLDG-O | Phase IV, Building O Odour Control System | THC-OCS-LIQ | Odour Control System, THC Liquid | [5 empty] | Process
126954 | THC-OCS-BLDG-O | Phase IV, Building O Odour Control System | THC-OCS-SLD | Odour Control System, THC Solid | [5 empty] | Process
127142 | THC-OCS-LIQ | Odour Control System, THC Liquid | THCLIQMNT | THC Liquids Maintenance | [5 empty] | Process
127144 | THC-OCS-LQ | Odour Control System, THC Liquid | THCLIQMNT | THC Liquids Maintenance |  |  | 47500 |  |  | Process
127204 | THC-OCS-SLD | Odour Control System, THC Solid | THCSLDOPS | THC Solids Operations | [5 empty] | Process
127205 | THC-OCS-SP | Odour Control System, THC-virtual entity, used to maintain, design PM Tasks, add EL, copy activity lists | THCSLDOPS | THC Solids Operations | [5 empty] | Process
127289 | THC-ODOUR-HEADHOUSE | Odour Control | THC-STR-ODOUR | Odour Control | [5 empty] | Equipment Location
127290 | THC-ODOUR-OLD PLANT | Odour Control | THC-STR-ODOUR | Odour Control | [5 empty] | Equipment Location
127291 | THC-OLD-PLANT-BLDG | Building Location | THC-EUS | Production & End User Support | [5 empty] | Process
127292 | THC-PLT | Preliminary Treatment (Grit and Screenings) | THCLIQMNT | THC Liquids Maintenance | [5 empty] | Process
127317 | THC-PLT-BAR SCREENS | Bar Screening | THC-PLT | Preliminary Treatment (Grit and Screenings) | [5 empty] | Sub-Process
127771 | THC-PM-WA1 | THC-PM Work Area 1 | THCSLDMNT | THC Solids Maintenance | [5 empty] | Process
127772 | THC-PM-WA4 | THC-PM Work Area 4 | THCSLDOPS | THC Solids Operations | [5 empty] | Process
127782 | THC-PRM-BIOFILTER | Biofilter system | THC-PRM | Primary Treatment | [5 empty] | Sub-Process
127814 | THC-PRM-DM-0981B | Damper,Motorized | THC-PRM-BLDG-HPU0010 | HPU Building 10 |  |  |  | DM |  | Division
127815 | THC-PRM-DM-1041 | Damper,Motorized | THC-PRM-BLDG-HPU0010 | HPU Building 10 |  |  |  | DM |  | Division
127816 | THC-PRM-DM-1042 | Damper,Motorized | THC-PRM-BLDG-HPU0010 | HPU Building 10 |  |  |  | DM |  | Division
127817 | THC-PRM-DM-1081B | Damper,Motorized | THC-PRM-BLDG-HPU0010 | HPU Building 10 |  |  |  | DM |  | Division
127873 | THC-PRM-LI-1006 | Sight, Glass, Oil Tank 1010 | THC-PRM-T-1010 | Tank, Hydraulic Power System for Sludge Bottom Scraper Mechanism, Tank 1000, Primary Clarifier |  |  |  | LI |  | Division
127874 | THC-PRM-LI-1016 | Sight, Glass, Oil Tank 1070 | THC-PRM-T-1070 | Oil Tank, Hydraulic Power System for Scum Skimmer System, Primary Clarifier 1000 |  |  |  | LI |  | Division
127875 | THC-PRM-LI-1043 | Sight, Glass, Fan 1040 | THC-PRM-FN-1040 | Fan, Heat Exchange, Fan 1040 |  |  |  | LI |  | Division
127876 | THC-PRM-LI-1053 | Sight, Glass, Fan 1070 | THC-PRM-FN-1070 | Fan, Heat Exchange, Fan 1070 |  |  |  | LI |  | Division
127893 | THC-PRM-LIT-1012 | Transmitter, Level, Tank Level Indicator, Oil Tank 1070 | THC-PRM-T-1070 | Oil Tank, Hydraulic Power System for Scum Skimmer System, Primary Clarifier 1000 |  |  |  | LIT |  | Division
127912 | THC-PRM-LSLL-1005 | Switch, Float, Level-Low Low, Oil Tank 1010 | THC-PRM-T-1010 | Tank, Hydraulic Power System for Sludge Bottom Scraper Mechanism, Tank 1000, Primary Clarifier |  |  |  | LSLL |  | Division
127913 | THC-PRM-LSLL-1015 | Switch, Float, Level-Low Low, Oil Tank 1070 | THC-PRM-T-1070 | Oil Tank, Hydraulic Power System for Scum Skimmer System, Primary Clarifier 1000 |  |  |  | LSLL |  | Division
127969 | THC-PRM-PI-1021 | Pressure Sensor, Gauge, Oil Tank 1010 | THC-PRM-P-1020 | Pump, Vane, Oil Tank 1010 |  |  |  | PI |  | Division
127970 | THC-PRM-PI-1031 | Pressure Sensor, Gauge, Oil Tank 1010 | THC-PRM-P-1030 | Pump, Vane, Oil Tank 1010 |  |  |  | PI |  | Division
127971 | THC-PRM-PI-1091 | Pressure Sensor, Gauge, Oil Tank 1070 | THC-PRM-P-1090 | Pump, Centrifugal, Oil Tank 1070 |  |  |  | PI |  | Division
128007 | THC-PRM-PT-1011A | Transmitter, Pressure, Collect Line, Valve 1011 | THC-PRM-V-1011 | Valve, Hydraulic Cylinder, Bottom Scraper, Primary Clarifier 1000, SW Plant |  |  |  | PT |  | Division
128008 | THC-PRM-PT-1012A | Transmitter, Pressure, Collect Line, Valve 1012 | THC-PRM-V-1012 | Valve, Hydraulic Cylinder, Bottom Scraper, Primary Clarifier 1000, SW Plant |  |  |  | PT |  | Division
128009 | THC-PRM-PT-1013B | Transmitter, Pressure, Return Line, Valve 1013 | THC-PRM-V-1013 | Valve, Hydraulic Cylinder, Bottom Scraper, Primary Clarifier 1000, SW Plant |  |  |  | PT |  | Division
128010 | THC-PRM-PT-1022 | Transmitter, Pressure, Pump Pressure, Oil Tank 1010 | THC-PRM-P-1020 | Pump, Vane, Oil Tank 1010 |  |  |  | PT |  | Division
128038 | THC-PRM-RPU | Primary Clarification RPUs | THC-PRM | Primary Treatment | [5 empty] | Equipment Location
128077 | THC-PRM-TC-1007 | Temperature, Control, Oil Tank 1010 | THC-PRM-T-1010 | Tank, Hydraulic Power System for Sludge Bottom Scraper Mechanism, Tank 1000, Primary Clarifier |  |  |  | TC |  | Division
128078 | THC-PRM-TI-1004 | Temperature, Indicate, Oil Tank 1010 | THC-PRM-T-1010 | Tank, Hydraulic Power System for Sludge Bottom Scraper Mechanism, Tank 1000, Primary Clarifier |  |  |  | TI |  | Division
128089 | THC-PRM-TT-1003 | Transmitter, Temperature, Oil Tank 1010 | THC-PRM-T-1010 | Tank, Hydraulic Power System for Sludge Bottom Scraper Mechanism, Tank 1000, Primary Clarifier |  |  |  | TT |  | Division
128156 | THC-PRM-V-1011 | Valve, Hydraulic Cylinder, Bottom Scraper, Primary Clarifier 1000, SW Plant | THC-PRM-CLR-1030 | Sludge Bottom Scraper Mechanism, Tank 1000, Primary Clarifier |  |  |  | V |  | Division
128157 | THC-PRM-V-1011A | Valve, Solenoid, Collect, Valve 1011 | THC-PRM-V-1011 | Valve, Hydraulic Cylinder, Bottom Scraper, Primary Clarifier 1000, SW Plant |  |  |  | V |  | Division
128158 | THC-PRM-V-1011B | Valve, Solenoid, Return, Valve 1011 | THC-PRM-V-1011 | Valve, Hydraulic Cylinder, Bottom Scraper, Primary Clarifier 1000, SW Plant |  |  |  | V |  | Division
128159 | THC-PRM-V-1012 | Valve, Hydraulic Cylinder, Bottom Scraper, Primary Clarifier 1000, SW Plant | THC-PRM-CLR-1030 | Sludge Bottom Scraper Mechanism, Tank 1000, Primary Clarifier |  |  |  | V |  | Division
128160 | THC-PRM-V-1012B | Valve, Solenoid, Return, Valve 1012 | THC-PRM-V-1012 | Valve, Hydraulic Cylinder, Bottom Scraper, Primary Clarifier 1000, SW Plant |  |  |  | V |  | Division
128161 | THC-PRM-V-1033 | Valve, Pressure Relief, Oil Tank 1010 | THC-PRM-P-1030 | Pump, Vane, Oil Tank 1010 |  |  |  | V |  | Division
128166 | THC-PRM-V-1093 | Valve, Pressure Relief, Oil Tank 1070 | THC-PRM-P-1090 | Pump, Centrifugal, Oil Tank 1070 |  |  |  | V |  | Division
128333 | THC-PRM-ZSH-1014 | Switch, Position High, Mech Collect, Valve 1014 | THC-PRM-V-1014 | Valve, Hydraulic Cylinder, Bottom Scraper, Primary Clarifier 1000, SW Plant |  |  |  | ZSH |  | Division
128366 | THC-PRM-ZSL-1012 | Switch, Position Low, Mech Return, Valve 1012 | THC-PRM-V-1012 | Valve, Hydraulic Cylinder, Bottom Scraper, Primary Clarifier 1000, SW Plant |  |  |  | ZSL |  | Division
128367 | THC-PRM-ZSL-1013 | Switch, Position Low, Mech Return, Valve 1013 | THC-PRM-V-1013 | Valve, Hydraulic Cylinder, Bottom Scraper, Primary Clarifier 1000, SW Plant |  |  |  | ZSL |  | Division
128376 | THC-PRS | Phosphorus Removal, sub-process | THC-PRM | Primary Treatment | [5 empty] | Sub-Process
128486 | THC-PS-BLDG-0001 | Headhouse Plant Services System | THC-PLT-BLDG-0001 | New Head House, preliminary process |  |  |  | BLDG |  | Sub-sub-process
128496 | THC-PWA-CITY WATER | Plant Water City Water | THCLIQOPS | THC Liquids Operations | [5 empty] | Process
128501 | THC-PWA-ELQ-0001 | Electrical Services 110 - 220V, Building L | THC-ELS-PS-0001-L | Primary Power Equipment, Building L | Building Service,Electrical 110 - 220 V |  |  | ELQ |  | Electrical Equipment
128539 | THC-PWA-POTAB METER | Potable Water Flow Meters | THC-PWA-CITY WATER | Plant Water City Water | [5 empty] | Equipment Location
128540 | THC-PWA-POTAB METER | Potable Water Flow Meters | THC-PWA-POTABLE | Potable Water | [5 empty] | Equipment Location
128628 | THC-ROUTINE WA3 | THC-Routine Inspection Work Area 3 | THCLIQOPS | THC Liquids Operations | [5 empty] | Process
128629 | THC-ROUTINE WA4 | THC-Routine Inspection Work Area 4 | THCSLDOPS | THC Solids Operations | [5 empty] | Process
128912 | THC-SES-FEQ-SD39 | 1 1/2 Folding NFE Polyflex Hoses | THC-SES-FEQ-0001 | Portable Fire Extinguisher, location forklift THC-GRK-VEH-329026 | [5 empty] | Mechanical Equipment
128933 | THC-SES-GAS-A | Gas Detectors and Monitors, Building A | THC-SES-GAS | Gas Detectors and Monitors | [5 empty] | Equipment Location
128934 | THC-SES-GAS-E | Gas Detectors and Monitors, Building E | THC-SES-GAS | Gas Detectors and Monitors | [5 empty] | Equipment Location
128935 | THC-SES-GAS-G | Gas Detectors and Monitors, Air Treatment Building G | THC-SES-GAS | Gas Detectors and Monitors | [5 empty] | Equipment Location
128936 | THC-SES-GAS-J | Gas Detectors and Monitors, Flotation, Building J | THC-SES-GAS | Gas Detectors and Monitors | [5 empty] | Equipment Location
128937 | THC-SES-GAS-K | Gas Detectors and Monitors, Building K | THC-SES-GAS | Gas Detectors and Monitors | [5 empty] | Equipment Location
129189 | THC-SPC-WA2 | System Process Control | THCLIQMNT | THC Liquids Maintenance | [5 empty] | Process
129190 | THC-SPC1 | Process Control Systems - Administrative | THC | Highland Creek Treatment Plant | [5 empty] | Sub Area
129268 | THC-STR-ODOUR | Odour Control | THC-STR | Secondary Treatment | [5 empty] | Sub-Process
129326 | THC-STR-P-T-0700-08 | Pump, Tank 0700-0800, Secondary Clarification, RAS/WAS | THC-STR-RAS/WAS OLD | RAS/WAS, Old Plant |  |  |  | T |  | Equipment Location
129343 | THC-STR-RAS/WAS | Return/ Waste Activated Sludge | THC-STR | Secondary Treatment | [5 empty] | Sub-Process
129344 | THC-STR-RAS/WAS-I-IV | RAS/WAS, Phase I-IV | THC-STR-RAS/WAS | Return/ Waste Activated Sludge | [5 empty] | Sub-sub-process
129345 | THC-STR-RPU | Secondary Process RPUs | THC-STR | Secondary Treatment | [5 empty] | Equipment Location
129532 | THC-SUSPENDED | Suspended entity | THC | Highland Creek Treatment Plant | [5 empty] | Obsolete Entity
129544 | THC-THK-BIOFILTER | THK Biofilter System | THC-DEW | Dewatering Process | [5 empty] | Sub-Process
129547 | THC-THK-CF | Waste Activated Centrifuges Thickening | THC-THK-TWAS | Waste Activated Sludge Thickening | [5 empty] | Sub-Process
129566 | THC-THK-ELS | TWAS Elecftrical equipment Sludge Thickening | THCLIQMNT | THC Liquids Maintenance | [5 empty] | Sub-Process
129699 | THC-THK-TWAS | Waste Activated Sludge Thickening | THCLIQMNT | THC Liquids Maintenance | [5 empty] | Process
129911 | THC-WA3-SPARE | Spare equipment for WA3 | THC-LQMT-SPARES | THC Liquids Maintenance Area- Spare Rebuilt Equipment |  |  | 47534 |  |  | Process
129922 | THCLIQMNT | THC Liquids Maintenance | THC | Highland Creek Treatment Plant | [5 empty] | Work Area
129939 | THCSLDMNT | THC Solids Maintenance | THC | Highland Creek Treatment Plant | [5 empty] | Work Area
129940 | THCSLDOPS | THC Solids Operations | THC | Highland Creek Treatment Plant | [5 empty] | Work Area
129941 | THR | Humber Treatment Plant | WWT | Wastewater Treatment | [5 empty] | Facility
129943 | THR PLC | THR PLC | THR-SPC1 | Process Control Systems - Administrative | [5 empty] | Process
129944 | THR SCADA SUPPORT | THR SCADA Support | THR-SPC1 | Process Control Systems - Administrative | [5 empty] | Process
129945 | THR WORK AREA 2 | Liquid Handling | THR | Humber Treatment Plant | [5 empty] | Work Area
130229 | THR-ACC-FN | Air Conditoning, Fans, Gallery Ventilation, Supply and Exhaust | THR-ACC-AHU | Air Conditioning, Air Handling Unit, Gallery Ventilation | [5 empty] | Equipment Location
130230 | THR-ACC-FN | Air Conditoning, Fans, Gallery Ventilation, Supply and Exhaust | THR-ACC-WA3 | Air Conditioning, Boiler, Fans & AHU | [5 empty] | Equipment Location
130475 | THR-ACC-HW | Hot Water System, Heating and Air Conditioning | THR WORK AREA 3 | Plant Services | [5 empty] | Equipment Location
130476 | THR-ACC-HW | Hot Water System, Heating and Air Conditioning | THR-ACC-WA3 | Air Conditioning, Boiler, Fans & AHU | [5 empty] | Equipment Location
131274 | THR-ACC-WA3 | Air Conditioning, Boiler, Fans & AHU | THR WORK AREA 3 | Plant Services | [5 empty] | Process
131275 | THR-ACC-WA4 | Air Conditioning, AHU, HVAC,Work Area4 | THR WORK AREA 4 | Liquid Handling 2 | [5 empty] | Process
131464 | THR-AER-PIP-0003 | Piping, Aeration Process Air, Work Area 3 | THR-PIP-WA3 | Piping, Work Area 3 |  |  |  | PIP |  | Mechanical Equipment
131727 | THR-AI-C-WA4 | Compressor, Instrument Air | THR-FT | Final Tank | [5 empty] | Equipment Location
131763 | THR-BG | Blended Gas | THR-CG | Co-Generation | [5 empty] | Sub-Process
131764 | THR-BG | Blended Gas | THR-DIG | Digester | [5 empty] | Sub-Process
131769 | THR-BG-C | Blended Gas, Gas Compressors | THR-CG | Co-Generation | [5 empty] | Equipment Location
131778 | THR-BG-DT-0102 | Drip Trap, Condensate, Heat Exch 0102, High Press Gas Conditioning System Train 1, Gas Comp Bldg | THR-BG-HE-0102 | Heat Exchanger, Oil for Fuel Gas Compressor 0101, Compressor Building, Gas Compressor (And Dryer) |  |  |  | DT |  | Mechanical Equipment
131779 | THR-BG-DT-0202 | Drip Trap, Condensate, Heat Exch 0202, High Press Gas Conditioning System Train 2, Gas Comp Bldg | THR-BG-HE-0202 | Heat Exchanger, Fuel Gas Pre-Cooler, High Press Gas Conditioning System Train 2, Gas Comp Bldg |  |  |  | DT |  | Mechanical Equipment
131780 | THR-BG-DT-0203 | Drip Trap, Condensate, Condensor 0203, High Press Gas Conditioning System Train 2, Gas Comp Bldg | THR-BG-CU-0203 | Condensor, Fuel Gas, High Press Gas Conditioning System Train 2, Gas Comp Bldg |  |  |  | DT |  | Mechanical Equipment
131789 | THR-BG-FX-0201 | Flame Arrestor, Compressor 0201 Fuel Gas Train Outlet, Gas Compressor Building | THR-BG-C-0201 | Compressor, Centrifugal, Fuel Gas, Compressor Building, Gas Compressor (And Dryer), for COGEN | Compressor |  |  | FX |  | Mechanical Equipment
131807 | THR-BG-P | Blended Gas, Pumping | THR-BG | Blended Gas | [5 empty] | Equipment Location
131820 | THR-BG-PIP | Blended Gas, Piping | THR-BG | Blended Gas | [5 empty] | Equipment Location
131998 | THR-BLOWER-BLDG | Building Location | THR-EUS | Production & End User Support | [5 empty] | Process
131999 | THR-CAP-12FS-07WP | Humber Treatment Plant, Capital Project, COGEN-12FS-07WP | THR-PIP-WA1 | Process Piping System, Work Area 1 |  |  |  | CAP |  | Sub-sub-process
132000 | THR-CG | Co-Generation | THR WORK AREA 3 | Plant Services | [5 empty] | Process
132019 | THR-CG-ENG | Co-Generation, Engines | THR-CG | Co-Generation | [5 empty] | Equipment Location
132080 | THR-CG-SB | Co-Generation Scubber, Digester Gas | THR-DIG | Digester | [5 empty] | Sub-Process
132081 | THR-CG-SB | Co-Generation Scubber, Digester Gas | THR-DIG-SB | Scrubbers, Digester Tanks 1-10 | [5 empty] | Sub-Process
132211 | THR-CHLORINE-BLDG | Building Location | THR-EUS | Production & End User Support | [5 empty] | Process
132212 | THR-CRN-WA1 | Cranes, Overhead Lifting Devices,WA1 | THR-MCS-WA1 | Cranes, Lifting Devices, Machine Tools, Overhead Doors | [5 empty] | Equipment Location
132213 | THR-CRN-WA2 | Cranes, Overhead Lifting Devices,WA2 | THR WORK AREA 2 | Liquid Handling | [5 empty] | Equipment Location
132214 | THR-CRN-WA2 | Cranes, Overhead Lifting Devices,WA2 | THR-MCS-WA2 | Cranes, Lifting Devices, Machine Tools, Overhead Doors | [5 empty] | Equipment Location
132215 | THR-CRN-WA3 | Cranes, Overhead Lifting Devices,WA3 | THR-MCS-WA3 | Cranes, Lifting Devices, Machine Tools, Overhead doors, Welding Shops | [5 empty] | Equipment Location
132216 | THR-CRN-WA4 | Cranes, Overhead Lifting Devices,WA4 | THR-MCS-WA4 | Cranes, Lifting Devices, Machine Tools, Mechanical/Welding Shops | [5 empty] | Equipment Location
132293 | THR-CW-BFP-WA1 | City Water, Back Flow Preventer, Work Area 1 | THR-CW | City Water | [5 empty] | Equipment Location
132294 | THR-CW-BFP-WA1 | City Water, Back Flow Preventer, Work Area 1 | THR-GRK-WA1 | Building & Grounds Work Area 1 | [5 empty] | Equipment Location
132295 | THR-CW-BFP-WA2 | City Water, Back Flow Preventer, Work Area 2 | THR-CW | City Water | [5 empty] | Equipment Location
132296 | THR-CW-BFP-WA4 | City Water, Back Flow Preventer, Work Area 4 | THR-CW | City Water | [5 empty] | Equipment Location
132297 | THR-CW-BFP-WA4 | City Water, Back Flow Preventer, Work Area 4 | THR-GRK-WA4 | Building & Grounds Work Area 4 | [5 empty] | Equipment Location
132298 | THR-CW-CH | City Water & Fire Water Chambers | THR-SES-WA2 | Safety & Environmental Services, WA2 | [5 empty] | Equipment Location
132299 | THR-CW-CH-0001 | City Water & Fire Water Chambers, Meter Chamber #1 | THR-CW | City Water |  |  |  | CH |  | Equipment Location
132300 | THR-CW-CH-0003 | City Water & Fire Water Chambers, Chamber #3 | THR-CW-CH | City Water & Fire Water Chambers |  |  |  | CH |  | Equipment Location
132301 | THR-CW-CH-0006 | City Water & Fire Water Chambers, Chamber #6 | THR-CW-CH | City Water & Fire Water Chambers |  |  |  | CH |  | Equipment Location
132532 | THR-DCL | Dechlorination | THR WORK AREA 1 | Solid Handling | [5 empty] | Process
132533 | THR-DCL | Dechlorination | THR WORK AREA 4 | Liquid Handling 2 | [5 empty] | Process
132725 | THR-DCL-ZONE | Simulator Zone, De-chlorination System | THR-DCL | Dechlorination | Mixer,Propeller |  |  |  |  | Equipment Location
132728 | THR-DECOM | Building Location | THR-EUS | Production & End User Support | [5 empty] | Process
132731 | THR-DIG | Digester | THR WORK AREA 1 | Solid Handling | [5 empty] | Process
132733 | THR-DIG-AIT | Transmitter, Gas Analyzer, Digester | THR-DIG | Digester | [5 empty] | Equipment Location
132734 | THR-DIG-AIT | Transmitter, Gas Analyzer, Digester | THR-DIG-T | Digester, Tanks | [5 empty] | Equipment Location
132801 | THR-DIG-CG | Digester Gas, Co-Generation | THR-BG | Blended Gas | [5 empty] | Equipment Location
132802 | THR-DIG-CG | Digester Gas, Co-Generation | THR-CG | Co-Generation | [5 empty] | Equipment Location
132827 | THR-DIG-DT-0001 | Drip Trap, Condensate, Low Pressure DG Header, Gas Compressor Building | THR-DIG | Digester |  |  |  | DT |  | Mechanical Equipment
132828 | THR-DIG-DT-0002 | Drip Trap, Condensate, Low Pressure DG Header, Gas Compressor Building | THR-DIG | Digester |  |  |  | DT |  | Mechanical Equipment
132829 | THR-DIG-DT-0003 | Drip Trap, Condensate, Low Pressure DG Header, Gas Compressor Building | THR-DIG | Digester |  |  |  | DT |  | Mechanical Equipment
132830 | THR-DIG-DT-7780 | Drip Trap, Automatic, Burner BU-7780 Digester Gas Condensate, WGB Building | THR-DIG-BU-7780 | Burner, Waste Gas 7780, Waste Gas Burner Building Roof |  |  |  | DT |  | Mechanical Equipment
133163 | THR-DIG-PIP-0003 | Piping, Digester Gas, Work Area 3 | THR-PIP-WA3 | Piping, Work Area 3 |  |  |  | PIP |  | Mechanical Equipment
133212 | THR-DIG-PM | Digester, RCM PM Lead Task Entities | THR-DIG-RPU | RPU, UPS, Digester | [5 empty] | Equipment Location
133215 | THR-DIG-PSH-0114 | Switch, Pressure, High, Loss Of Vaccum, Tank 0110, Lube Oil System, Gas Compressor Building | THR-DIG-T-0110 | Tank, New Oil, Lube Oil System, Gas Compressor Building | Vacuum |  |  | PSH |  | Instrumentation Equipment
133216 | THR-DIG-PSH-0124 | Switch, Pressure, High, Loss Of Vaccum, Tank 0120, Lube Oil System, Gas Compressor Building | THR-DIG-T-0120 | Tank, Waste Oil, Lube Oil System, Gas Compressor Building | Vacuum |  |  | PSH |  | Instrumentation Equipment
133296 | THR-DIG-RPU | RPU, UPS, Digester | THR-DIG-T | Digester, Tanks | [5 empty] | Equipment Location
133337 | THR-DIG-SCUM | Digester, Scum Line | THR-DIG | Digester | [5 empty] | Equipment Location
133402 | THR-DIG-T-7-10 | Digester, Entities Common to Tanks 7-10 | THR-DIG-T | Digester, Tanks |  |  |  | T |  | Equipment Location
133403 | THR-DIG-T-7-8 | Digester, Entities Common to Tanks 7-8 | THR-DIG-T | Digester, Tanks |  |  |  | T |  | Equipment Location
134212 | THR-DIS | Disinfection | THR WORK AREA 1 | Solid Handling | [5 empty] | Process
134235 | THR-DIS-CHL | Disinfection, Chlorination System | THR-S-E | SUSPENDED ENTITY |  |  | 34704 |  |  | Equipment Location
134282 | THR-DIS-CW-S | Disinfection, City Water, BFP | THR-DIS | Disinfection |  |  | 34862 |  |  | Equipment Location
134294 | THR-DIS-EV | Disinfection, Chlorine Evaporator | THR-DIS | Disinfection |  |  | 34557 |  |  | Equipment Location
134295 | THR-DIS-EV | Disinfection, Chlorine Evaporator | THR-S-E | SUSPENDED ENTITY |  |  | 34557 |  |  | Equipment Location
134312 | THR-DIS-FPWS | Disinfection, Plant Water | THR-DIS | Disinfection |  |  | 34861 |  |  | Equipment Location
134334 | THR-DIS-P | Disinfection - Pumping | THR-DIS | Disinfection | [5 empty] | Sub-Process
134357 | THR-DIS-P-EFF | Pumps, Disinfection, Effluent | THR-DIS-P | Disinfection - Pumping | [5 empty] | Equipment Location
134358 | THR-DIS-P-FPW | Pumps, Disinfection, Filtered Plant Water | THR-DIS-P | Disinfection - Pumping | [5 empty] | Equipment Location
134359 | THR-DIS-P-S | Disinfection, Pumps, Sump & Chlorine Solution | THR-DIS | Disinfection |  |  | 34863 |  |  | Equipment Location
134360 | THR-DIS-P-SRAS | Pumps, Disinfection, South Return Activated Sludge | THR-DIS-P | Disinfection - Pumping | [5 empty] | Equipment Location
134361 | THR-DIS-P-SUMP | Disinfection - Pump, Sump | THR-DIS-P | Disinfection - Pumping | [5 empty] | Equipment Location
134362 | THR-DIS-P-SUS | Disinfection, Pumps, Sump & Chlorine Solution | THR-S-E | SUSPENDED ENTITY | [5 empty] | Equipment Location
134403 | THR-DIS-SB | Scrubbers, Caustic Soda Recirculation Pumps | THR-S-E | SUSPENDED ENTITY | [5 empty] | Equipment Location
134426 | THR-DIS-T-SH | Disinfection, Tank, Sodium Hypochlorite Storage | THR-DIS | Disinfection | [5 empty] | Sub-Process
134699 | THR-DL-FPW | Dosing Line, Disinfection, Filtered Plant Water | THR-DIS-P | Disinfection - Pumping | [5 empty] | Equipment Location
134700 | THR-DL-NRAS | Dosing Line, North RAS Chemical Feed | THR-DIS-P-NRAS | Pumps, Disinfection, North Return Activated Sludge | Transmitter,Pressure |  |  |  |  | Equipment Location
134701 | THR-DL-SPRS | Dosing Line, South Ferrous Chloride | THR-PRS-P | Phosphorous Removal System, Pumps | Pump,Centrifugal |  |  |  |  | Equipment Location
134702 | THR-DL-WA4 | Dosing Lines-Work Area4 | THR-DIS | Disinfection | [5 empty] | Equipment Location
134731 | THR-DRN-FPW | Filtered Plant Water, Work Area 3 | THR-DRN-WA3 | Drains, Work Area 3 | [5 empty] | Mechanical Equipment
134732 | THR-DRN-HPBB | High Pressure Blower Bldg., Work Area 3 | THR-DRN-WA3 | Drains, Work Area 3 | [5 empty] | Mechanical Equipment
134733 | THR-DRN-THK | Sludge Thickening, Work Area 1 | THR-DRN-WA1 | Drains, Work Area 1 | [5 empty] | Mechanical Equipment
134734 | THR-DRN-WA2 | Drains, Work Area 2 | THR-GRK-WA2 | Building & Grounds Work Area 2 | [5 empty] | Equipment Location
134735 | THR-DRN-WA3 | Drains, Work Area 3 | THR-GRK-PRTY-WA3 | WA3 Property, Humber T. P. for DOS Work Orders | [5 empty] | Equipment Location
134736 | THR-DRN-WA3 | Drains, Work Area 3 | THR-GRK-WA3 | Buildings & Grounds, Work Area 3 | [5 empty] | Equipment Location
134737 | THR-DRN-WA4 | Drains, Work Area 4 | THR-GRK-PRTY-WA4 | WA4 Property, Humber T. P. for DOS Work Oders | [5 empty] | Equipment Location
135023 | THR-ELS-COMM | Plant External & Internal Phone System | THR-ELS | Electrical Power System | Silencer |  |  |  |  | Equipment Location
135024 | THR-ELS-COMM | Plant External & Internal Phone System | THR-GRK-WA1 | Building & Grounds Work Area 1 | Silencer |  |  |  |  | Equipment Location
135025 | THR-ELS-COMM | Plant External & Internal Phone System | THR-OCS-NEW | Odour Control, Biofilter | Silencer |  |  |  |  | Equipment Location
135033 | THR-ELS-DIG | Electrical System, Digester Tanks | THR-ELS | Electrical Power System | [5 empty] | Equipment Location
135063 | THR-ELS-EMS | Electrical System, East Maintenance Shop | THR-ELS | Electrical Power System | [5 empty] | Equipment Location
135065 | THR-ELS-FPW | Electrical System, Filtered Plant Water Building | THR-ELS | Electrical Power System | [5 empty] | Equipment Location
135066 | THR-ELS-FST | Electrical System, Final Sedimentation Tanks & Galleries | THR-ELS-HPBB | Electrical System, High Pressure Blower Building | [5 empty] | Equipment Location
135075 | THR-ELS-HH | Electrical System, Head House and Engine Room | THR-ELS | Electrical Power System | [5 empty] | Equipment Location
135076 | THR-ELS-HPBB | Electrical System, High Pressure Blower Building | THR-ELS | Electrical Power System | [5 empty] | Equipment Location
135077 | THR-ELS-INQ | Instrument Equipment, Meter, Calibrators, Spectrophotometer | THR-ELS | Electrical Power System | [5 empty] | Instrumentation Equipment
135303 | THR-ELS-NS | Electrical System, North Substation | THR-ELS | Electrical Power System | [5 empty] | Equipment Location
135304 | THR-ELS-OCS | Electrical System, Odour Control System | THR-ELS | Electrical Power System | [5 empty] | Equipment Location
135364 | THR-ELS-STB | Electrical System, Sludge Thickening Building | THR-ELS | Electrical Power System | [5 empty] | Equipment Location
135522 | THR-ELS-WS | Electrical System, West Substation | THR-ELS | Electrical Power System | [5 empty] | Equipment Location
135524 | THR-EPS | Effluent Pumping Station | THR WORK AREA 3 | Plant Services | [5 empty] | Process
135525 | THR-EPS | Effluent Pumping Station | THR WORK AREA 4 | Liquid Handling 2 | [5 empty] | Process
135569 | THR-EUS | Production & End User Support | THR-ITM | Integrated Technology Management | [5 empty] | Sub Area
135590 | THR-FPW | Filtered Plant Water | THR WORK AREA 4 | Liquid Handling 2 | [5 empty] | Process
135618 | THR-FPW-FW | Filtered Plant Water, Flushing Water | THR-FPW | Filtered Plant Water | [5 empty] | Equipment Location
135630 | THR-FPW-P | Filtered Plant Water, Pumps | THR-FPW | Filtered Plant Water | [5 empty] | Equipment Location
135859 | THR-FT-DRN | Final Tank, Drainage, Sump Pumps | THR-FT | Final Tank | [5 empty] | Equipment Location
136017 | THR-FT-HWT | Final Tank, Plant Hot Water Tanks | THR-FT | Final Tank | [5 empty] | Equipment Location
136321 | THR-FT-T | Final Sedimentation Tank & Dedicated WAS Pumping | THR-FT | Final Tank | [5 empty] | Equipment Location
136344 | THR-FT-T-SCUM | Final Tank, Scum Tanks | THR-FT | Final Tank | [5 empty] | Equipment Location
136830 | THR-FT-WAS-P | Final Tank, Waste Activated Sludge Pumping | THR-FT | Final Tank | [5 empty] | Equipment Location
136831 | THR-FT-WAS-P-S | Final Tank, Waste Activated Sludge Pumping-South | THR-FT-WAS-P | Final Tank, Waste Activated Sludge Pumping | [5 empty] | Equipment Location
136833 | THR-GQ-DIG | Digester Area, Work Area 1 | THR-GQ-WA1 | Grounds, Work Area 1 | [5 empty] | Mechanical Equipment
136834 | THR-GQ-DIS | Disinfection, Work Area 1 | THR-GQ-WA1 | Grounds, Work Area 1 | [5 empty] | Mechanical Equipment
136835 | THR-GQ-ER | Engine Room, Work Area 3 | THR-GQ-WA3 | Grounds, Work Area 3 | [5 empty] | Mechanical Equipment
136836 | THR-GQ-FPW | Filtered Plant Water, Work Area 3 | THR-GQ-WA3 | Grounds, Work Area 3 | [5 empty] | Mechanical Equipment
136837 | THR-GQ-OCS | Odour Control, Work Area 1 | THR-GQ-WA1 | Grounds, Work Area 1 | [5 empty] | Mechanical Equipment
136838 | THR-GQ-PLT | Preliminary Treatment, Work Area 2 | THR-GQ-WA2 | Grounds, Work Area 2 | [5 empty] | Mechanical Equipment
136938 | THR-GRK-PRTY-WA3 | WA3 Property, Humber T. P. for DOS Work Orders | THR-OCS-NEW | Odour Control, Biofilter | [5 empty] | Equipment Location
136939 | THR-GRK-PRTY-WA4 | WA4 Property, Humber T. P. for DOS Work Oders | THR-GRK-WA4 | Building & Grounds Work Area 4 | [5 empty] | Equipment Location
137172 | THR-MIXING-BLDG | Building Location | THR-EUS | Production & End User Support | [5 empty] | Process
137182 | THR-NGS-CG | Natural Gas System, Co-Generation | THR-DIG | Digester | [5 empty] | Sub-Process
137274 | THR-OCS-C | Compressor, Ozone Generator, Odour Control | THR-OCS | Odour Control System | [5 empty] | Equipment Location
137275 | THR-OCS-C | Compressor, Ozone Generator, Odour Control | THR-OCS-OZ | Odour Control System, Ozonator | [5 empty] | Equipment Location
137340 | THR-OCS-NEW | Odour Control, Biofilter | THR WORK AREA 2 | Liquid Handling | [5 empty] | Process
137375 | THR-OCS-SB | Odour Control System, Scrubbers | THR-OCS | Odour Control System | [5 empty] | Equipment Location
137472 | THR-OFFICE | Computer Location | THR-ADMIN-BLDG | Building Location | [5 empty] | Equipment Location
137474 | THR-PIP-WA3 | Piping, Work Area 3 | THR-GRK-PRTY-WA3 | WA3 Property, Humber T. P. for DOS Work Orders | [5 empty] | Equipment Location
137475 | THR-PIP-WA3 | Piping, Work Area 3 | THR-GRK-WA3 | Buildings & Grounds, Work Area 3 | [5 empty] | Equipment Location
137476 | THR-PIP-WA4 | Process Piping System, Work Area 4 | THR WORK AREA 4 | Liquid Handling 2 | [5 empty] | Process
137477 | THR-PIP-WA4 | Process Piping System, Work Area 4 | THR-AER-BL | Aeration Blowers | [5 empty] | Process
137478 | THR-PLQ-ADM | Administration Bldg., Work Area 2 | THR-PLQ-WA2 | Plumbing, Work Area 2 | [5 empty] | Mechanical Equipment
137479 | THR-PLQ-ADM | Administration Bldg., Work Area 2 | THR-PLQ-WA3 | Plumbing, Work Area 3 | [5 empty] | Mechanical Equipment
137482 | THR-PLQ-OCS | Odour Control, Work Area 1 | THR-PLQ-WA1 | Plumbing, Work Area 1 | [5 empty] | Mechanical Equipment
137483 | THR-PLQ-PLT | Preliminary Treatment, Work Area 2 | THR-PLQ-WA2 | Plumbing, Work Area 2 | [5 empty] | Mechanical Equipment
137485 | THR-PLT | Preliminary Treatment | THR WORK AREA 2 | Liquid Handling | [5 empty] | Process
137685 | THR-PLT-DRN | Preliminary Treatment, Drain & Sump Pump | THR-PLT | Preliminary Treatment | [5 empty] | Equipment Location
137738 | THR-PLT-GRITS | Gate,Sluice,Preliminary Treatment, Grit Building | THR-PLT | Preliminary Treatment |  |  | 39917 |  |  | Equipment Location
137862 | THR-PLT-SC | Preliminary Treatment, Bar Screens | THR-PLT-HH | Preliminary Treatment, Head House | [5 empty] | Equipment Location
137874 | THR-PLT-T | Preliminary Treatment, Grit Removal Tanks and Grit Bin | THR-PLT-GRITS | Gate,Sluice,Preliminary Treatment, Grit Building | [5 empty] | Equipment Location
137883 | THR-PLT-T-HH | Tanks, Grit Vortex Prime, Headhouse | THR-PLT-HH | Preliminary Treatment, Head House | [5 empty] | Equipment Location
138028 | THR-PLT-VX-P | Vortex Pumps, Preliminary Treatment, Headhouse | THR-PLT | Preliminary Treatment | [5 empty] | Equipment Location
138039 | THR-PRM | Primary Treatment | THR WORK AREA 2 | Liquid Handling | [5 empty] | Process
138053 | THR-PRM-BH | Bulk Head, Channel Gate Stop/Block, Primary | THR-PRM | Primary Treatment | [5 empty] | Equipment Location
138054 | THR-PRM-BH-0001 | Bulk Head, Channel Gate Stop/Block, Primary | THR-PRM-BH | Bulk Head, Channel Gate Stop/Block, Primary |  |  |  | BH |  | Mechanical Equipment
138055 | THR-PRM-BH-0006 | Bulk Head, Channel Gate Stop/Block, Primary | THR-PRM-BH | Bulk Head, Channel Gate Stop/Block, Primary |  |  |  | BH |  | Mechanical Equipment
138056 | THR-PRM-BH-0007 | Bulk Head, Channel Gate Stop/Block, Primary | THR-PRM-BH | Bulk Head, Channel Gate Stop/Block, Primary |  |  |  | BH |  | Mechanical Equipment
138057 | THR-PRM-BH-0008 | Bulk Head, Channel Gate Stop/Block, Primary | THR-PRM-BH | Bulk Head, Channel Gate Stop/Block, Primary |  |  |  | BH |  | Mechanical Equipment
138058 | THR-PRM-BH-0009 | Bulk Head, Channel Gate Stop/Block, Primary | THR-PRM-BH | Bulk Head, Channel Gate Stop/Block, Primary |  |  |  | BH |  | Mechanical Equipment
138059 | THR-PRM-BH-0013 | Bulk Head, Channel Gate Stop/Block, Primary | THR-PRM-BH | Bulk Head, Channel Gate Stop/Block, Primary |  |  |  | BH |  | Mechanical Equipment
138098 | THR-PRM-DRN | Primary Treatment, Drain & Sump Pumps | THR-PRM | Primary Treatment | [5 empty] | Equipment Location
138155 | THR-PRM-HW | Hot Water, Flushing Primary Treatment | THR-PRM-NORTH | Primary Treatment, North Primary | [5 empty] | Equipment Location
138166 | THR-PRM-NORTH | Primary Treatment, North Primary | THR-PRM | Primary Treatment | [5 empty] | Equipment Location
138244 | THR-PRM-SCP | Scum Pumping, Primary Treatment,North and South | THR-PRM | Primary Treatment | [5 empty] | Equipment Location
138245 | THR-PRM-SCP-N | Scum Pumping, Primary Treatment, North Primary(9,10,11) | THR-PRM-NORTH | Primary Treatment, North Primary | [5 empty] | Equipment Location
138246 | THR-PRM-SCP-S | Scum Pumping, Primary Treatment, South Primary(1-8) | THR-PRM-SOUTH | Primary Treatment, South Primary | [5 empty] | Equipment Location
138247 | THR-PRM-SCUM-T | Scum/Sludge Pumping, Tanks & Hopper, South Primary | THR-PRM | Primary Treatment | [5 empty] | Equipment Location
138248 | THR-PRM-SLP-TEMP | Sludge Pumping, Primary Treatment, North and South Primary | THR-PRM | Primary Treatment | [5 empty] | Equipment Location
138249 | THR-PRM-SOUTH | Primary Treatment, South Primary | THR-PRM | Primary Treatment | [5 empty] | Equipment Location
138253 | THR-PRM-STA-1 | South Primary Station 1 | THR-PRM-SOUTH | Primary Treatment, South Primary |  |  |  | STA |  | Equipment Location
138511 | THR-PRS-DRN | Phosphorous Removal System, Drain | THR-PRS | Phosphorous Removal System | [5 empty] | Equipment Location
138512 | THR-PRS-F | Phosphorous Removal System, Filtration | THR-PRS | Phosphorous Removal System | [5 empty] | Equipment Location
138546 | THR-PRS-P | Phosphorous Removal System, Pumps | THR-PRS | Phosphorous Removal System | [5 empty] | Equipment Location
138591 | THR-PRS-T | Phosphorous Removal System, Storage Tank | THR-PRS | Phosphorous Removal System | [5 empty] | Equipment Location
138989 | THR-SES-FM | Respirator Fit Testing(by EHS Rep) | THR-SES-SCBA | Self Contained Breathing Apparatus | [5 empty] | Equipment Location
138990 | THR-SES-HAZ-WASTE | Hazardous Waste, Old Oil Storage, in Front of STB | THR-SES-WA3 | Safety & Environmental Services | Safety |  |  |  |  | Mechanical Equipment
139207 | THR-SPC | Process Control Systems - Services Area | THR | Humber Treatment Plant | [5 empty] | Work Area
139233 | THR-SPC1 | Process Control Systems - Administrative | THR | Humber Treatment Plant | [5 empty] | Sub Area
139288 | THR-SUSPENDED ENTITY | Suspended Entities | THR | Humber Treatment Plant |  |  | 42879 |  |  | Work Area
139289 | THR-THK | Sludge Thickening | THR WORK AREA 1 | Solid Handling | [5 empty] | Process
139389 | THR-THK-GRK1 | Thickening, Ground & Structural | THR-PRM | Primary Treatment | [5 empty] | Equipment Location
139471 | THR-THK-P-CF | Centrifuge Feed Pumps | THR-THK | Sludge Thickening | [5 empty] | Equipment Location
139472 | THR-THK-P-MTI | MTI Transfer Pumps & Sludge Holding Tanks | THR-THK | Sludge Thickening | [5 empty] | Equipment Location
139473 | THR-THK-P-SUMP | Sump Pumps | THR-THK | Sludge Thickening | [5 empty] | Equipment Location
139474 | THR-THK-P-TWAS | TWAS Transfer Pumps & Holding Tanks | THR-THK | Sludge Thickening | [5 empty] | Equipment Location
139498 | THR-THK-POL | Polymer Systems, Sludge Thickening | THR-THK | Sludge Thickening | [5 empty] | Equipment Location
139533 | THR-THK-T | WAS Storage Tanks & Headers | THR-THK | Sludge Thickening | [5 empty] | Equipment Location
139807 | THR-WA2-CI | Work Area 2 , Continuous Improvement Activities | [7 empty] | Work Area
139934 | THR-WAS-P-SUSP | Final Tank, Waste Activated Sludge Pumping-South | THR-FT-WAS-P | Final Tank, Waste Activated Sludge Pumping |  |  | 38651 |  |  | Equipment Location
139985 | TNT WORK AREA 9 | North Toronto Treatment Plant | TAB | Ashbridges Bay Treatment Plant | [5 empty] | Work Area
139989 | TNT-ACC-AHU | HVAC- AHUs and Fans | TNT-ACC | HVAC, Boilers | [5 empty] | Sub-Process
139991 | TNT-ACC-BLR | Boilers, Burners, Oil & gas Systems | TNT-ACC | HVAC, Boilers | [5 empty] | Sub-Process
140049 | TNT-ACC-OIL | Boilers, Burners, Oil & gas Systems | TNT-ACC | HVAC, Boilers | [5 empty] | Sub-Process
140184 | TNT-AER | Aeration Treatment | TNT-STR | Secondary Treatment | [5 empty] | Sub-Process
140262 | TNT-AER-ML-CHNL | Mixed liquer Channel | TNT-AER | Aeration Treatment | [5 empty] | Equipment Location
140275 | TNT-AER-RX-0101 | Reactor, Mabr Cassette, Aeration Tank 1 - Mabr Cassette 1, Aeration | TNT-AER-T-0100 | Tank,Aeration, # 1 |  |  |  | RX |  | Mechanical Equipment
140276 | TNT-AER-RX-0105 | Reactor, Mabr Cassette, Aeration Tank 1 - Mabr Cassette 5, Aeration | TNT-AER-T-0100 | Tank,Aeration, # 1 |  |  |  | RX |  | Mechanical Equipment
140277 | TNT-AER-RX-0106 | Reactor, Mabr Cassette, Aeration Tank 1 - Mabr Cassette 6, Aeration | TNT-AER-T-0100 | Tank,Aeration, # 1 |  |  |  | RX |  | Mechanical Equipment
140278 | TNT-AER-RX-0107 | Reactor, Mabr Cassette, Aeration Tank 1 - Mabr Cassette 7, Aeration | TNT-AER-T-0100 | Tank,Aeration, # 1 |  |  |  | RX |  | Mechanical Equipment
140279 | TNT-AER-RX-0109 | Reactor, Mabr Cassette, Aeration Tank 1 - Mabr Cassette 9, Aeration | TNT-AER-T-0100 | Tank,Aeration, # 1 |  |  |  | RX |  | Mechanical Equipment
140280 | TNT-AER-RX-0110 | Reactor, Mabr Cassette, Aeration Tank 1 - Mabr Cassette 10, Aeration | TNT-AER-T-0100 | Tank,Aeration, # 1 |  |  |  | RX |  | Mechanical Equipment
140281 | TNT-AER-RX-0111 | Reactor, Mabr Cassette, Aeration Tank 1 - Mabr Cassette 11, Aeration | TNT-AER-T-0100 | Tank,Aeration, # 1 |  |  |  | RX |  | Mechanical Equipment
140282 | TNT-AER-RX-0112 | Reactor, Mabr Cassette, Aeration Tank 1 - Mabr Cassette 12, Aeration | TNT-AER-T-0100 | Tank,Aeration, # 1 |  |  |  | RX |  | Mechanical Equipment
140283 | TNT-AER-RX-0201 | Reactor, Mabr Cassette, Aeration Tank 2 - Mabr Cassette 1, Aeration | TNT-AER-T-0200 | Tank,Aeration, # 2 |  |  |  | RX |  | Mechanical Equipment
140284 | TNT-AER-RX-0202 | Reactor, Mabr Cassette, Aeration Tank 2 - Mabr Cassette 2, Aeration | TNT-AER-T-0200 | Tank,Aeration, # 2 |  |  |  | RX |  | Mechanical Equipment
140285 | TNT-AER-RX-0207 | Reactor, Mabr Cassette, Aeration Tank 2 - Mabr Cassette 7, Aeration | TNT-AER-T-0200 | Tank,Aeration, # 2 |  |  |  | RX |  | Mechanical Equipment
140286 | TNT-AER-RX-0210 | Reactor, Mabr Cassette, Aeration Tank 2 - Mabr Cassette 10, Aeration | TNT-AER-T-0200 | Tank,Aeration, # 2 |  |  |  | RX |  | Mechanical Equipment
140287 | TNT-AER-RX-0211 | Reactor, Mabr Cassette, Aeration Tank 2 - Mabr Cassette 11, Aeration | TNT-AER-T-0200 | Tank,Aeration, # 2 |  |  |  | RX |  | Mechanical Equipment
140288 | TNT-AER-RX-0212 | Reactor, Mabr Cassette, Aeration Tank 2 - Mabr Cassette 12, Aeration | TNT-AER-T-0200 | Tank,Aeration, # 2 |  |  |  | RX |  | Mechanical Equipment
140448 | TNT-BFP | Backflow Preventers | TNT-CW | City Water | [5 empty] | Equipment Location
140449 | TNT-CSO | Combined Sewer Overflow and storage system | TNT-OF | Outfall, Weirs, CSO and Detention Tanks | [5 empty] | Sub-Process
140482 | TNT-CSO-TJB1 | Maintenance Hole#MH1 | TNT-CSO | Combined Sewer Overflow and storage system | Building Service,Floor Drain |  |  |  |  | Mechanical Equipment
140538 | TNT-CW-FEQ | Fire Hydrants | TNT-CW | City Water | [5 empty] | Equipment Location
140585 | TNT-DECOM | Building Location | TNT-EUS | Production & End User Support | [5 empty] | Process
140586 | TNT-DIG | Digestion | TNT WORK AREA 9 | North Toronto Treatment Plant | [5 empty] | Process
140603 | TNT-DIG-GAS | Digester Gas header | TNT-DIG | Digestion | [5 empty] | Sub-Process
140604 | TNT-DIG-GAS-MON | Digester Gas Monitoring System | TNT-DIG | Digestion | [5 empty] | Equipment Location
140609 | TNT-DIG-OFLOW | Overflow Liquor Headers, Digester | TNT-DIG | Digestion | [5 empty] | Equipment Location
140774 | TNT-DIS | Disinfection | TNT WORK AREA 9 | North Toronto Treatment Plant | [5 empty] | Process
140840 | TNT-ELS-LTG | Emergency lighting/Exit lighting | TAB-SUSPENDED ENTITY | Suspended entities |  |  | 41265 |  |  | Obsolete Entity
140880 | TNT-FT | Final Tanks 1-5 | TNT-STR | Secondary Treatment | [5 empty] | Sub-Process
140914 | TNT-FT-ML-CHNL | Mixed liquer Channel, Final Tanks | TNT-FT | Final Tanks 1-5 | [5 empty] | Equipment Location
140918 | TNT-FT-SUMP | Sump Pumps- Aeration Gallery Bsmt | TNT-FT | Final Tanks 1-5 | [5 empty] | Equipment Location
140931 | TNT-GAS | Administration | TNT WORK AREA 9 | North Toronto Treatment Plant | [5 empty] | Process
140932 | TNT-GRK-FSTAID | First aid Kits | TNT-GRK | Groundskeeping, Building services, Safety Equipment | [5 empty] | Equipment Location
140933 | TNT-GRK-PRTY-1000 | Building Services | TNT-GRK | Groundskeeping, Building services, Safety Equipment |  |  |  | PRTY |  | Equipment Location
140938 | TNT-MCS | Miscellaneous, including Storm Water Tanks | TNT WORK AREA 9 | North Toronto Treatment Plant | [5 empty] | Process
140999 | TNT-OFFICE | Computer Location | TNT-ADMIN-BLDG | Building Location | [5 empty] | Equipment Location
141000 | TNT-PLT | Preliminary Treatment | TNT WORK AREA 9 | North Toronto Treatment Plant | [5 empty] | Process
141037 | TNT-PRM-SLD-0001 | Sludge/ Bio-solid | TNT-PRM | Primary Treatment |  |  |  | SLD |  | Mechanical Equipment
141103 | TNT-RTE-WA9 | TNT-Routine Work Area 9 | TNT WORK AREA 9 | North Toronto Treatment Plant | [5 empty] | Work Area
141108 | TNT-SES-FEQ | Fire Extinguishers | TAB-SUSPENDED ENTITY | Suspended entities |  |  | 41264 |  |  | Obsolete Entity
141167 | TNT-STR | Secondary Treatment | TNT WORK AREA 9 | North Toronto Treatment Plant | [5 empty] | Process
141182 | TNT-STR-SLUDGE | Sludge headers,SSL,RAS,WAS | TNT-STR | Secondary Treatment | [5 empty] | Sub-Process
141247 | TNT-WA9-UNION | Union Business, WA9, TNT | TNT-GRK-PRTY-1000 | Building Services | [5 empty] | Building Service
141256 | TRK-AGL | TRK (ALTERNATE GL) | DOS-AGL | DOS ALTERNATE GL | [5 empty] | Work Area
141257 | TRK-COM | COMBINED SEWERS (ALTERNATE GL) | TRK-AGL | TRK (ALTERNATE GL) | [5 empty] | Process
141258 | TRK-COM-HMR | COMBINED SEWERS - HUMBER DRAINAGE AREA | TRK-COM | COMBINED SEWERS (ALTERNATE GL) | [5 empty] | Sub-Process
141259 | TRK-COM-NTO | COMBINED SEWERS - NORTH TORONTO DRAINAGE AREA | TRK-COM | COMBINED SEWERS (ALTERNATE GL) | [5 empty] | Sub-Process
141260 | TRK-DIS | TRK Disinfection | TRK | DOS - TRUNK SEWER SYSTEM | [5 empty] | Process
141261 | TRK-DON | DON DRAINAGE AREA | TRK | DOS - TRUNK SEWER SYSTEM | [5 empty] | Process
141262 | TRK-SAN | SANITARY SEWERS (ALTERNATE GL) | TRK-AGL | TRK (ALTERNATE GL) | [5 empty] | Process
141263 | TRK-SAN-DON | SANITARY SEWERS - DON DRAINAGE AREA | TRK-SAN | SANITARY SEWERS (ALTERNATE GL) | [5 empty] | Sub-Process
141264 | TRK-SAN-HMR | SANITARY SEWERS - HUMBER DRAINAGE AREA | TRK-SAN | SANITARY SEWERS (ALTERNATE GL) | [5 empty] | Sub-Process
141265 | TRK-SAN-NTO | SANITARY SEWERS - NORTH TORONTO DRAINAGE AREA | TRK-SAN | SANITARY SEWERS (ALTERNATE GL) | [5 empty] | Sub-Process
141266 | TRK-STM-DON | STORM SEWERS - DON DRAINAGE AREA | TRK-STM | STORM SEWERS (ALTERNATE GL) | [5 empty] | Sub-Process
141267 | TRK-STM-HMR | STORM SEWERS - HUMBER DRAINAGE AREA | TRK-STM | STORM SEWERS (ALTERNATE GL) | [5 empty] | Sub-Process
141268 | TUNNEL SUBSTN_FNCE COMP | Miscellaneous,Tunnel Substation,Fenced Compound | TUNNEL SUBSTATION | RUU Substation | [5 empty] | Electrical Equipment
141270 | TW SECURITY | TW Security | YTF-SPC1 | Process Control Systems - Administrative | [5 empty] | Computer Equipment
141294 | UE2027C | Rectifier | TAB-STR-ELQ | Blower Building - Power Distribution & Electrical Equipment | [5 empty] | Electrical Equipment
141314 | UF2003 | Transformer | TAB-ELS-TR | Transformers near Plant Water Tower | [5 empty] | Equipment Location
141402 | WMP COMMUNICATION | WMP Communication | YTF-SPC1 | Process Control Systems - Administrative | [5 empty] | Computer Equipment
141486 | WR612 | Weir | TNT-OF | Outfall, Weirs, CSO and Detention Tanks | Door,Overhead |  |  |  |  | Mechanical Equipment
141497 | WTR | Water Supply | WT&S | Water Treatment & Supply | [5 empty] | Facility
141498 | WTR ADMIN | Administration | WTR | Water Supply | [5 empty] | Work Area
141499 | WTR COMMUNICATIONS | WTR Communications | WTR-SPC2 | Process Control Systems - Equipment | [5 empty] | Process
141500 | WTR OIT | WTR OIT | WTR-SPC2 | Process Control Systems - Equipment | [5 empty] | Process
141501 | WTR PLC | WTR PLC | WTR-SPC1 | Process Control Systems - Administrative | [5 empty] | Process
141502 | WTR SCADA SERVERS | WTR SCADA Servers | WTR-SPC2 | Process Control Systems - Equipment | [5 empty] | Process
141503 | WTR SCADA SUPPORT | WTR SCADA Support | WTR-SPC1 | Process Control Systems - Administrative | [5 empty] | Process
142329 | WTR-194-CH-0006A | Chamber,Revenue Meter,Keele-Steeles (Magmeter) | WTR-WEST-REV | Revenue Metering | Meter,Flow,Magmeter |  |  | CH |  | Equipment Location
142527 | WTR-250-CH-0003C | Chamber,Revenue Meter,Bathurst-Steeles (Magmeter) | WTR-WEST-REV | Revenue Metering | Chamber |  |  | CH |  | Equipment Location
142618 | WTR-269-CH-0005 | Chamber,Revenue Meter,Woodbine-Steelcase (Magmeter) | WTR-EAST-REV | Revenue Metering | Chamber |  |  | CH |  | Equipment Location
142698 | WTR-282-CH-0003 | Chamber,Revenue Meter,Yonge-Elgin (Magmeter) | WTR-EAST-REV | Revenue Metering | Chamber |  |  | CH |  | Equipment Location
142902 | WTR-307-CH-0016 | Chamber,Revenue Meter,Adesso-Steeles (Magmeter) | WTR-WEST-REV | Revenue Metering | Chamber |  |  | CH |  | Equipment Location
142955 | WTR-316-CH-0006 | Chamber,Revenue Meter,McCowan-Steeles (Magmeter) | WTR-EAST-REV | Revenue Metering | Chamber |  |  | CH |  | Equipment Location
142967 | WTR-317-CH-0004 | Chamber,Revenue Meter,Keele Reservoir, Valve House, North of the Station | WTR-WEST-REV | Revenue Metering | Chamber |  |  | CH |  | Equipment Location
143214 | WTR-359-CH-0004 | Chamber,Revenue Meter,Willowdale-Highland (Magmeter) | WTR-EAST-REV | Revenue Metering | Chamber |  |  | CH |  | Equipment Location
143265 | WTR-365-CH-0006 | Chamber,Revenue Meter,Dufferin-Steeles (Magmeter) | WTR-WEST-REV | Revenue Metering | Chamber |  |  | CH |  | Equipment Location
143267 | WTR-365-FIT-0006B | Transmitter,Flow Indicating,Revenue, Reverse Flow, Venturi | WTR-365-CH-0006 | Chamber,Revenue Meter,Dufferin-Steeles (Magmeter) | Transmitter,Flow |  |  | FIT |  | Instrumentation Equipment
143268 | WTR-365-FIT-0601 | Transmitter, Flow Indicating, Revenue, Forward Flow, Magmeter | WTR-365-CH-0006 | Chamber,Revenue Meter,Dufferin-Steeles (Magmeter) | Transmitter,Flow |  |  | FIT |  | Instrumentation Equipment
143399 | WTR-CENTRAL-SES | Safety & Lifting Devices | WTR-SCT | Water Supply Work Area 2 SYSTEM CONTROL | [5 empty] | Equipment Location
143400 | WTR-DECOM | Building Location | WTR-EUS | Production & End User Support | [5 empty] | Process
143401 | WTR-EAST-RES | Work Area 1 EAST Reservoirs | WTR-EAST | Water Supply Work Area 1 EAST | [5 empty] | Process
143402 | WTR-EAST-REV | Revenue Metering | WTR-EAST | Water Supply Work Area 1 EAST | [5 empty] | Process
143403 | WTR-EAST-TNK | Work Area 1 EAST Tanks | WTR-EAST | Water Supply Work Area 1 EAST | [5 empty] | Process
143404 | WTR-EUS | Production & End User Support | WTR-ITM | Integrated Technology Management | [5 empty] | Sub Area
143405 | WTR-ITM | Integrated Technology Management | WTR | Water Supply | [5 empty] | Work Area
143406 | WTR-LWA | Work Area 2 Central Mains and Chambers | WTR-SCT | Water Supply Work Area 2 SYSTEM CONTROL | [5 empty] | Process
143407 | WTR-LWA-ANL | Analyzers, Air Monitors & Calibration Equipment - LWA | WTR-SCT | Water Supply Work Area 2 SYSTEM CONTROL | [5 empty] | Equipment Location
143408 | WTR-MT1 | Work Area 1 EAST Mains and Chambers | WTR-EAST | Water Supply Work Area 1 EAST | [5 empty] | Process
143409 | WTR-MT3 | Work Area 3 WEST Mains and Chambers | WTR-WEST | Water Supply Work Area 3 WEST | [5 empty] | Process
143410 | WTR-OBSOLETE | WTR Suspended Entities | [7 empty] | Obsolete Entity
143421 | WTR-PAH-CW | City Water System | WTR-PAH | Armour Heights Pumping Station | [5 empty] | Sub-Process
143433 | WTR-PAH-GFI-0001 | Ground Fault Circuit Interrupter | WTR-PAH-AUX | Auxiliary Equipment (Building Facilities) |  |  |  | GFI |  | Electrical Equipment
143434 | WTR-PAH-GFI-0002 | Ground Fault Circuit Interrupter | WTR-PAH-AUX | Auxiliary Equipment (Building Facilities) |  |  |  | GFI |  | Electrical Equipment
143457 | WTR-PAH-P | Pumping | WTR-PAH | Armour Heights Pumping Station | [5 empty] | Process
143512 | WTR-PDS-AUX | Auxiliary Equipment (Building Facilities) | WTR-PDS | Dorset Pumping Station | [5 empty] | Sub-Process
143519 | WTR-PDS-ELS | Electrical System | WTR-PDSS | Dorset Pumping station (Chamber Replaced with Pod) | [5 empty] | Sub-Process
143538 | WTR-PDS-P | Pumping | WTR-PDSS | Dorset Pumping station (Chamber Replaced with Pod) | [5 empty] | Process
143560 | WTR-PDS-TRW | Treated Water (Transmission) | WTR-PDS | Dorset Pumping Station | [5 empty] | Process
143588 | WTR-PEG-ACC | Air Conditioning, Heating and Ventilation | WTR-PEG | Eglinton Pumping Station | [5 empty] | Sub-Process
143591 | WTR-PEG-AMT | Atmospheric Monitoring | WTR-PEG | Eglinton Pumping Station | [5 empty] | Sub-Process
143592 | WTR-PEG-AUX | Auxiliary Equipment (Building Facilities) | WTR-PEG | Eglinton Pumping Station | [5 empty] | Sub-Process
143610 | WTR-PEG-CW | City Water System | WTR-PEG | Eglinton Pumping Station | [5 empty] | Sub-Process
143616 | WTR-PEG-ELS | Electrical System | WTR-PEG | Eglinton Pumping Station | [5 empty] | Sub-Process
143622 | WTR-PEG-FEQ-SUS | Fire Equipment, Eglington Pumping Station | WTR-PEG | Eglinton Pumping Station |  |  | 44948 |  |  | Sub-Process
143623 | WTR-PEG-FEQ-SUS | Fire Equipment, Eglington Pumping Station | WTR-SUSPENDED | Suspended Obsolete entity for storage purpose |  |  | 44948 |  |  | Sub-Process
143673 | WTR-PEG-P | Pumping | WTR-PEG | Eglinton Pumping Station | [5 empty] | Process
143762 | WTR-PEL-AMT | Atmosphere Monitoring | WTR-PEL | Ellesmere Pumping Station | [5 empty] | Sub-Process
143763 | WTR-PEL-AUX | Auxilliary Equipment (Building Facilities) | WTR-PEL | Ellesmere Pumping Station | [5 empty] | Sub-Process
143887 | WTR-PEL-FEQ-SUS | Fire Equipment, Ellesmere Pumping Station | WTR-PEL | Ellesmere Pumping Station |  |  | 44968 |  |  | Sub-Process
143888 | WTR-PEL-FEQ-SUS | Fire Equipment, Ellesmere Pumping Station | WTR-SUSPENDED | Suspended Obsolete entity for storage purpose |  |  | 44968 |  |  | Sub-Process
144288 | WTR-PHL-CW | City Water System | WTR-PHL | High Level Pumping Station | [5 empty] | Sub-Process
144295 | WTR-PHL-ELS | Electrical System | WTR-PHL | High Level Pumping Station | [5 empty] | Sub-Process
144359 | WTR-PHL-FEQ-SUS | Fire Equipment, High Level Pumping Station | WTR-SUSPENDED | Suspended Obsolete entity for storage purpose |  |  | 45018 |  |  | Sub-Process
144533 | WTR-PHL-OFFICE | Computer Location | WTR-WORK AREA 3 | Building Location | [5 empty] | Equipment Location
144600 | WTR-PHL-TRW | Treated Water (Transmission) | WTR-PHL | High Level Pumping Station | [5 empty] | Process
144657 | WTR-PJO-AUX | Auxiliary Equipment (Building Facilities) | WTR-PJO | Wm. H. Johnston Pumping Station | [5 empty] | Sub-Process
144669 | WTR-PJO-ELS | Electrical System | WTR-PJO | Wm. H. Johnston Pumping Station | [5 empty] | Sub-Process
144678 | WTR-PJO-GFI-0004 | Ground Fault Circuit Interrupter | WTR-PJO-AUX | Auxiliary Equipment (Building Facilities) |  |  |  | GFI |  | Electrical Equipment
144679 | WTR-PJO-GFI-0005 | Ground Fault Circuit Interrupter | WTR-PJO-AUX | Auxiliary Equipment (Building Facilities) |  |  |  | GFI |  | Electrical Equipment
144680 | WTR-PJO-GFI-0006 | Ground Fault Circuit Interrupter | WTR-PJO-AUX | Auxiliary Equipment (Building Facilities) |  |  |  | GFI |  | Electrical Equipment
144681 | WTR-PJO-GFI-0006, | Ground Fault Circuit Interrupter | WTR-PJO-AUX | Auxiliary Equipment (Building Facilities) |  |  | 32792 | GFI |  | Electrical Equipment
144709 | WTR-PJO-P | Pumping | WTR-PJO | Wm. H. Johnston Pumping Station | [5 empty] | Process
144724 | WTR-PJO-TRW | Treated Water (Transmission) | WTR-PJO | Wm. H. Johnston Pumping Station | [5 empty] | Process
144745 | WTR-PJO-V-1101, | Valve | WTR-PJO-AUX | Auxiliary Equipment (Building Facilities) |  |  | 34559 | V |  | Mechanical Equipment
144746 | WTR-PJS OFFICE | Computer Location | WTR-WA1 | District East Location | [5 empty] | Equipment Location
144753 | WTR-PJS-AMT | Atmospheric Monitoring | WTR-PJS | John Street Pumping Station | [5 empty] | Sub-Process
144780 | WTR-PJS-CW | City Water System | WTR-PJS | John Street Pumping Station | [5 empty] | Sub-Process
144801 | WTR-PJS-FEQ-SUS | Fire Equipment, John Street Pumping Station | WTR-SUSPENDED | Suspended Obsolete entity for storage purpose |  |  | 45118 |  |  | Sub-Process
144819 | WTR-PJS-HE-0001 | Heat Exchanger, DLWC, Enwave | WTR-PJS-ENW | Enwave Process |  |  |  | HE |  | Mechanical Equipment
144821 | WTR-PJS-HE-0002 | Heat Exchanger, DLWC, Enwave | WTR-PJS-ENW | Enwave Process |  |  |  | HE |  | Mechanical Equipment
144822 | WTR-PJS-HE-0003 | Heat Exchanger, DLWC, Enwave | WTR-PJS-ENW | Enwave Process |  |  |  | HE |  | Mechanical Equipment
144823 | WTR-PJS-HE-0004 | Heat Exchanger, DLWC, Enwave | WTR-PJS-ENW | Enwave Process |  |  |  | HE |  | Mechanical Equipment
144827 | WTR-PJS-HE-0008 | Heat Exchanger, DLWC, Enwave | WTR-PJS-ENW | Enwave Process |  |  |  | HE |  | Mechanical Equipment
144830 | WTR-PJS-HE-0010 | Heat Exchanger, DLWC, Enwave | WTR-PJS-ENW | Enwave Process |  |  |  | HE |  | Mechanical Equipment
144836 | WTR-PJS-HE-0013 | Heat Exchanger, DLWC, Enwave | WTR-PJS-ENW | Enwave Process |  |  |  | HE |  | Mechanical Equipment
144838 | WTR-PJS-HE-0014 | Heat Exchanger, DLWC, Enwave | WTR-PJS-ENW | Enwave Process |  |  |  | HE |  | Mechanical Equipment
144840 | WTR-PJS-HE-0015 | Heat Exchanger, DLWC, Enwave | WTR-PJS-ENW | Enwave Process |  |  |  | HE |  | Mechanical Equipment
144843 | WTR-PJS-HE-0016 | Heat Exchanger, DLWC, Enwave | WTR-PJS-ENW | Enwave Process |  |  |  | HE |  | Mechanical Equipment
144845 | WTR-PJS-HE-0017 | Heat Exchanger, DLWC, Enwave | WTR-PJS-ENW | Enwave Process |  |  |  | HE |  | Mechanical Equipment
145015 | WTR-PJS-TRW | Treated Water (Transmission) | WTR-PJS | John Street Pumping Station | [5 empty] | Process
145131 | WTR-PKL-AMT | Atmospheric Monitoring | WTR-PKL | Keele Pumping Station | [5 empty] | Sub-Process
145153 | WTR-PKL-ELS | Electrical System | WTR-PKL | Keele Pumping Station | [5 empty] | Sub-Process
145159 | WTR-PKL-FEQ-SUS | Fire Equipment, Keele Pumping Station | WTR-PKL | Keele Pumping Station |  |  | 45179 |  |  | Sub-Process
145160 | WTR-PKL-FEQ-SUS | Fire Equipment, Keele Pumping Station | WTR-SUSPENDED | Suspended Obsolete entity for storage purpose |  |  | 45179 |  |  | Sub-Process
145271 | WTR-PKN-ACC | Air Conditioning, Heating and Ventilation | WTR-PKN | Kennedy Pumping Station | [5 empty] | Sub-Process
145287 | WTR-PKN-CW | City Water System | WTR-PKN | Kennedy Pumping Station | [5 empty] | Sub-Process
145295 | WTR-PKN-FEQ-SUS | Fire Equipment, Kennedy Pumping Station | WTR-SUSPENDED | Suspended Obsolete entity for storage purpose |  |  | 45191 |  |  | Sub-Process
145334 | WTR-PKN-TRW | Treated Water (Transmission) | WTR-PKN | Kennedy Pumping Station | [5 empty] | Process
145359 | WTR-PLW-ACC | Air Conditioning, Heating and Ventilating | WTR-PLW | Lawrence Pumping Station | [5 empty] | Sub-Process
145368 | WTR-PLW-BUS-0202 | Electrical Bus | WTR-PLW-TR-0201 | Transformer, Power, Line 2, 27.6 kV/2.3 kV |  |  |  | BUS |  | Electrical Equipment
145386 | WTR-PLW-ELS | Electrical System | WTR-PLW | Lawrence Pumping Station | [5 empty] | Sub-Process
145406 | WTR-PLW-FEQ-SUS | Fire Equipment, Lawrence Pumping Station | WTR-SUSPENDED | Suspended Obsolete entity for storage purpose |  |  | 45199 |  |  | Sub-Process
145452 | WTR-PLW-P | Pumping | WTR-PLW | Lawrence Pumping Station | [5 empty] | Process
145458 | WTR-PLW-PPE | Personal Protection Equipment - WWA | WTR-WEST-SES | Safety & Lifting Devices | [5 empty] | Equipment Location
145491 | WTR-PLW-TRW | Treated Water (Transmission) | WTR-PLW | Lawrence Pumping Station | [5 empty] | Process
145535 | WTR-PMI-AUX | Auxiliary Equipment (Building Facilities) | WTR-PMI | Milliken Pumping Station | [5 empty] | Sub-Process
145584 | WTR-PMI-ELS | Electrical System | WTR-PMI | Milliken Pumping Station | [5 empty] | Sub-Process
145766 | WTR-PMI-P | Pumping | WTR-PMI | Milliken Pumping Station | [5 empty] | Process
145915 | WTR-PPD-AUX | Auxiliary Equipment (Building Facilities) | WTR-PPD | Parkdale Pumping Station | [5 empty] | Sub-Process
145946 | WTR-PPD-ELS | Electrical System | WTR-PPD | Parkdale Pumping Station | [5 empty] | Sub-Process
146049 | WTR-PPD-TRW | Treated Water (Transmission) | WTR-PPD | Parkdale Pumping Station | [5 empty] | Process
146101 | WTR-PRH-CW | City Water System | WTR-PRH | Rosehill Pumping Station | [5 empty] | Sub-Process
146117 | WTR-PRH-ELS | Electrical System | WTR-PRH | Rosehill Pumping Station | [5 empty] | Sub-Process
146270 | WTR-PRV-AUX | Auxiliary Equipment (Building Facilities) | WTR-PRV | Richview Pumping Station | [5 empty] | Sub-Process
146285 | WTR-PRV-CW | City Water System | WTR-PRV | Richview Pumping Station | [5 empty] | Sub-Process
146359 | WTR-PRV-TRW | Treated Water (Transmission) | WTR-PRV | Richview Pumping Station | [5 empty] | Process
146404 | WTR-PSA-CW | City Water System | WTR-PSA | St. Albans Pumping Station | [5 empty] | Sub-Process
146462 | WTR-PSA-P | Pumping | WTR-PSA | St. Albans Pumping Station | [5 empty] | Process
146517 | WTR-PSA-YAN-0002 | Alarm, Horn | WTR-PSA-AUX | Auxiliary Equipment (Building Facilities) |  |  |  | YAN |  | Instrumentation Equipment
146525 | WTR-PSC-AMT | Atmospheric Monitoring | WTR-PSC | Scarborough Pumping Station | [5 empty] | Sub-Process
146554 | WTR-PSC-CW | City Water System | WTR-PSC | Scarborough Pumping Station | [5 empty] | Sub-Process
146652 | WTR-PSC-P | Pumping | WTR-PSC | Scarborough Pumping Station | [5 empty] | Process
146685 | WTR-PSC-TRW | Treated Water (Transmission) | WTR-PSC | Scarborough Pumping Station | [5 empty] | Process
146741 | WTR-PTH-AMT | Atmospheric Monitoring | WTR-PTH | Thornhill Pumping Station | [5 empty] | Sub-Process
146745 | WTR-PTH-CW | City Water System | WTR-PTH | Thornhill Pumping Station | [5 empty] | Sub-Process
146808 | WTR-PWT-ACC | Air Conditioning, Heating and Ventilation | WTR-PWT | West Toronto Pumping Station | [5 empty] | Sub-Process
146810 | WTR-PWT-AUX | Auxiliary Equipment (Building Facilities) | WTR-PWT | West Toronto Pumping Station | [5 empty] | Sub-Process
146828 | WTR-PWT-DR-0004 | Door, Overhead | WTR-PWT-AUX | Auxiliary Equipment (Building Facilities) |  |  |  | DR |  | Mechanical Equipment
146829 | WTR-PWT-ELS | Electrical System | WTR-PWT | West Toronto Pumping Station | [5 empty] | Sub-Process
146836 | WTR-PWT-FEQ-SUS | Fire Equipment, West Toronto Pumping Station | WTR-PWT | West Toronto Pumping Station |  |  | 45422 |  |  | Sub-Process
146894 | WTR-PWT-P | Pumping | WTR-PWT | West Toronto Pumping Station | [5 empty] | Process
146950 | WTR-RBV-AUX | Auxiliary Equipment (Building Facilities) | WTR-RBV | Bayview Reservoir | [5 empty] | Sub-Process
146955 | WTR-RBV-CW | City Water System | WTR-RBV | Bayview Reservoir | [5 empty] | Sub-Process
146973 | WTR-RBV-TRW | Treated Water (Transmission) | WTR-RBV | Bayview Reservoir | [5 empty] | Process
146996 | WTR-RDF-AMT | Atmospheric Monitoring | WTR-RDF | Dufferin Reservoir | [5 empty] | Sub-Process
147072 | WTR-RDF-TRW | Treated Water (Transmission) | WTR-RDF | Dufferin Reservoir | [5 empty] | Process
147105 | WTR-REB-ELS | Electrical System | WTR-REB | East Woodbridge Tank |  |  | 35845 |  |  | Sub-Process
147116 | WTR-REG-ELS | Electrical System | WTR-REG | Eglinton Reservoir | [5 empty] | Sub-Process
147145 | WTR-REL-AUX | Auxiliary Equipment (Building Facilities) | WTR-REL | Ellesmere Reservoir | [5 empty] | Sub-Process
147148 | WTR-REL-CW | City Water System | WTR-REL | Ellesmere Reservoir | [5 empty] | Sub-Process
147170 | WTR-RKL-AMT | Atmospheric Monitoring | WTR-RKL | Keele Reservoir | [5 empty] | Sub-Process
147176 | WTR-RKL-CW | City Water System | WTR-RKL | Keele Reservoir | [5 empty] | Sub-Process
147196 | WTR-RKL-TRW | Treated Water (Transmission) | WTR-RKL | Keele Reservoir | [5 empty] | Process
147232 | WTR-RLL-ELS | Electrical System | WTR-RLL | Leslie Tank | [5 empty] | Sub-Process
147243 | WTR-RLL-TRW | Treated Water (Transmission) | WTR-RLL | Leslie Tank | [5 empty] | Process
147253 | WTR-RLW-AUX | Auxiliary Equipment (Building Facilities) | WTR-RLW | Lawrence Reservoir | [5 empty] | Sub-Process
147257 | WTR-RLW-CW | City Water System | WTR-RLW | Lawrence Reservoir | [5 empty] | Sub-Process
147275 | WTR-RLW-TRW | Treated Water (Transmission) | WTR-RLW | Lawrence Reservoir | [5 empty] | Process
147289 | WTR-RMA-TRW | Treated Water (Transmission) | WTR-RMA | Markham Reservoir | [5 empty] | Process
147296 | WTR-RMI-AUX | Auxiliary Equipment (Building Facilities) | WTR-RMI | Milliken Reservoir | [5 empty] | Sub-Process
147310 | WTR-RMI-CW | City Water System | WTR-RMI | Milliken Reservoir | [5 empty] | Sub-Process
147319 | WTR-RMI-ELS | Electrical System | WTR-RMI | Milliken Reservoir | [5 empty] | Sub-Process
147414 | WTR-RMP-TRWS | Treated Water (Transmission) | WTR-RMPS | Maple Reservoir |  |  | 38608 |  |  | Process
147418 | WTR-RRG-AUX | Auxiliary Equipment (Building Facilities) | WTR-RRG | Rouge Tank | [5 empty] | Sub-Process
147423 | WTR-RRG-ELS | Electrical System | WTR-RRG | Rouge Tank | [5 empty] | Sub-Process
147442 | WTR-RRG-TRW | Treated Water (Transmission) | WTR-RRG | Rouge Tank | [5 empty] | Process
147451 | WTR-RRH-AMT | Atmospheric Monitoring | WTR-RRH | Rosehill Reservoir | [5 empty] | Sub-Process
147456 | WTR-RRH-CW | City Water System | WTR-RRH | Rosehill Reservoir | [5 empty] | Sub-Process
147458 | WTR-RRH-ELS | Electrical System | WTR-RRH | Rosehill Reservoir | [5 empty] | Sub-Process
147502 | WTR-RRH-TRW | Treated Water (Transmission) | WTR-RRH | Rosehill Reservoir | [5 empty] | Process
147586 | WTR-RRV-AMT | Atmospheric Monitoring | WTR-RRV | Richview Reservoir | [5 empty] | Sub-Process
147587 | WTR-RRV-AUX | Auxiliary Equipment (Building Facilities) | WTR-RRV | Richview Reservoir | [5 empty] | Sub-Process
147591 | WTR-RRV-CW | City Water System | WTR-RRV | Richview Reservoir | [5 empty] | Sub-Process
147592 | WTR-RRV-ELS | Electrical System | WTR-RRV | Richview Reservoir | [5 empty] | Sub-Process
147612 | WTR-RRV-TRW | Treated Water (Transmission) | WTR-RRV | Richview Reservoir | [5 empty] | Process
147627 | WTR-RST-AUX | Auxiliary Equipment (Building Facilities) | WTR-RST | St.Clair Reservoir | [5 empty] | Sub-Process
147630 | WTR-RST-CW | City Water System | WTR-RST | St.Clair Reservoir | [5 empty] | Sub-Process
147636 | WTR-RST-ELS | Electrical System | WTR-RST | St.Clair Reservoir | [5 empty] | Sub-Process
147658 | WTR-RST-TRW | Treated Water (Transmission) | WTR-RST | St.Clair Reservoir | [5 empty] | Process
147675 | WTR-RWA-AMT | Atmospheric Monitoring | WTR-RWA | Warden Tank | [5 empty] | Sub-Process
147676 | WTR-RWA-AUX | Auxiliary Equipment (Building Facilities) | WTR-RWA | Warden Tank | [5 empty] | Sub-Process
147677 | WTR-RWA-CW | City Water System | WTR-RWA | Warden Tank | [5 empty] | Sub-Process
147678 | WTR-RWA-ELS | Electrical System | WTR-RWA | Warden Tank | [5 empty] | Sub-Process
147685 | WTR-RWA-TRW | Treated Water (Transmission) | WTR-RWA | Warden Tank | [5 empty] | Process
147695 | WTR-RWB-ELSS | Electrical System | WTR-RWBS | West Woodbridge Tank |  |  | 35940 |  |  | Sub-Process
147701 | WTR-RWL-AMT | Atmospheric Monitoring | WTR-RWL | Whitlam Tank | [5 empty] | Sub-Process
147703 | WTR-RWL-CW | City Water System | WTR-RWL | Whitlam Tank | [5 empty] | Sub-Process
147704 | WTR-RWL-ELS | Electrical System | WTR-RWL | Whitlam Tank | [5 empty] | Sub-Process
147721 | WTR-SCT | Water Supply Work Area 2 SYSTEM CONTROL | WTR | Water Supply | [5 empty] | Work Area
147722 | WTR-SCT-ANL | Analyzers, Air Monitors & Calibration Equipment - CWA | WTR-SCT | Water Supply Work Area 2 SYSTEM CONTROL | [5 empty] | Equipment Location
147723 | WTR-SCT-SYP | Work Area 2 Central System Pressure, | WTR-SCT | Water Supply Work Area 2 SYSTEM CONTROL | [5 empty] | Equipment Location
147725 | WTR-SUSPENDED | Suspended Obsolete entity for storage purpose | WTR | Water Supply | [5 empty] | Obsolete Entity
147726 | WTR-SUSPENDED | Suspended Obsolete entity for storage purpose | WTR ADMIN | Administration | [5 empty] | Obsolete Entity
147736 | WTR-WA1 | District East Location | WTR-SPC2 | Process Control Systems - Equipment | [5 empty] | Process
147737 | WTR-WA3 | District West Location | WTR-SPC2 | Process Control Systems - Equipment | [5 empty] | Process
147738 | WTR-WEST | Water Supply Work Area 3 WEST | WTR | Water Supply | [5 empty] | Work Area
147739 | WTR-WEST-ANL | Analyzers, Air Monitors & Calibration Equipment - WWA | WTR-WEST-SES | Safety & Lifting Devices | [5 empty] | Equipment Location
147740 | WTR-WEST-RES | Work Area 3 WEST Reservoirs | WTR-WEST | Water Supply Work Area 3 WEST | [5 empty] | Process
147741 | WTR-WEST-REV | Revenue Metering | WTR-WEST | Water Supply Work Area 3 WEST | [5 empty] | Process
147742 | WTR-WEST-TNK | Work Area 3 WEST Tanks | WTR-WEST | Water Supply Work Area 3 WEST | [5 empty] | Process
147743 | WTR-WORK AREA 3 | Building Location | WTR-EUS | Production & End User Support | [5 empty] | Process
147808 | YCH-OFFICE | Computer Location | YCH-ADMIN-BLDG | Building Location | [5 empty] | Equipment Location
147873 | YCS | Commissioners Street | WT&S | Water Treatment & Supply | [5 empty] | Facility
147874 | YCS-EUS | Production & End User Support | YCS-ITM | Integrated Technology Management | [5 empty] | Sub Area
147875 | YCS-ITM | Integrated Technology Management | YCS | Commissioners Street | [5 empty] | Work Area
147876 | YCS-STORE | Computer Storage Location | YCS-EUS | Production & End User Support | [5 empty] | Equipment Location
147877 | YDA-ADMIN-BLDG | Building Location | YDA-EUS | Production & End User Support | [5 empty] | Process
147878 | YDA-EUS | Production & End User Support | YDA-ITM | Integrated Technology Management | [5 empty] | Sub Area
147879 | YDA-ITM | Integrated Technology Management | YDA | Dee Avenue | [5 empty] | Work Area
147880 | YDA-LAB-OFFICE | Computer Location | YDA-ADMIN-BLDG | Building Location | [5 empty] | Equipment Location
147888 | YME | Merton Yard | BUS | Business Unit Support | [5 empty] | Facility
147891 | YMH-21ST-OFFICE | Computer Location | YMH-ADMIN-BLDG | Building Location | [5 empty] | Equipment Location
147892 | YMH-EUS | Production & End User Support | YMH-ITM | Integrated Technology Management | [5 empty] | Sub Area
147893 | YMH-STORE | Computer Storage Location | YMH-EUS | Production & End User Support | [5 empty] | Equipment Location
147896 | YQQ-ADMIN-BLDG | Building Location | YMH-EUS | Production & End User Support | [5 empty] | Process
147897 | YTF BLDG-A OFFICE | Computer Location | YTF-A-BLDG | Building Location | [5 empty] | Equipment Location
147898 | YTF BLDG-B OFFICE | Computer Location | YTF-B-BLDG | Building Location | [5 empty] | Equipment Location
147899 | YTF BLDG-C OFFICE | Computer Location | YTF-A-BLDG | Building Location | [5 empty] | Equipment Location
147900 | YTF BLDG-C OFFICE | Computer Location | YTF-C-BLDG | Building Location | [5 empty] | Equipment Location
147901 | YTF COMMUNUCATION | YTF Communucation | YTF-SPC1 | Process Control Systems - Administrative | [5 empty] | Computer Equipment
147902 | YTF DECOM | Building Location | YTF SPC | Process Control Systems - Services Area | [5 empty] | Process
147903 | YTF DECOM | Building Location | YTF-SPC2 | Process Control Systems - Equipment | [5 empty] | Process
147904 | YTF PLC | YTF PLC | YTF-SPC1 | Process Control Systems - Administrative | [5 empty] | Process
147906 | YTF-A-BLDG | Building Location | YTF EUS | Production & End User Support | [5 empty] | Process
147997 | YTF-C-BLDG | Building Location | YTF EUS | Production & End User Support | [5 empty] | Process
147998 | YTF-CW | City Water | YTF-BLDG | Bullding Services | [5 empty] | Process
148023 | YTF-DECOM | Building Location | YTF EUS | Production & End User Support | [5 empty] | Process
148072 | YTF-GRK | Buildings and Grounds | YTF-BLDG | Bullding Services | [5 empty] | Process
148075 | YTF-GRK-PRTY-1000 | Building Maintenance | YTF-GRK | Buildings and Grounds |  |  |  | PRTY |  | Sub-Process
148078 | YTF-SES | Safety Equipment | YTF-BLDG | Bullding Services | [5 empty] | Process
148106 | YTF-SPC1 | Process Control Systems - Administrative | YTF | Tiffield Data Center | [5 empty] | Sub Area
148107 | YTF-SPC1 | Process Control Systems - Administrative | YTF SPC | Process Control Systems - Services Area | [5 empty] | Sub Area
148108 | YTF-SS | Security Systems | YTF | Tiffield Data Center | [5 empty] | Work Area
148114 | YTF-STORE | Computer Storage Location | YTF EUS | Production & End User Support | [5 empty] | Equipment Location
148120 | ZDATA PILOT | ZCity of Toronto |  |  |  |  | 39026 |  |  | City
148121 | ZXDP OTHER COL | DO NOT USE - DP Other Entities | [7 empty] | City
148122 | ZXDP VALVE COL | DO NOT USE - Toronto Water DP Pump | [7 empty] | City